5134906-962 | Medium Six Light Hall / Foyer | The Romee collection is a playful, yet simple spin on the classic lantern. With clean lines and elegant lamping holders makes Romee the perfect addition to any space without taking the spotlight from the décor, but will illuminate with superb class. The full Romee collection is available in three beautiful finishes Brushed Nickel, Chrome and Heirloom Bronze with three and six light options, making it easy to add Romee to any decor. | LINE VOLTAGE PENDANT | Romee | Pendants | Brushed Nickel | 962 | Steel |  |  |  |  | 6 Candelabra Torpedo 60w |  | 6 | No | [14 empty] | 0 | [12 empty] | 80.48 | 160.96 | 241.44 | D:15'' H:23 3/8'' O:85'' | 5.8 | 15 |  |  | 23.375 | Cap Nuts |  |  | 85 |  |  |  | No |  | No | [20 empty] | D:5'' H:7/8'' Round |  |  |  |  | 120 | Clear Silver | 60 |  | Hardwired | 0 | 0 | 0 | 0 | 1 | 0 | 0 | 1 | 1 | 0 | 0 | 785652067846 | 24.25 | 17.25 | 6.25 | 7.7 | 1.513 | 175 | Yes | [9 empty] | cETL Damp | ROMEE 6L MD FOYER-962 | Medium Six Light Hall / Foyer |  | 5134906-962.png | 5134906.jpg
5134906EN-05 | Medium Six Light Hall / Foyer | The Romee collection is a playful, yet simple spin on the classic lantern. With clean lines and elegant lamping holders makes Romee the perfect addition to any space without taking the spotlight from the décor, but will illuminate with superb class. The full Romee collection is available in three beautiful finishes Brushed Nickel, Chrome and Heirloom Bronze with three and six light options, making it easy to add Romee to any decor. | LINE VOLTAGE PENDANT | Romee | Pendants | Chrome | 5 | Steel |  |  |  |  | 6 Candelabra Torpedo 3.5w |  | 6 | Yes | [14 empty] | 0 | [12 empty] | 117.98 | 235.96 | 353.94 | D:15'' H:23 3/8'' O:85'' | 5.8 | 15 |  |  | 23.375 | Cap Nuts |  |  | 85 |  |  |  | No |  | No | [20 empty] | D:5'' H:7/8'' Round |  |  |  |  | 120 | Clear Silver | 60 |  | Hardwired | 0 | 0 | 0 | 1 | 1 | 0 | 0 | 0 | 1 | 0 | 0 | 785652068577 | 24.25 | 17.25 | 6.25 | 7.7 | 1.513 | 175 | Yes | [9 empty] | cETL Damp | ROMEE 6L LED MD FOYER-05 | Medium Six Light Hall / Foyer |  | 5134906EN-05.png | 5134906.jpg
5134906EN-710 | Medium Six Light Hall / Foyer | The Romee collection is a playful, yet simple spin on the classic lantern. With clean lines and elegant lamping holders makes Romee the perfect addition to any space without taking the spotlight from the décor, but will illuminate with superb class. The full Romee collection is available in three beautiful finishes Brushed Nickel, Chrome and Heirloom Bronze with three and six light options, making it easy to add Romee to any decor. | LINE VOLTAGE PENDANT | Romee | Pendants | Burnt Sienna | 710 | Steel |  |  |  |  | 6 Candelabra Torpedo 3.5w |  | 6 | Yes | [14 empty] | 0 | [12 empty] | 111.95 | 223.9 | 335.85 | D:15'' H:23 3/8'' O:85'' | 5.8 | 15 |  |  | 23.375 | Cap Nuts |  |  | 85 |  |  |  | No |  | No | [20 empty] | D:5'' H:7/8'' Round |  |  |  |  | 120 | Brown | 60 |  | Hardwired | 0 | 0 | 0 | 1 | 1 | 0 | 0 | 0 | 1 | 0 | 0 | 785652068591 | 0.1 | 0.1 | 0.1 | 0.1 | 0 | 100 | Yes | [9 empty] | cETL Damp | ROMEE 6L MD FOYER-710 | Medium Six Light Hall / Foyer |  | 5134906EN-710.jpg | 5134906EN.jpg
5134906EN-782 | Medium Six Light Hall / Foyer | The Romee collection is a playful, yet simple spin on the classic lantern. With clean lines and elegant lamping holders makes Romee the perfect addition to any space without taking the spotlight from the décor, but will illuminate with superb class. The full Romee collection is available in three beautiful finishes Brushed Nickel, Chrome and Heirloom Bronze with three and six light options, making it easy to add Romee to any decor. | LINE VOLTAGE PENDANT | Romee | Pendants | Heirloom Bronze | 782 | Steel |  |  |  |  | 6 Candelabra Torpedo 3.5w |  | 6 | Yes | [14 empty] | 0 | [12 empty] | 117.98 | 235.96 | 353.94 | D:15'' H:23 3/8'' O:85'' | 5.8 | 15 |  |  | 23.375 | Cap Nuts |  |  | 85 |  |  |  | No |  | No | [20 empty] | D:5'' H:7/8'' Round |  |  |  |  | 120 | Brown | 60 |  | Hardwired | 0 | 0 | 0 | 1 | 1 | 0 | 0 | 0 | 1 | 0 | 0 | 785652068607 | 24.25 | 17.25 | 6.25 | 7.7 | 1.513 | 175 | Yes | [9 empty] | cETL Damp | ROMEE 6L LED MD FOYER-782 | Medium Six Light Hall / Foyer |  | 5134906EN-782.png | 5134906.jpg
5134906EN-962 | Medium Six Light Hall / Foyer | The Romee collection is a playful, yet simple spin on the classic lantern. With clean lines and elegant lamping holders makes Romee the perfect addition to any space without taking the spotlight from the décor, but will illuminate with superb class. The full Romee collection is available in three beautiful finishes Brushed Nickel, Chrome and Heirloom Bronze with three and six light options, making it easy to add Romee to any decor. | LINE VOLTAGE PENDANT | Romee | Pendants | Brushed Nickel | 962 | Steel |  |  |  |  | 6 Candelabra Torpedo 3.5w |  | 6 | Yes | [14 empty] | 0 | [12 empty] | 117.98 | 235.96 | 353.94 | D:15'' H:23 3/8'' O:85'' | 5.8 | 15 |  |  | 23.375 | Cap Nuts |  |  | 85 |  |  |  | No |  | No | [20 empty] | D:5'' H:7/8'' Round |  |  |  |  | 120 | Clear Silver | 60 |  | Hardwired | 0 | 0 | 0 | 1 | 1 | 0 | 0 | 0 | 1 | 0 | 0 | 785652068621 | 24.255 | 17.25 | 6.25 | 7.7 | 1.513 | 175 | Yes | [9 empty] | cETL Damp | ROMEE 6L LED MD FOYER-962 | Medium Six Light Hall / Foyer |  | 5134906EN-962.png | 5134906.jpg
5134908-05 | Large Eight Light Hall / Foyer | The Romee collection is a playful, yet simple spin on the classic lantern. With clean lines and elegant lamping holders makes Romee the perfect addition to any space without taking the spotlight from the décor, but will illuminate with superb class. The full Romee collection is available in three beautiful finishes Brushed Nickel, Chrome and Heirloom Bronze with three and six light options, making it easy to add Romee to any decor. | LINE VOLTAGE PENDANT | Romee | Pendants | Chrome | 5 | Steel |  |  |  |  | 8 Candelabra Torpedo 60w |  | 8 | No | [14 empty] | 0 | [12 empty] | 114.5 | 229 | 343.5 | D:18'' H:30'' O:92'' |  | 18 |  |  | 30 | Cap Nuts |  |  | 92 |  |  |  | No |  | No | [20 empty] | D:5'' H:7/8'' Round |  |  |  |  | 120 | Clear Silver | 60 |  | Hardwired | 0 | 0 | 0 | 0 | 1 | 0 | 0 | 1 | 1 | 0 | 0 | 785652078231 | [16 empty] | cETL Damp | ROMEE 8L LG FOYER-05 | Large Eight Light Hall / Foyer |  | 5134908-05.jpg | 5134908.jpg
5134908-710 | Large Eight Light Hall / Foyer | The Romee collection is a playful, yet simple spin on the classic lantern. With clean lines and elegant lamping holders makes Romee the perfect addition to any space without taking the spotlight from the décor, but will illuminate with superb class. The full Romee collection is available in three beautiful finishes Brushed Nickel, Chrome and Heirloom Bronze with three and six light options, making it easy to add Romee to any decor. | LINE VOLTAGE PENDANT | Romee | Pendants | Burnt Sienna | 710 | Steel |  |  |  |  | 8 Candelabra Torpedo 60w |  | 8 | No | [14 empty] | 0 | [12 empty] | 114.5 | 229 | 343.5 | D:18'' H:30'' O:92'' |  | 18 |  |  | 30 | Cap Nuts |  |  | 92 |  |  |  | No |  | No | [20 empty] | D:5'' H:7/8'' Round |  |  |  |  | 120 | Brown | 60 |  | Hardwired | 0 | 0 | 0 | 0 | 1 | 0 | 0 | 1 | 1 | 0 | 0 | 785652078248 | [16 empty] | cETL Damp | ROMEE 8L LG FOYER-710 | Large Eight Light Hall / Foyer |  | 5134908-710.jpg | 5134908.jpg
5134908-782 | Large Eight Light Hall / Foyer | The Romee collection is a playful, yet simple spin on the classic lantern. With clean lines and elegant lamping holders makes Romee the perfect addition to any space without taking the spotlight from the décor, but will illuminate with superb class. The full Romee collection is available in three beautiful finishes Brushed Nickel, Chrome and Heirloom Bronze with three and six light options, making it easy to add Romee to any decor. | LINE VOLTAGE PENDANT | Romee | Pendants | Heirloom Bronze | 782 | Steel |  |  |  |  | 8 Candelabra Torpedo 60w |  | 8 | No | [14 empty] | 0 | [12 empty] | 114.5 | 229 | 343.5 | D:18'' H:30'' O:92'' |  | 18 |  |  | 30 | Cap Nuts |  |  | 92 |  |  |  | No |  | No | [20 empty] | D:5'' H:7/8'' Round |  |  |  |  | 120 | Brown | 60 |  | Hardwired | 0 | 0 | 0 | 0 | 1 | 0 | 0 | 1 | 1 | 0 | 0 | 785652078255 | [16 empty] | cETL Damp | ROMEE 8L LG FOYER-782 | Large Eight Light Hall / Foyer |  | 5134908-782.jpg | 5134908.jpg
5134908-962 | Large Eight Light Hall / Foyer | The Romee collection is a playful, yet simple spin on the classic lantern. With clean lines and elegant lamping holders makes Romee the perfect addition to any space without taking the spotlight from the décor, but will illuminate with superb class. The full Romee collection is available in three beautiful finishes Brushed Nickel, Chrome and Heirloom Bronze with three and six light options, making it easy to add Romee to any decor. | LINE VOLTAGE PENDANT | Romee | Pendants | Brushed Nickel | 962 | Steel |  |  |  |  | 8 Candelabra Torpedo 60w |  | 8 | No | [14 empty] | 0 | [12 empty] | 114.5 | 229 | 343.5 | D:18'' H:30'' O:92'' |  | 18 |  |  | 30 | Cap Nuts |  |  | 92 |  |  |  | No |  | No | [20 empty] | D:5'' H:7/8'' Round |  |  |  |  | 120 | Clear Silver | 60 |  | Hardwired | 0 | 0 | 0 | 0 | 1 | 0 | 0 | 1 | 1 | 0 | 0 | 785652078279 | [16 empty] | cETL Damp | ROMEE 8L LG FOYER-962 | Large Eight Light Hall / Foyer |  | 5134908-962.jpg | 5134908.jpg
5134908EN-05 | Large Eight Light Hall / Foyer | The Romee collection is a playful, yet simple spin on the classic lantern. With clean lines and elegant lamping holders makes Romee the perfect addition to any space without taking the spotlight from the décor, but will illuminate with superb class. The full Romee collection is available in three beautiful finishes Brushed Nickel, Chrome and Heirloom Bronze with three and six light options, making it easy to add Romee to any decor. | LINE VOLTAGE PENDANT | Romee | Pendants | Chrome | 5 | Steel |  |  |  |  | 8 Candelabra Torpedo 3.5w |  | 8 | Yes | [14 empty] | 0 | [12 empty] | 162.5 | 325 | 487.5 | D:18'' H:30'' O:92'' |  | 18 |  |  | 30 | Cap Nuts |  |  | 92 |  |  |  | No |  | No | [20 empty] | D:5'' H:7/8'' Round |  |  |  |  | 120 | Clear Silver | 60 |  | Hardwired | 0 | 0 | 0 | 1 | 1 | 0 | 0 | 0 | 1 | 0 | 0 | 785652082368 | [16 empty] | cETL Damp | ROMEE 8L LG FOYER-05 | Large Eight Light Hall / Foyer |  | 5134908EN-05.jpg | 5134908EN.jpg
5134908EN-710 | Large Eight Light Hall / Foyer | The Romee collection is a playful, yet simple spin on the classic lantern. With clean lines and elegant lamping holders makes Romee the perfect addition to any space without taking the spotlight from the décor, but will illuminate with superb class. The full Romee collection is available in three beautiful finishes Brushed Nickel, Chrome and Heirloom Bronze with three and six light options, making it easy to add Romee to any decor. | LINE VOLTAGE PENDANT | Romee | Pendants | Burnt Sienna | 710 | Steel |  |  |  |  | 8 Candelabra Torpedo 3.5w |  | 8 | Yes | [14 empty] | 0 | [12 empty] | 162.5 | 325 | 487.5 | D:18'' H:30'' O:92'' |  | 18 |  |  | 30 | Cap Nuts |  |  | 92 |  |  |  | No |  | No | [20 empty] | D:5'' H:7/8'' Round |  |  |  |  | 120 | Brown | 60 |  | Hardwired | 0 | 0 | 0 | 1 | 1 | 0 | 0 | 0 | 1 | 0 | 0 | 785652082375 | [16 empty] | cETL Damp | ROMEE 8L LG FOYER-710 | Large Eight Light Hall / Foyer |  | 5134908EN-710.jpg | 5134908EN.jpg
5134908EN-782 | Large Eight Light Hall / Foyer | The Romee collection is a playful, yet simple spin on the classic lantern. With clean lines and elegant lamping holders makes Romee the perfect addition to any space without taking the spotlight from the décor, but will illuminate with superb class. The full Romee collection is available in three beautiful finishes Brushed Nickel, Chrome and Heirloom Bronze with three and six light options, making it easy to add Romee to any decor. | LINE VOLTAGE PENDANT | Romee | Pendants | Heirloom Bronze | 782 | Steel |  |  |  |  | 8 Candelabra Torpedo 3.5w |  | 8 | Yes | [14 empty] | 0 | [12 empty] | 162.5 | 325 | 487.5 | D:18'' H:30'' O:92'' |  | 18 |  |  | 30 | Cap Nuts |  |  | 92 |  |  |  | No |  | No | [20 empty] | D:5'' H:7/8'' Round |  |  |  |  | 120 | Brown | 60 |  | Hardwired | 0 | 0 | 0 | 1 | 1 | 0 | 0 | 0 | 1 | 0 | 0 | 785652082382 | [16 empty] | cETL Damp | ROMEE 8L LG FOYER-782 | Large Eight Light Hall / Foyer |  | 5134908EN-782.jpg | 5134908EN.jpg
5134908EN-962 | Large Eight Light Hall / Foyer | The Romee collection is a playful, yet simple spin on the classic lantern. With clean lines and elegant lamping holders makes Romee the perfect addition to any space without taking the spotlight from the décor, but will illuminate with superb class. The full Romee collection is available in three beautiful finishes Brushed Nickel, Chrome and Heirloom Bronze with three and six light options, making it easy to add Romee to any decor. | LINE VOLTAGE PENDANT | Romee | Pendants | Brushed Nickel | 962 | Steel |  |  |  |  | 8 Candelabra Torpedo 3.5w |  | 8 | Yes | [14 empty] | 0 | [12 empty] | 162.5 | 325 | 487.5 | D:18'' H:30'' O:92'' |  | 18 |  |  | 30 | Cap Nuts |  |  | 92 |  |  |  | No |  | No | [20 empty] | D:5'' H:7/8'' Round |  |  |  |  | 120 | Clear Silver | 60 |  | Hardwired | 0 | 0 | 0 | 1 | 1 | 0 | 0 | 0 | 1 | 0 | 0 | 785652082412 | [16 empty] | cETL Damp | ROMEE 8L LG FOYER-962 | Large Eight Light Hall / Foyer |  | 5134908EN-962.jpg | 5134908EN.jpg
51350-708 | Four Light Hall / Foyer | With the Laurel Leaf lighting collection by Sea Gull Lighting, the focus is on the beauty of the structure. Sweeping arms that reach out to hold generously shaped ripple glass shades with a soft contemporary finish transitions comfortably for today's lifestyles. Offered in Antique Brushed Nickel finish or Estate Bronze finish, both with Etched Ripple glass. The assortment includes 15-light, nine-light, five-light and three-light chandeliers, pendants in six sizes, both flush and semi-flush ceiling fixtures, as well as one-light, two-light, three-light and four-light wall/bath fixtures. Incandescent and ENERGY STAR-qualified LED lamping are available; all fixtures are California Title 24 compliant. | LINE VOLTAGE PENDANT | Laurel Leaf | Pendants | Estate Bronze | 708 | Steel |  |  |  |  | 4 Candelabra Torpedo 60w |  | 4 | No | [14 empty] | 0 | [12 empty] | 268 | 536 | 804 | D:19'' H:33 1/4'' O:156 3/4'' | 14.1 | 19 |  |  | 33.25 | Center Lock-Up |  |  | 156.75 |  |  |  | No |  | No | 5 | 13 |  |  | 188.0 X 20.0 mm | [15 empty] | D:5 3/4'' DP:1 7/8'' Round |  |  |  |  | 144 | Brown | 120 | N/A | Hardwired | 0 | 0 | 0 | 0 | 1 | 0 | 0 | 1 | 1 | 0 | 0 | 785652134296 | 21.25 | 11 | 31.75 | 18.5 | 4.295 | 175 | Yes | [8 empty] | UL Dry | cUL Dry | LAUREL LEAF 4L FOYER-708 | Four Light Hall / Foyer |  | 51350-708.jpg | 51350.jpg
51350EN-708 | Four Light Hall / Foyer | With the Laurel Leaf lighting collection by Sea Gull Lighting, the focus is on the beauty of the structure. Sweeping arms that reach out to hold generously shaped ripple glass shades with a soft contemporary finish transitions comfortably for today's lifestyles. Offered in Antique Brushed Nickel finish or Estate Bronze finish, both with Etched Ripple glass. The assortment includes 15-light, nine-light, five-light and three-light chandeliers, pendants in six sizes, both flush and semi-flush ceiling fixtures, as well as one-light, two-light, three-light and four-light wall/bath fixtures. Incandescent and ENERGY STAR-qualified LED lamping are available; all fixtures are California Title 24 compliant. | LINE VOLTAGE PENDANT | Laurel Leaf | Pendants | Estate Bronze | 708 | Steel |  |  |  |  | 4 Candelabra Torpedo 3.5w |  | 4 | Yes | [14 empty] | 0 | [12 empty] | 279 | 558 | 837 | D:19'' H:33 1/4'' O:156 3/4'' | 14.1 | 19 |  |  | 33.25 | Center Lock-Up |  |  | 156.75 |  |  |  | No |  | No | 5 | 13 |  |  | 188.0 X 20.0 mm | [15 empty] | D:5 3/4'' DP:1 7/8'' Round |  |  |  |  | 144 | Brown | 120 | N/A | Hardwired | 0 | 0 | 0 | 1 | 1 | 0 | 0 | 0 | 1 | 0 | 0 | 785652030857 | 21.25 | 11 | 31.75 | 18.5 | 4.295 | 175 | Yes | [8 empty] | UL Dry | cUL Dry | LAUREL LEAF 4L FOYER-708 | Four Light Hall / Foyer |  | 51350EN-708.jpg | 51350.jpg
5136103-839 | Three Light Hall / Foyer | The charming Huntsville pendant light collection by Sea Gull Lighting features an updated profile reminiscent of traditional gas lanterns used in the eighteenth century. The open silhouette and top chimney detail create a warm and inviting look. Pendants are often paired or clustered together in a large foyer, over a kitchen island or dining room table. This three-light hall / foyer pendant is offered in Heirloom Bronze or textured Blacksmith finishes. Incandescent candelabra base and ENERGY STAR-qualified candelabra base LED lamping are available; all fixtures are California Title 24 compliant. | LINE VOLTAGE PENDANT | Huntsville | Pendants | Blacksmith | 839 | Steel |  |  |  |  | 3 Candelabra Torpedo 60w |  | 3 | No | [14 empty] | 0 | [12 empty] | 144 | 288 | 432 | L:14'' W:14'' H:23 7/16'' O:60 3/4'' | 8.9 |  | 14 | 14 | 23.4375 | Center Lock-Up |  |  | 60.75 |  |  |  | No |  | No | [20 empty] | D:5'' H:1'' Round |  |  |  |  | 144 | Brown | 120 |  | Hardwired | 0 | 0 | 0 | 0 | 1 | 0 | 0 | 0 | 1 | 0 | 0 | 785652109768 | 25 | 15.5 | 15.5 | 11.3 | 3.476 | 250 | Yes | [9 empty] | cETL Damp | HUNTSVILLE 3L FOYER-839 | Three Light Hall / Foyer |  | 5136103-839.jpg | 5136104.jpg
5136103EN-839 | Three Light Hall / Foyer | The charming Huntsville pendant light collection by Sea Gull Lighting features an updated profile reminiscent of traditional gas lanterns used in the eighteenth century. The open silhouette and top chimney detail create a warm and inviting look. Pendants are often paired or clustered together in a large foyer, over a kitchen island or dining room table. This three-light hall / foyer pendant is offered in Heirloom Bronze or textured Blacksmith finishes. Incandescent candelabra base and ENERGY STAR-qualified candelabra base LED lamping are available; all fixtures are California Title 24 compliant. | LINE VOLTAGE PENDANT | Huntsville | Pendants | Blacksmith | 839 | Steel |  |  |  |  | 3 Candelabra Torpedo 3.5w |  | 3 | Yes | [14 empty] | 0 | [12 empty] | 159 | 318 | 477 | L:14'' W:14'' H:23 7/16'' O:60 3/4'' | 8.9 |  | 14 | 14 | 23.4375 | Center Lock-Up |  |  | 60.75 |  |  |  | No |  | No | [20 empty] | D:5'' H:1'' Round |  |  |  |  | 144 | Brown | 120 |  | Hardwired | 0 | 0 | 0 | 1 | 1 | 0 | 0 | 0 | 1 | 0 | 0 | 785652031007 | 25 | 15.5 | 15.5 | 11.3 | 3.476 | 250 | Yes | [9 empty] | cETL Damp | HUNTSVILLE 3L FOYER-839 | Three Light Hall / Foyer |  | 5136103EN-839.jpg | 5136104.jpg
51375-839 | Three Light Hall / Foyer | The Somerton lighting collection from Sea Gull Lighting mixes modern and traditional lines in harmony to create the perfect coupling of transitional contemporary styling. Bold angles are balanced with flowing curves, and a minimalist glass design. Offered in Antique Brushed Nickel finish with Satin Etched glass or textured Blacksmith finish with Café Tint glass. The assortment includes 9-light, 5-light and 3-light chandeliers, pendants in six sizes (two of which are perfect for the foyer), both flush and semi-flush ceiling fixtures, as well as one-light, two-light, three-light and four-light wall/bath fixtures. Both incandescent lamping and ENERGY STAR-qualified LED lamping are available. Most of these fixtures easily convert to LED by purchasing LED replacement lamps sold separately. | LINE VOLTAGE PENDANT | Somerton | Pendants | Blacksmith | 839 | Steel | Cafe Tint Glass | D:5.5" |  |  | 3 Medium A19 100w |  | 3 | No | [14 empty] | 0 | [12 empty] | 217.5 | 435 | 652.5 | D:16'' H:28'' O:150 1/2'' | 15.5 | 16 |  |  | 28 | Center Lock-Up |  |  | 150.5 |  |  |  | No |  | No | 5 | 13 |  |  | 188.0 X 20.0 mm | [15 empty] | D:5 1/2'' H:1'' Round |  |  |  |  | 144 | Black | 120 | N/A | Hardwired | 0 | 0 | 0 | 0 | 1 | 0 | 0 | 1 | 1 | 0 | 0 | 785652513701 | 18 | 18.38 | 20 | 19.35 | 3.829 | 175 | Yes | [8 empty] | UL Dry | cUL Dry | SOMERTON 3L FOYER-839 | Three Light Hall / Foyer |  | 51375-839.jpg | 51375.jpg
51375-965 | Three Light Hall / Foyer | The Somerton lighting collection from Sea Gull Lighting mixes modern and traditional lines in harmony to create the perfect coupling of transitional contemporary styling. Bold angles are balanced with flowing curves, and a minimalist glass design. Offered in Antique Brushed Nickel finish with Satin Etched glass or textured Blacksmith finish with Café Tint glass. The assortment includes 9-light, 5-light and 3-light chandeliers, pendants in six sizes (two of which are perfect for the foyer), both flush and semi-flush ceiling fixtures, as well as one-light, two-light, three-light and four-light wall/bath fixtures. Both incandescent lamping and ENERGY STAR-qualified LED lamping are available. Most of these fixtures easily convert to LED by purchasing LED replacement lamps sold separately. | LINE VOLTAGE PENDANT | Somerton | Pendants | Antique Brushed Nickel | 965 | Steel | Satin Etched Glass | D:5.5" |  |  | 3 Medium A19 100w |  | 3 | No | [14 empty] | 0 | [12 empty] | 217.5 | 435 | 652.5 | D:16'' H:28'' O:150 1/2'' | 15.5 | 16 |  |  | 28 | Center Lock-Up |  |  | 150.5 |  |  |  | No |  | No | 5 | 13 |  |  | 188.0 X 20.0 mm | [15 empty] | D:5 1/2'' H:1'' Round |  |  |  |  | 144 | Clear | 120 | N/A | Hardwired | 0 | 0 | 0 | 0 | 1 | 0 | 0 | 1 | 1 | 0 | 0 | 785652759673 | 18 | 18.38 | 20 | 19.35 | 3.829 | 175 | Yes | [8 empty] | UL Dry | cUL Dry | SOMERTON 3L FOYER-965 | Three Light Hall / Foyer |  | 51375-965.jpg | 51375.jpg
51375EN3-839 | Three Light Hall / Foyer | The Somerton lighting collection from Sea Gull Lighting mixes modern and traditional lines in harmony to create the perfect coupling of transitional contemporary styling. Bold angles are balanced with flowing curves, and a minimalist glass design. Offered in Antique Brushed Nickel finish with Satin Etched glass or textured Blacksmith finish with Café Tint glass. The assortment includes 9-light, 5-light and 3-light chandeliers, pendants in six sizes (two of which are perfect for the foyer), both flush and semi-flush ceiling fixtures, as well as one-light, two-light, three-light and four-light wall/bath fixtures. Both incandescent lamping and ENERGY STAR-qualified LED lamping are available. Most of these fixtures easily convert to LED by purchasing LED replacement lamps sold separately. | LINE VOLTAGE PENDANT | Somerton | Pendants | Blacksmith | 839 | Steel | Cafe Tint Glass | D:5.5" |  |  | 3 Medium A19 9.3w |  | 3 | Yes | [14 empty] | 0 | [12 empty] | 228 | 456 | 684 | D:16'' H:28'' O:150 1/2'' | 15.5 | 16 |  |  | 28 | Center Lock-Up |  |  | 150.5 |  |  |  | No |  | No | 5 | 13 |  |  | 188.0 X 20.0 mm | [15 empty] | D:5 1/2'' H:1'' Round |  |  |  |  | 144 | Black | 120 | N/A | Hardwired | 0 | 0 | 0 | 1 | 1 | 0 | 0 | 0 | 1 | 0 | 0 | 785652054754 | 18 | 18.38 | 20 | 19.35 | 3.829 | 175 | Yes | [8 empty] | UL Dry | cUL Dry | SOMERTON 3L FOYER-839 | Three Light Hall / Foyer |  | 51375EN3-839.jpg | 51375.jpg
51375EN3-965 | Three Light Hall / Foyer | The Somerton lighting collection from Sea Gull Lighting mixes modern and traditional lines in harmony to create the perfect coupling of transitional contemporary styling. Bold angles are balanced with flowing curves, and a minimalist glass design. Offered in Antique Brushed Nickel finish with Satin Etched glass or textured Blacksmith finish with Café Tint glass. The assortment includes 9-light, 5-light and 3-light chandeliers, pendants in six sizes (two of which are perfect for the foyer), both flush and semi-flush ceiling fixtures, as well as one-light, two-light, three-light and four-light wall/bath fixtures. Both incandescent lamping and ENERGY STAR-qualified LED lamping are available. Most of these fixtures easily convert to LED by purchasing LED replacement lamps sold separately. | LINE VOLTAGE PENDANT | Somerton | Pendants | Antique Brushed Nickel | 965 | Steel | Satin Etched Glass | D:5.5" |  |  | 3 Medium A19 9.3w |  | 3 | Yes | [14 empty] | 0 | [12 empty] | 228 | 456 | 684 | D:16'' H:28'' O:150 1/2'' | 15.5 | 16 |  |  | 28 | Center Lock-Up |  |  | 150.5 |  |  |  | No |  | No | 5 | 13 |  |  | 188.0 X 20.0 mm | [15 empty] | D:5 1/2'' H:1'' Round |  |  |  |  | 144 | Clear | 120 | N/A | Hardwired | 0 | 0 | 0 | 1 | 1 | 0 | 0 | 0 | 1 | 0 | 0 | 785652054761 | 18 | 18.4 | 20 | 19.35 | 3.833 | 175 | Yes | [8 empty] | UL Dry | cUL Dry | SOMERTON 3L FOYER-965 | Three Light Hall / Foyer |  | 51375EN3-965.jpg | 51375.jpg
5140503-71 | Three Light Hall / Foyer | The Chatauqua lighting collection by Sea Gull Lighting exudes a retro-industrial style via the striking beveled edges inspired by raw steel girders, finished with functioning corner-connection details. In contrast, the cylindrical, white glass shades add a modern touch. Available in a remarkable Antique Bronze or Stardust finish that creates the look of a traditional wooden box that would be at home in either a rustic lodge or a modern loft. The retro-industrial design comes to life with distressed gold metal accents. The assortment includes five-light chandeliers; three-light foyer pendants; one-light mini pendants; and four-light island pendants. Incandescent and ENERGY STAR-qualified LED lamping are available; all fixtures are California Title 24 compliant. | LINE VOLTAGE PENDANT | Chatauqua | Pendants | Antique Bronze | 71 | Steel | Etched / White Inside Glass | D:3.875" H:6.5" |  |  | 3 Medium A19 100w |  | 3 | No | [14 empty] | 0 | [12 empty] | 184.48 | 368.96 | 553.44 | L:14 1/4'' W:14 1/4'' H:20 1/2'' O:66 1/2'' | 18.5 |  | 14.25 | 14.25 | 20.5 | Center Lock-Up |  |  | 66.5 |  |  |  | No |  | No | [20 empty] | D:5'' H:3/4'' Round |  |  |  |  | 120 | Brown |  |  | Hardwired | 0 | 0 | 0 | 0 | 1 | 0 | 0 | 1 | 0 | 0 | 0 | 785652003578 | 23.25 | 17.25 | 15.75 | 26 | 3.656 | 125 | Yes | [9 empty] | cETL Damp | CHATAUQUA 3L FOYER-71 | Three Light Hall / Foyer |  | 5140503-71.jpg | 5140503.jpg
5140503-846 | Three Light Hall / Foyer | The Chatauqua lighting collection by Sea Gull Lighting exudes a retro-industrial style via the striking beveled edges inspired by raw steel girders, finished with functioning corner-connection details. In contrast, the cylindrical, white glass shades add a modern touch. Available in a remarkable Antique Bronze or Stardust finish that creates the look of a traditional wooden box that would be at home in either a rustic lodge or a modern loft. The retro-industrial design comes to life with distressed gold metal accents. The assortment includes five-light chandeliers; three-light foyer pendants; one-light mini pendants; and four-light island pendants. Incandescent and ENERGY STAR-qualified LED lamping are available; all fixtures are California Title 24 compliant. | LINE VOLTAGE PENDANT | Chatauqua | Pendants | Stardust / Satin Bronze | 846 / 848 | Steel | Etched / White Inside Glass | D:3.875" H:6.5" |  |  | 3 Medium A19 100w |  | 3 | No | [14 empty] | 0 | [12 empty] | 184.48 | 368.96 | 553.44 | L:14 1/4'' W:14 1/4'' H:20 1/2'' O:66 1/2'' | 18.5 |  | 14.25 | 14.25 | 20.5 | Center Lock-Up |  |  | 66.5 |  |  |  | No |  | No | [20 empty] | D:5'' H:3/4'' Round |  |  |  |  | 120 | Black |  |  | Hardwired | 0 | 0 | 0 | 0 | 1 | 0 | 0 | 1 | 0 | 0 | 0 | 785652001116 | 23.25 | 17.25 | 15.75 | 26 | 3.656 | 125 | Yes | [9 empty] | cETL Damp | CHATAUQUA 3L FOYER-846 | Three Light Hall / Foyer |  | 5140503-846.jpg | 5140503.jpg
5140503EN3-71 | Three Light Hall / Foyer | The Chatauqua lighting collection by Sea Gull Lighting exudes a retro-industrial style via the striking beveled edges inspired by raw steel girders, finished with functioning corner-connection details. In contrast, the cylindrical, white glass shades add a modern touch. Available in a remarkable Antique Bronze or Stardust finish that creates the look of a traditional wooden box that would be at home in either a rustic lodge or a modern loft. The retro-industrial design comes to life with distressed gold metal accents. The assortment includes five-light chandeliers; three-light foyer pendants; one-light mini pendants; and four-light island pendants. Incandescent and ENERGY STAR-qualified LED lamping are available; all fixtures are California Title 24 compliant. | LINE VOLTAGE PENDANT | Chatauqua | Pendants | Antique Bronze | 71 | Steel | Etched / White Inside Glass | D:3.875" H:6.5" |  |  | 3 Medium A19 9.3w |  | 3 | Yes | [14 empty] | 0 | [12 empty] | 186.48 | 372.96 | 559.44 | L:14 1/4'' W:14 1/4'' H:20 1/2'' O:66 1/2'' | 18.5 |  | 14.25 | 14.25 | 20.5 | Center Lock-Up |  |  | 66.5 |  |  |  | No |  | No | [20 empty] | D:5'' H:3/4'' Round |  |  |  |  | 120 | Brown |  |  | Hardwired | 0 | 0 | 0 | 1 | 1 | 0 | 0 | 0 | 0 | 0 | 0 | 785652050305 | 23.25 | 17.25 | 15.75 | 26 | 3.656 | 125 | Yes | [9 empty] | cETL Damp | CHATAUQUA 3L FOYER-71 | Three Light Hall / Foyer |  | 5140503EN3-71.jpg | 5140503.jpg
5140503EN3-846 | Three Light Hall / Foyer | The Chatauqua lighting collection by Sea Gull Lighting exudes a retro-industrial style via the striking beveled edges inspired by raw steel girders, finished with functioning corner-connection details. In contrast, the cylindrical, white glass shades add a modern touch. Available in a remarkable Antique Bronze or Stardust finish that creates the look of a traditional wooden box that would be at home in either a rustic lodge or a modern loft. The retro-industrial design comes to life with distressed gold metal accents. The assortment includes five-light chandeliers; three-light foyer pendants; one-light mini pendants; and four-light island pendants. Incandescent and ENERGY STAR-qualified LED lamping are available; all fixtures are California Title 24 compliant. | LINE VOLTAGE PENDANT | Chatauqua | Pendants | Stardust / Satin Bronze | 846 / 848 | Steel | Etched / White Inside Glass | D:3.875" H:6.5" |  |  | 3 Medium A19 9.3w |  | 3 | Yes | [14 empty] | 0 | [12 empty] | 199.98 | 399.96 | 599.94 | L:14 1/4'' W:14 1/4'' H:20 1/2'' O:66 1/2'' | 18.5 |  | 14.25 | 14.25 | 20.5 | Center Lock-Up |  |  | 66.5 |  |  |  | No |  | No | [20 empty] | D:5'' H:3/4'' Round |  |  |  |  | 120 | Black |  |  | Hardwired | 0 | 0 | 0 | 1 | 1 | 0 | 0 | 0 | 0 | 0 | 0 | 785652050329 | 23.25 | 17.25 | 15.75 | 26 | 3.656 | 125 | Yes | [9 empty] | cETL Damp | CHATAUQUA 3L FOYER-846 | Three Light Hall / Foyer |  | 5140503EN3-846.jpg | 5140503.jpg
5140506-71 | Six Light Hall / Foyer | The Chatauqua lighting collection by Sea Gull Lighting exudes a retro-industrial style via the striking beveled edges inspired by raw steel girders, finished with functioning corner-connection details. In contrast, the cylindrical, white glass shades add a modern touch. Available in a remarkable Antique Bronze or Stardust finish that creates the look of a traditional wooden box that would be at home in either a rustic lodge or a modern loft. The retro-industrial design comes to life with distressed gold metal accents. The assortment includes five-light chandeliers; three-light foyer pendants; one-light mini pendants; and four-light island pendants. Incandescent and ENERGY STAR-qualified LED lamping are available; all fixtures are California Title 24 compliant. | LINE VOLTAGE PENDANT | Chatauqua | Pendants | Antique Bronze | 71 | Steel | Etched / White Inside Glass | D:3.875" H:6.5" |  |  | 6 Medium A19 100w |  | 6 | No | [14 empty] | 0 | [12 empty] | 274.98 | 549.96 | 824.94 | L:16 1/2'' W:16 1/2'' H:27 7/8'' O:73 3/4'' | 32 |  | 16.5 | 16.5 | 27.875 | Center Lock-Up |  |  | 73.75 |  |  |  | No |  | No | [20 empty] | D:5'' H:3/4'' Round |  |  |  |  | 120 | Brown |  |  | Hardwired | 0 | 0 | 0 | 0 | 1 | 0 | 0 | 1 | 0 | 0 | 0 | 785652059506 | 30.75 | 20 | 19 | 35.2 | 6.762 | 175 | Yes | [9 empty] | cETL Damp | CHATAUQUA 6L FOYER-71 | Six Light Hall / Foyer |  | 5140506-71.png | 5140506.jpg
5140506-846 | Six Light Hall / Foyer | The Chatauqua lighting collection by Sea Gull Lighting exudes a retro-industrial style via the striking beveled edges inspired by raw steel girders, finished with functioning corner-connection details. In contrast, the cylindrical, white glass shades add a modern touch. Available in a remarkable Antique Bronze or Stardust finish that creates the look of a traditional wooden box that would be at home in either a rustic lodge or a modern loft. The retro-industrial design comes to life with distressed gold metal accents. The assortment includes five-light chandeliers; three-light foyer pendants; one-light mini pendants; and four-light island pendants. Incandescent and ENERGY STAR-qualified LED lamping are available; all fixtures are California Title 24 compliant. | LINE VOLTAGE PENDANT | Chatauqua | Pendants | Stardust / Satin Bronze | 846 / 848 | Steel | Etched / White Inside Glass | D:3.875" H:6.5" |  |  | 6 Medium A19 100w |  | 6 | No | [14 empty] | 0 | [12 empty] | 274.98 | 549.96 | 824.94 | L:16 1/2'' W:16 1/2'' H:27 7/8'' O:73 3/4'' | 32 |  | 16.5 | 16.5 | 27.875 | Center Lock-Up |  |  | 73.75 |  |  |  | No |  | No | [20 empty] | D:5'' H:3/4'' Round |  |  |  |  | 120 | Black |  |  | Hardwired | 0 | 0 | 0 | 0 | 1 | 0 | 0 | 1 | 0 | 0 | 0 | 785652059513 | 30.75 | 20 | 19 | 35.2 | 6.762 | 175 | Yes | [9 empty] | cETL Damp | CHATAUQUA 6L FOYER-846 | Six Light Hall / Foyer |  | 5140506-846.png | 5140506.jpg
5140506EN3-71 | Six Light Hall / Foyer | The Chatauqua lighting collection by Sea Gull Lighting exudes a retro-industrial style via the striking beveled edges inspired by raw steel girders, finished with functioning corner-connection details. In contrast, the cylindrical, white glass shades add a modern touch. Available in a remarkable Antique Bronze or Stardust finish that creates the look of a traditional wooden box that would be at home in either a rustic lodge or a modern loft. The retro-industrial design comes to life with distressed gold metal accents. The assortment includes five-light chandeliers; three-light foyer pendants; one-light mini pendants; and four-light island pendants. Incandescent and ENERGY STAR-qualified LED lamping are available; all fixtures are California Title 24 compliant. | LINE VOLTAGE PENDANT | Chatauqua | Pendants | Antique Bronze | 71 | Steel | Etched / White Inside Glass | D:3.875" H:6.5" |  |  | 6 Medium A19 9.3w |  | 6 | Yes | [14 empty] | 0 | [12 empty] | 299.98 | 599.96 | 899.94 | L:16 1/2'' W:16 1/2'' H:27 7/8'' O:73 3/4'' | 32 |  | 16.5 | 16.5 | 27.875 | Center Lock-Up |  |  | 73.75 |  |  |  | No |  | No | [20 empty] | D:5'' H:3/4'' Round |  |  |  |  | 120 | Brown |  |  | Hardwired | 0 | 0 | 0 | 1 | 1 | 0 | 0 | 0 | 0 | 0 | 0 | 785652060045 | 31.5 | 20 | 18.75 | 35 | 6.836 | 175 | Yes | [9 empty] | cETL Damp | CHATAUQUA 6L FOYER-71 | Six Light Hall / Foyer |  | 5140506EN3-71.jpg | 5140506EN3.jpg
5140506EN3-846 | Six Light Hall / Foyer | The Chatauqua lighting collection by Sea Gull Lighting exudes a retro-industrial style via the striking beveled edges inspired by raw steel girders, finished with functioning corner-connection details. In contrast, the cylindrical, white glass shades add a modern touch. Available in a remarkable Antique Bronze or Stardust finish that creates the look of a traditional wooden box that would be at home in either a rustic lodge or a modern loft. The retro-industrial design comes to life with distressed gold metal accents. The assortment includes five-light chandeliers; three-light foyer pendants; one-light mini pendants; and four-light island pendants. Incandescent and ENERGY STAR-qualified LED lamping are available; all fixtures are California Title 24 compliant. | LINE VOLTAGE PENDANT | Chatauqua | Pendants | Stardust / Satin Bronze | 846 / 848 | Steel | Etched / White Inside Glass | D:3.875" H:6.5" |  |  | 6 Medium A19 9.3w |  | 6 | Yes | [14 empty] | 0 | [12 empty] | 299.98 | 599.96 | 899.94 | L:16 1/2'' W:16 1/2'' H:27 7/8'' O:73 3/4'' | 32 |  | 16.5 | 16.5 | 27.875 | Center Lock-Up |  |  | 73.75 |  |  |  | No |  | No | [20 empty] | D:5'' H:3/4'' Round |  |  |  |  | 120 | Black |  |  | Hardwired | 0 | 0 | 0 | 1 | 1 | 0 | 0 | 0 | 0 | 0 | 0 | 785652060052 | 30.75 | 20 | 19 | 35.2 | 6.762 | 175 | Yes | [9 empty] | cETL Damp | CHATAUQUA 6L FOYER-846 | Six Light Hall / Foyer |  | 5140506EN3-846.jpg | 5140506EN3.jpg
5140603-12 | Small Three Light Hall / Foyer | The Labette collection by Sea Gull Lighting is a charming pendant light collection, featuring a beautiful four-sided, lantern silhouette which is accented with rivet details and an updated square link at the crown, that will surely bring character to any setting. The open frame adds an updated lightness to this stately fixture which is often installed in multiples for a more dramatic effect. The two finishes Black and Heirloom Bronze will effortlessly accent any décor. Available in small three-light pendant, medium three-light pendant and large four-light pendant, which can be beautifully paired or clustered together in a large foyer, over a kitchen island, dining room table or accenting a covered patio or porch. Incandescent and ENERGY STAR-qualified LED lamping are available; all fixtures are California Title 24 compliant. | LINE VOLTAGE PENDANT | Labette | Pendants | Black | 12 | Steel |  |  |  |  | 3 Candelabra Torpedo 60w |  | 3 | No | [14 empty] | 0 | [12 empty] | 80.48 | 160.96 | 241.44 | L:10'' W:10'' H:19 3/4'' O:69 3/4'' |  |  | 10 | 10 | 19.75 | Center Lock-Up |  |  | 69.75 |  |  |  | No |  | No | [20 empty] | D:5'' H:7/8'' Round |  |  |  |  | 120 | Black | 72 |  | Hardwired | 0 | 0 | 0 | 0 | 1 | 0 | 0 | 0 | 1 | 0 | 0 | 785652002267 | 15 | 12 | 12 | 7.6 | 1.25 | 125 | Yes | [9 empty] | cETL Damp | LABETTE 3L FOYER-12 | Small Three Light Hall / Foyer |  | 5140603-12.jpg | 5140603.jpg
5140603-782 | Small Three Light Hall / Foyer | The Labette collection by Sea Gull Lighting is a charming pendant light collection, featuring a beautiful four-sided, lantern silhouette which is accented with rivet details and an updated square link at the crown, that will surely bring character to any setting. The open frame adds an updated lightness to this stately fixture which is often installed in multiples for a more dramatic effect. The two finishes Black and Heirloom Bronze will effortlessly accent any décor. Available in small three-light pendant, medium three-light pendant and large four-light pendant, which can be beautifully paired or clustered together in a large foyer, over a kitchen island, dining room table or accenting a covered patio or porch. Incandescent and ENERGY STAR-qualified LED lamping are available; all fixtures are California Title 24 compliant. | LINE VOLTAGE PENDANT | Labette | Pendants | Heirloom Bronze | 782 | Steel |  |  |  |  | 3 Candelabra Torpedo 60w |  | 3 | No | [14 empty] | 0 | [12 empty] | 80.48 | 160.96 | 241.44 | L:10'' W:10'' H:19 3/4'' O:69 3/4'' |  |  | 10 | 10 | 19.75 | Center Lock-Up |  |  | 69.75 |  |  |  | No |  | No | [20 empty] | D:5'' H:7/8'' Round |  |  |  |  | 120 | Brown | 72 |  | Hardwired | 0 | 0 | 0 | 0 | 1 | 0 | 0 | 0 | 1 | 0 | 0 | 785652002274 | 14.75 | 12.25 | 12.25 | 7.6 | 1.281 | 175 | Yes | [9 empty] | cETL Damp | LABETTE 3L FOYER-782 | Small Three Light Hall / Foyer |  | 5140603-782.jpg | 5140603.jpg
5140603EN-12 | Small Three Light Hall / Foyer | The Labette collection by Sea Gull Lighting is a charming pendant light collection, featuring a beautiful four-sided, lantern silhouette which is accented with rivet details and an updated square link at the crown, that will surely bring character to any setting. The open frame adds an updated lightness to this stately fixture which is often installed in multiples for a more dramatic effect. The two finishes Black and Heirloom Bronze will effortlessly accent any décor. Available in small three-light pendant, medium three-light pendant and large four-light pendant, which can be beautifully paired or clustered together in a large foyer, over a kitchen island, dining room table or accenting a covered patio or porch. Incandescent and ENERGY STAR-qualified LED lamping are available; all fixtures are California Title 24 compliant. | LINE VOLTAGE PENDANT | Labette | Pendants | Black | 12 | Steel |  |  |  |  | 3 Candelabra Torpedo 3.5w |  | 3 | Yes | [14 empty] | 0 | [12 empty] | 99.98 | 199.96 | 299.94 | L:10'' W:10'' H:19 3/4'' O:69 3/4'' |  |  | 10 | 10 | 19.75 | Center Lock-Up |  |  | 69.75 |  |  |  | No |  | No | [20 empty] | D:5'' H:7/8'' Round |  |  |  |  | 120 | Black | 72 |  | Hardwired | 0 | 0 | 0 | 1 | 1 | 0 | 0 | 0 | 1 | 0 | 0 | 785652031014 | 15 | 12 | 12 | 7.6 | 1.25 | 125 | Yes | [9 empty] | cETL Damp | LABATTE 3L FOYER-12 | Small Three Light Hall / Foyer |  | 5140603EN-12.jpg | 5140603.jpg
5140603EN-782 | Small Three Light Hall / Foyer | The Labette collection by Sea Gull Lighting is a charming pendant light collection, featuring a beautiful four-sided, lantern silhouette which is accented with rivet details and an updated square link at the crown, that will surely bring character to any setting. The open frame adds an updated lightness to this stately fixture which is often installed in multiples for a more dramatic effect. The two finishes Black and Heirloom Bronze will effortlessly accent any décor. Available in small three-light pendant, medium three-light pendant and large four-light pendant, which can be beautifully paired or clustered together in a large foyer, over a kitchen island, dining room table or accenting a covered patio or porch. Incandescent and ENERGY STAR-qualified LED lamping are available; all fixtures are California Title 24 compliant. | LINE VOLTAGE PENDANT | Labette | Pendants | Heirloom Bronze | 782 | Steel |  |  |  |  | 3 Candelabra Torpedo 3.5w |  | 3 | Yes | [14 empty] | 0 | [12 empty] | 99.98 | 199.96 | 299.94 | L:10'' W:10'' H:19 3/4'' O:69 3/4'' |  |  | 10 | 10 | 19.75 | Center Lock-Up |  |  | 69.75 |  |  |  | No |  | No | [20 empty] | D:5'' H:7/8'' Round |  |  |  |  | 120 | Brown | 72 |  | Hardwired | 0 | 0 | 0 | 1 | 1 | 0 | 0 | 0 | 1 | 0 | 0 | 785652031021 | 14.75 | 12.25 | 12.25 | 7.6 | 1.281 | 175 | Yes | [9 empty] | cETL Damp | LABATTE 3L FOYER-782 | Small Three Light Hall / Foyer |  | 5140603EN-782.jpg | 5140603.jpg
5140703-782 | Small Three Light Hall / Foyer | The Lonoke lighting collection by Sea Gull Lighting is an attention grabbing addition to any room. The cylindrical profile features historically inspired strapping detail which is updated by the use of the open, airy frame. The bird cage-like lighting design is especially striking when used in pairs or multiples. The contrasting Faux-wood finish option and steel form is a scene stealing addition to any foyer and can also be beautifully paired or clustered together over a kitchen island or dining room table. The assortment includes a large four-light foyer pendant, a medium three-light foyer pendant and a small three-light foyer pendant. The candelabra base collection is offered in incandescent and ENERGY STAR-qualified LED lamping. All fixtures are California Title 24 compliant. | LINE VOLTAGE PENDANT | Lonoke | Pendants | Heirloom Bronze | 782 | Steel |  |  |  |  | 3 Candelabra Torpedo 60w |  | 3 | No | [14 empty] | 0 | [12 empty] | 86.48 | 172.96 | 259.44 | D:10 1/2'' H:19 1/2'' O:94'' |  | 10.5 |  |  | 19.5 | Center Lock-Up |  |  | 94 |  |  |  | No |  | No | [20 empty] | D:5'' H:7/8'' Round |  |  |  |  | 120 | Brown | 72 |  | Hardwired | 0 | 0 | 0 | 0 | 1 | 0 | 0 | 0 | 1 | 0 | 0 | 785652002199 | 19.25 | 13 | 7.5 | 8 | 1.086 | 125 | Yes | [9 empty] | cETL Damp | LONOKE 3L FOYER-782 | Small Three Light Hall / Foyer |  | 5140703-782.jpg | 5140703.jpg
5140703-846 | Small Three Light Hall / Foyer | The Lonoke lighting collection by Sea Gull Lighting is an attention grabbing addition to any room. The cylindrical profile features historically inspired strapping detail which is updated by the use of the open, airy frame. The bird cage-like lighting design is especially striking when used in pairs or multiples. The contrasting Faux-wood finish option and steel form is a scene stealing addition to any foyer and can also be beautifully paired or clustered together over a kitchen island or dining room table. The assortment includes a large four-light foyer pendant, a medium three-light foyer pendant and a small three-light foyer pendant. The candelabra base collection is offered in incandescent and ENERGY STAR-qualified LED lamping. All fixtures are California Title 24 compliant. | LINE VOLTAGE PENDANT | Lonoke | Pendants | Stardust / Cerused Oak | 846 / 735 | Steel |  |  |  |  | 3 Candelabra Torpedo 60w |  | 3 | No | [14 empty] | 0 | [12 empty] | 86.48 | 172.96 | 259.44 | D:10 1/2'' H:19 1/2'' O:94'' |  | 10.5 |  |  | 19.5 | Center Lock-Up |  |  | 94 |  |  |  | No |  | No | [20 empty] | D:5'' H:7/8'' Round |  |  |  |  | 120 | Black | 72 |  | Hardwired | 0 | 0 | 0 | 0 | 1 | 0 | 0 | 0 | 1 | 0 | 0 | 785652002205 | 19.25 | 13 | 7.5 | 8 | 1.086 | 125 | Yes | [9 empty] | cETL Damp | LONOKE 3L FOYER-846 | Small Three Light Hall / Foyer |  | 5140703-846.jpg | 5140703.jpg
5140703EN-782 | Small Three Light Hall / Foyer | The Lonoke lighting collection by Sea Gull Lighting is an attention grabbing addition to any room. The cylindrical profile features historically inspired strapping detail which is updated by the use of the open, airy frame. The bird cage-like lighting design is especially striking when used in pairs or multiples. The contrasting Faux-wood finish option and steel form is a scene stealing addition to any foyer and can also be beautifully paired or clustered together over a kitchen island or dining room table. The assortment includes a large four-light foyer pendant, a medium three-light foyer pendant and a small three-light foyer pendant. The candelabra base collection is offered in incandescent and ENERGY STAR-qualified LED lamping. All fixtures are California Title 24 compliant. | LINE VOLTAGE PENDANT | Lonoke | Pendants | Heirloom Bronze | 782 | Steel |  |  |  |  | 3 Candelabra Torpedo 3.5w |  | 3 | Yes | [14 empty] | 0 | [12 empty] | 99.98 | 199.96 | 299.94 | D:10 1/2'' H:19 1/2'' O:94'' |  | 10.5 |  |  | 19.5 | Center Lock-Up |  |  | 94 |  |  |  | No |  | No | [20 empty] | D:5'' H:7/8'' Round |  |  |  |  | 120 | Brown | 72 |  | Hardwired | 0 | 0 | 0 | 1 | 1 | 0 | 0 | 0 | 1 | 0 | 0 | 785652031038 | 19.25 | 13 | 7.5 | 8 | 1.086 | 125 | Yes | [9 empty] | cETL Damp | LONOKE 3L FOYER-782 | Small Three Light Hall / Foyer |  | 5140703EN-782.jpg | 5140703.jpg
5140703EN-846 | Small Three Light Hall / Foyer | The Lonoke lighting collection by Sea Gull Lighting is an attention grabbing addition to any room. The cylindrical profile features historically inspired strapping detail which is updated by the use of the open, airy frame. The bird cage-like lighting design is especially striking when used in pairs or multiples. The contrasting Faux-wood finish option and steel form is a scene stealing addition to any foyer and can also be beautifully paired or clustered together over a kitchen island or dining room table. The assortment includes a large four-light foyer pendant, a medium three-light foyer pendant and a small three-light foyer pendant. The candelabra base collection is offered in incandescent and ENERGY STAR-qualified LED lamping. All fixtures are California Title 24 compliant. | LINE VOLTAGE PENDANT | Lonoke | Pendants | Stardust / Cerused Oak | 846 / 735 | Steel |  |  |  |  | 3 Candelabra Torpedo 3.5w |  | 3 | Yes | [14 empty] | 0 | [12 empty] | 99.98 | 199.96 | 299.94 | D:10 1/2'' H:19 1/2'' O:94'' |  | 10.5 |  |  | 19.5 | Center Lock-Up |  |  | 94 |  |  |  | No |  | No | [20 empty] | D:5'' H:7/8'' Round |  |  |  |  | 120 | Black | 72 |  | Hardwired | 0 | 0 | 0 | 1 | 1 | 0 | 0 | 0 | 1 | 0 | 0 | 785652031045 | 19.25 | 13 | 7.5 | 8 | 1.086 | 125 | Yes | [9 empty] | cETL Damp | LONOKE 3L FOYER-846 | Small Three Light Hall / Foyer |  | 5140703EN-846.jpg | 5140703.jpg
5141303-848 | Three Light Cluster Pendant | The Towner lighting collection by Sea Gull Lighting brings mid-century, retro style to the traditional circular silhouette, creating a bold statement that would accent any space in your home. The conical light shades deliver a fun design statement along with the textured cloth cords, which are adjustable for leveling. These fixtures are ideal for dining room lighting, living room lighting and kitchen lighting. The assortment includes three-, five- and seven-light chandeliers, three- and five-light cluster pendants, eight-light island pendants, one-light mini pendants, and one-light wall sconces. The Towner Collection is available in two finishes, Satin Bronze and Brushed Nickel to complete the look. All fixtures are available as ENERGY STAR®-qualified and California Title 24 compliant. | LINE VOLTAGE PENDANT | Towner | Pendants | Satin Bronze / Black | 848 / 12 |  | Black Steel | D:7" H:8" |  |  | 3 Medium A19 60w |  | 3 | No | [14 empty] | 0 | [12 empty] | 122.98 | 245.96 | 368.94 | D:14 1/2'' H:18'' O:90'' | 8.38 | 14.5 |  |  | 18 | Cap Nuts |  |  | 90 |  |  |  | No |  | No | [20 empty] | D:9 1/2'' H:1 1/4'' Round |  |  |  |  | 96 | Black |  |  | Hardwired | 0 | 0 | 0 | 0 | 1 | 0 | 0 | 1 | 0 | 0 | 0 | 785652059018 | 18.5 | 17 | 13.5 | 11.3 | 2.457 | 175 | Yes | [9 empty] | cETL Damp | TOWNER 3L PEND-848 | Three Light Cluster Pendant |  | 5141303-848.png | 5141303.jpg
5141303-962 | Three Light Cluster Pendant | The Towner lighting collection by Sea Gull Lighting brings mid-century, retro style to the traditional circular silhouette, creating a bold statement that would accent any space in your home. The conical light shades deliver a fun design statement along with the textured cloth cords, which are adjustable for leveling. These fixtures are ideal for dining room lighting, living room lighting and kitchen lighting. The assortment includes three-, five- and seven-light chandeliers, three- and five-light cluster pendants, eight-light island pendants, one-light mini pendants, and one-light wall sconces. The Towner Collection is available in two finishes, Satin Bronze and Brushed Nickel to complete the look. All fixtures are available as ENERGY STAR®-qualified and California Title 24 compliant. | LINE VOLTAGE PENDANT | Towner | Pendants | Brushed Nickel / Black | 962 / 12 |  | Black Steel | D:7" H:8" |  |  | 3 Medium A19 60w |  | 3 | No | [14 empty] | 0 | [12 empty] | 122.98 | 245.96 | 368.94 | D:14 1/2'' H:18'' O:90'' | 8.38 | 14.5 |  |  | 18 | Cap Nuts |  |  | 90 |  |  |  | No |  | No | [20 empty] | D:9 1/2'' H:1 1/4'' Round |  |  |  |  | 96 | Black |  |  | Hardwired | 0 | 0 | 0 | 0 | 1 | 0 | 0 | 1 | 0 | 0 | 0 | 785652059032 | 18.5 | 17 | 13.5 | 11.3 | 2.457 | 175 | Yes | [9 empty] | cETL Damp | TOWNER 3L PEND-962 | Three Light Cluster Pendant |  | 5141303-962.png | 5141303.jpg
5141303EN3-848 | Three Light Cluster Pendant | The Towner lighting collection by Sea Gull Lighting brings mid-century, retro style to the traditional circular silhouette, creating a bold statement that would accent any space in your home. The conical light shades deliver a fun design statement along with the textured cloth cords, which are adjustable for leveling. These fixtures are ideal for dining room lighting, living room lighting and kitchen lighting. The assortment includes three-, five- and seven-light chandeliers, three- and five-light cluster pendants, eight-light island pendants, one-light mini pendants, and one-light wall sconces. The Towner Collection is available in two finishes, Satin Bronze and Brushed Nickel to complete the look. All fixtures are available as ENERGY STAR®-qualified and California Title 24 compliant. | LINE VOLTAGE PENDANT | Towner | Pendants | Satin Bronze / Black | 848 / 12 |  | Black Steel | D:7" H:8" |  |  | 3 Medium A19 9.3w |  | 3 | Yes | [14 empty] | 0 | [12 empty] | 139.98 | 279.96 | 419.94 | D:14 1/2'' H:18'' O:90'' | 8.38 | 14.5 |  |  | 18 | Cap Nuts |  |  | 90 |  |  |  | No |  | No | [20 empty] | D:9 1/2'' H:1 1/4'' Round |  |  |  |  | 96 | Black |  |  | Hardwired | 0 | 0 | 0 | 1 | 1 | 0 | 0 | 0 | 0 | 0 | 0 | 785652059421 | 18.5 | 17 | 13.5 | 11.3 | 2.457 | 175 | Yes | [9 empty] | cETL Damp | TOWNER 3L PEND-848 | Three Light Cluster Pendant |  | 5141303EN3-848.png | 5141303EN3.jpg
5141303EN3-962 | Three Light Cluster Pendant | The Towner lighting collection by Sea Gull Lighting brings mid-century, retro style to the traditional circular silhouette, creating a bold statement that would accent any space in your home. The conical light shades deliver a fun design statement along with the textured cloth cords, which are adjustable for leveling. These fixtures are ideal for dining room lighting, living room lighting and kitchen lighting. The assortment includes three-, five- and seven-light chandeliers, three- and five-light cluster pendants, eight-light island pendants, one-light mini pendants, and one-light wall sconces. The Towner Collection is available in two finishes, Satin Bronze and Brushed Nickel to complete the look. All fixtures are available as ENERGY STAR®-qualified and California Title 24 compliant. | LINE VOLTAGE PENDANT | Towner | Pendants | Brushed Nickel / Black | 962 / 12 |  | Black Steel | D:7" H:8" |  |  | 3 Medium A19 9.3w |  | 3 | Yes | [14 empty] | 0 | [12 empty] | 139.98 | 279.96 | 419.94 | D:14 1/2'' H:18'' O:90'' | 8.38 | 14.5 |  |  | 18 | Cap Nuts |  |  | 90 |  |  |  | No |  | No | [20 empty] | D:9 1/2'' H:1 1/4'' Round |  |  |  |  | 96 | Black |  |  | Hardwired | 0 | 0 | 0 | 1 | 1 | 0 | 0 | 0 | 0 | 0 | 0 | 785652059438 | 18.5 | 17 | 13.5 | 11.3 | 2.457 | 175 | Yes | [9 empty] | cETL Damp | TOWNER 3L PEND-962 | Three Light Cluster Pendant |  | 5141303EN3-962.png | 5141303EN3.jpg
5141305-848 | Five Light Cluster Pendant | The Towner lighting collection by Sea Gull Lighting brings mid-century, retro style to the traditional circular silhouette, creating a bold statement that would accent any space in your home. The conical light shades deliver a fun design statement along with the textured cloth cords, which are adjustable for leveling. These fixtures are ideal for dining room lighting, living room lighting and kitchen lighting. The assortment includes three-, five- and seven-light chandeliers, three- and five-light cluster pendants, eight-light island pendants, one-light mini pendants, and one-light wall sconces. The Towner Collection is available in two finishes, Satin Bronze and Brushed Nickel to complete the look. All fixtures are available as ENERGY STAR®-qualified and California Title 24 compliant. | LINE VOLTAGE PENDANT | Towner | Pendants | Satin Bronze / Black | 848 / 12 |  | Black Steel | D:7" H:8" |  |  | 5 Medium A19 60w |  | 5 | No | [14 empty] | 0 | [12 empty] | 182.48 | 364.96 | 547.44 | D:17 1/4'' H:28'' O:90'' | 14.9 | 17.25 |  |  | 28 | Cap Nuts |  |  | 90 |  |  |  | No |  | No | [20 empty] | D:12 1/4'' H:1 1/4'' Round |  |  |  |  | 96 | Black |  |  | Hardwired | 0 | 0 | 0 | 0 | 1 | 0 | 0 | 1 | 0 | 0 | 0 | 785652059049 | 23.5 | 18.75 | 13.5 | 18 | 3.442 | 175 | Yes | [9 empty] | cETL Damp | TOWNER 5L PEND-848 | Five Light Cluster Pendant |  | 5141305-848.png | 5141305.jpg
5141305-962 | Five Light Cluster Pendant | The Towner lighting collection by Sea Gull Lighting brings mid-century, retro style to the traditional circular silhouette, creating a bold statement that would accent any space in your home. The conical light shades deliver a fun design statement along with the textured cloth cords, which are adjustable for leveling. These fixtures are ideal for dining room lighting, living room lighting and kitchen lighting. The assortment includes three-, five- and seven-light chandeliers, three- and five-light cluster pendants, eight-light island pendants, one-light mini pendants, and one-light wall sconces. The Towner Collection is available in two finishes, Satin Bronze and Brushed Nickel to complete the look. All fixtures are available as ENERGY STAR®-qualified and California Title 24 compliant. | LINE VOLTAGE PENDANT | Towner | Pendants | Brushed Nickel / Black | 962 / 12 |  | Black Steel | D:7" H:8" |  |  | 5 Medium A19 60w |  | 5 | No | [14 empty] | 0 | [12 empty] | 182.48 | 364.96 | 547.44 | D:17 1/4'' H:28'' O:90'' | 14.9 | 17.25 |  |  | 28 | Cap Nuts |  |  | 90 |  |  |  | No |  | No | [20 empty] | D:12 1/4'' H:1 1/4'' Round |  |  |  |  | 96 | Black |  |  | Hardwired | 0 | 0 | 0 | 0 | 1 | 0 | 0 | 1 | 0 | 0 | 0 | 785652059063 | 23.5 | 18.75 | 13.5 | 18 | 3.442 | 175 | Yes | [9 empty] | cETL Damp | TOWNER 5L PEND-962 | Five Light Cluster Pendant |  | 5141305-962.png | 5141305.jpg
5141305EN3-848 | Five Light Cluster Pendant | The Towner lighting collection by Sea Gull Lighting brings mid-century, retro style to the traditional circular silhouette, creating a bold statement that would accent any space in your home. The conical light shades deliver a fun design statement along with the textured cloth cords, which are adjustable for leveling. These fixtures are ideal for dining room lighting, living room lighting and kitchen lighting. The assortment includes three-, five- and seven-light chandeliers, three- and five-light cluster pendants, eight-light island pendants, one-light mini pendants, and one-light wall sconces. The Towner Collection is available in two finishes, Satin Bronze and Brushed Nickel to complete the look. All fixtures are available as ENERGY STAR®-qualified and California Title 24 compliant. | LINE VOLTAGE PENDANT | Towner | Pendants | Satin Bronze / Black | 848 / 12 |  | Black Steel | D:7" H:8" |  |  | 5 Medium A19 9.3w |  | 5 | Yes | [14 empty] | 0 | [12 empty] | 213.48 | 426.96 | 640.44 | D:17 1/4'' H:28'' O:90'' | 14.9 | 17.25 |  |  | 28 | Cap Nuts |  |  | 90 |  |  |  | No |  | No | [20 empty] | D:12 1/4'' H:1 1/4'' Round |  |  |  |  | 96 | Black |  |  | Hardwired | 0 | 0 | 0 | 1 | 1 | 0 | 0 | 0 | 0 | 0 | 0 | 785652059445 | 23.5 | 18.75 | 13.5 | 18 | 3.442 | 175 | Yes | [9 empty] | cETL Damp | TOWNER 5L PEND-848 | Five Light Cluster Pendant |  | 5141305EN3-848.png | 5141305EN3.jpg
5141305EN3-962 | Five Light Cluster Pendant | The Towner lighting collection by Sea Gull Lighting brings mid-century, retro style to the traditional circular silhouette, creating a bold statement that would accent any space in your home. The conical light shades deliver a fun design statement along with the textured cloth cords, which are adjustable for leveling. These fixtures are ideal for dining room lighting, living room lighting and kitchen lighting. The assortment includes three-, five- and seven-light chandeliers, three- and five-light cluster pendants, eight-light island pendants, one-light mini pendants, and one-light wall sconces. The Towner Collection is available in two finishes, Satin Bronze and Brushed Nickel to complete the look. All fixtures are available as ENERGY STAR®-qualified and California Title 24 compliant. | LINE VOLTAGE PENDANT | Towner | Pendants | Brushed Nickel / Black | 962 / 12 |  | Black Steel | D:7" H:8" |  |  | 5 Medium A19 9.3w |  | 5 | Yes | [14 empty] | 0 | [12 empty] | 213.48 | 426.96 | 640.44 | D:17 1/4'' H:28'' O:90'' | 14.9 | 17.25 |  |  | 28 | Cap Nuts |  |  | 90 |  |  |  | No |  | No | [20 empty] | D:12 1/4'' H:1 1/4'' Round |  |  |  |  | 96 | Black |  |  | Hardwired | 0 | 0 | 0 | 1 | 1 | 0 | 0 | 0 | 0 | 0 | 0 | 785652059452 | 23.5 | 18.75 | 13.5 | 18 | 3.442 | 175 | Yes | [9 empty] | cETL Damp | TOWNER 5L PEND-962 | Five Light Cluster Pendant |  | 5141305EN3-962.png | 5141305EN3.jpg
51806-782 | Three Light Hall / Foyer | The Holman collection by Sea Gull Lighting brings versatility and style to those just starting out. With softly flared glass and curved arms, there is just enough detail to give the overall look a lift while keeping it simple enough for those on a budget. Several chandeliers and sconces can be installed with lighting shining up or down, allowing the fixture to be customized for the specific space and function. Offered in a Brushed Nickel finish or Heirloom Bronze finish, both with Satin Etched glass. The assortment includes nine-light, five-light and three-light chandeliers, pendants in five sizes, both flush and semi-flush ceiling fixtures, as well as one-light, two-light three-light and four-light wall/bath fixtures. Both incandescent lamping and ENERGY STAR-qualified LED lamping are available. All fixtures are California Title 24 compliant. | LINE VOLTAGE PENDANT | Holman | Pendants | Heirloom Bronze | 782 | Steel |  |  |  |  | 3 Candelabra B10 Torpedo 60w |  | 3 | No | [14 empty] | 0 | [12 empty] | 169.98 | 339.96 | 509.94 | D:16 1/4'' H:25'' O:147'' | 6.6 | 16.25 |  |  | 25 | Center Lock-Up |  |  | 147 |  |  |  | No |  | No | [20 empty] | D:5'' H:1'' Round |  |  |  |  | 144 | Brown | 120 |  | Hardwired | 0 | 0 | 0 | 0 | 1 | 0 | 0 | 1 | 1 | 0 | 0 | 785652058769 | 25 | 16.5 | 10.5 | 10.1 | 2.507 | 175 | Yes | [8 empty] | C-UL-US Dry |  | HOLMAN 3L FOYER-782 | Three Light Hall / Foyer |  | 51806-782.png | 51806.jpg
51806-962 | Three Light Hall / Foyer | The Holman collection by Sea Gull Lighting brings versatility and style to those just starting out. With softly flared glass and curved arms, there is just enough detail to give the overall look a lift while keeping it simple enough for those on a budget. Several chandeliers and sconces can be installed with lighting shining up or down, allowing the fixture to be customized for the specific space and function. Offered in a Brushed Nickel finish or Heirloom Bronze finish, both with Satin Etched glass. The assortment includes nine-light, five-light and three-light chandeliers, pendants in five sizes, both flush and semi-flush ceiling fixtures, as well as one-light, two-light three-light and four-light wall/bath fixtures. Both incandescent lamping and ENERGY STAR-qualified LED lamping are available. All fixtures are California Title 24 compliant. | LINE VOLTAGE PENDANT | Holman | Pendants | Brushed Nickel | 962 | Steel |  |  |  |  | 3 Candelabra B10 Torpedo 60w |  | 3 | No | [14 empty] | 0 | [12 empty] | 169.98 | 339.96 | 509.94 | D:16 1/4'' H:25'' O:147'' | 6.6 | 16.25 |  |  | 25 | Center Lock-Up |  |  | 147 |  |  |  | No |  | No | [20 empty] | D:5'' H:1'' Round |  |  |  |  | 144 | Clear Silver | 120 |  | Hardwired | 0 | 0 | 0 | 0 | 1 | 0 | 0 | 1 | 1 | 0 | 0 | 785652251269 | 24.5 | 16.75 | 10.25 | 10.2 | 2.434 | 175 | Yes | [8 empty] | C-UL-US Dry |  | HOLMAN 3L FOYER-962 | Three Light Hall / Foyer |  | 51806-962.jpg | 51806.jpg
51806EN-782 | Three Light Hall / Foyer | The Holman collection by Sea Gull Lighting brings versatility and style to those just starting out. With softly flared glass and curved arms, there is just enough detail to give the overall look a lift while keeping it simple enough for those on a budget. Several chandeliers and sconces can be installed with lighting shining up or down, allowing the fixture to be customized for the specific space and function. Offered in a Brushed Nickel finish or Heirloom Bronze finish, both with Satin Etched glass. The assortment includes nine-light, five-light and three-light chandeliers, pendants in five sizes, both flush and semi-flush ceiling fixtures, as well as one-light, two-light three-light and four-light wall/bath fixtures. Both incandescent lamping and ENERGY STAR-qualified LED lamping are available. All fixtures are California Title 24 compliant. | LINE VOLTAGE PENDANT | Holman | Pendants | Heirloom Bronze | 782 | Steel |  |  |  |  | 3 Candelabra Torpedo 3.5w |  | 3 | Yes | [14 empty] | 0 | [12 empty] | 174.98 | 349.96 | 524.94 | D:16 1/4'' H:25'' O:147'' | 6.6 | 16.25 |  |  | 25 | Center Lock-Up |  |  | 147 |  |  |  | No |  | No | [20 empty] | D:5'' H:1'' Round |  |  |  |  | 144 | Brown | 120 |  | Hardwired | 0 | 0 | 0 | 1 | 1 | 0 | 0 | 0 | 1 | 0 | 0 | 785652059261 | 25 | 16.5 | 10.5 | 10.1 | 2.507 | 175 | Yes | [8 empty] | C-UL-US Dry |  | HOLMAN 3L FOYER-782 | Three Light Hall / Foyer |  | 51806EN-782.jpg | 51806EN.jpg
51806EN-962 | Three Light Hall / Foyer | The Holman collection by Sea Gull Lighting brings versatility and style to those just starting out. With softly flared glass and curved arms, there is just enough detail to give the overall look a lift while keeping it simple enough for those on a budget. Several chandeliers and sconces can be installed with lighting shining up or down, allowing the fixture to be customized for the specific space and function. Offered in a Brushed Nickel finish or Heirloom Bronze finish, both with Satin Etched glass. The assortment includes nine-light, five-light and three-light chandeliers, pendants in five sizes, both flush and semi-flush ceiling fixtures, as well as one-light, two-light three-light and four-light wall/bath fixtures. Both incandescent lamping and ENERGY STAR-qualified LED lamping are available. All fixtures are California Title 24 compliant. | LINE VOLTAGE PENDANT | Holman | Pendants | Brushed Nickel | 962 | Steel |  |  |  |  | 3 Candelabra Torpedo 3.5w |  | 3 | Yes | [14 empty] | 0 | [12 empty] | 174.98 | 349.96 | 524.94 | D:16 1/4'' H:25'' O:147'' | 6.6 | 16.25 |  |  | 25 | Center Lock-Up |  |  | 147 |  |  |  | No |  | No | [20 empty] | D:5'' H:1'' Round |  |  |  |  | 144 | Clear Silver | 120 |  | Hardwired | 0 | 0 | 0 | 1 | 1 | 0 | 0 | 0 | 1 | 0 | 0 | 785652031083 | 24.5 | 16.75 | 10.25 | 10.2 | 2.434 | 175 | Yes | [8 empty] | C-UL-US Dry |  | HOLMAN 3L FOYER-962 | Three Light Hall / Foyer |  | 51806EN-962.jpg | 51806.jpg
51807-782 | Six Light Hall / Foyer | The Holman collection by Sea Gull Lighting brings versatility and style to those just starting out. With softly flared glass and curved arms, there is just enough detail to give the overall look a lift while keeping it simple enough for those on a budget. Several chandeliers and sconces can be installed with lighting shining up or down, allowing the fixture to be customized for the specific space and function. Offered in a Brushed Nickel finish or Heirloom Bronze finish, both with Satin Etched glass. The assortment includes nine-light, five-light and three-light chandeliers, pendants in five sizes, both flush and semi-flush ceiling fixtures, as well as one-light, two-light three-light and four-light wall/bath fixtures. Both incandescent lamping and ENERGY STAR-qualified LED lamping are available. All fixtures are California Title 24 compliant. | LINE VOLTAGE PENDANT | Holman | Pendants | Heirloom Bronze | 782 | Steel |  |  |  |  | 6 Candelabra B10 Torpedo 60w |  | 6 | No | [14 empty] | 0 | [12 empty] | 299.98 | 599.96 | 899.94 | D:18'' H:40'' O:162'' | 9.4 | 18 |  |  | 40 | Center Lock-Up |  |  | 162 |  |  |  | No |  | No | [20 empty] | D:5'' H:1'' Round |  |  |  |  | 144 | Brown | 120 |  | Hardwired | 0 | 0 | 0 | 0 | 1 | 0 | 0 | 1 | 1 | 0 | 0 | 785652058776 | 40 | 16 | 19.75 | 17.7 | 7.315 | 250 | Yes | [8 empty] | C-UL-US Dry |  | HOLMAN 6L FOYER-782 | Six Light Hall / Foyer |  | 51807-782.png | 51807.jpg
51807-962 | Six Light Hall / Foyer | The Holman collection by Sea Gull Lighting brings versatility and style to those just starting out. With softly flared glass and curved arms, there is just enough detail to give the overall look a lift while keeping it simple enough for those on a budget. Several chandeliers and sconces can be installed with lighting shining up or down, allowing the fixture to be customized for the specific space and function. Offered in a Brushed Nickel finish or Heirloom Bronze finish, both with Satin Etched glass. The assortment includes nine-light, five-light and three-light chandeliers, pendants in five sizes, both flush and semi-flush ceiling fixtures, as well as one-light, two-light three-light and four-light wall/bath fixtures. Both incandescent lamping and ENERGY STAR-qualified LED lamping are available. All fixtures are California Title 24 compliant. | LINE VOLTAGE PENDANT | Holman | Pendants | Brushed Nickel | 962 | Steel |  |  |  |  | 6 Candelabra B10 Torpedo 60w |  | 6 | No | [14 empty] | 0 | [12 empty] | 299.98 | 599.96 | 899.94 | D:18'' H:40'' O:162'' | 9.4 | 18 |  |  | 40 | Center Lock-Up |  |  | 162 |  |  |  | No |  | No | [20 empty] | D:5'' H:1'' Round |  |  |  |  | 144 | Clear Silver | 120 |  | Hardwired | 0 | 0 | 0 | 0 | 1 | 0 | 0 | 1 | 1 | 0 | 0 | 785652251276 | 40.5 | 20 | 16.25 | 17.7 | 7.617 | 250 | Yes | [8 empty] | C-UL-US Dry |  | HOLMAN 6L FOYER-962 | Six Light Hall / Foyer |  | 51807-962.jpg | 51807.jpg
51807EN-782 | Six Light Hall / Foyer | The Holman collection by Sea Gull Lighting brings versatility and style to those just starting out. With softly flared glass and curved arms, there is just enough detail to give the overall look a lift while keeping it simple enough for those on a budget. Several chandeliers and sconces can be installed with lighting shining up or down, allowing the fixture to be customized for the specific space and function. Offered in a Brushed Nickel finish or Heirloom Bronze finish, both with Satin Etched glass. The assortment includes nine-light, five-light and three-light chandeliers, pendants in five sizes, both flush and semi-flush ceiling fixtures, as well as one-light, two-light three-light and four-light wall/bath fixtures. Both incandescent lamping and ENERGY STAR-qualified LED lamping are available. All fixtures are California Title 24 compliant. | LINE VOLTAGE PENDANT | Holman | Pendants | Heirloom Bronze | 782 | Steel |  |  |  |  | 6 Candelabra Torpedo 3.5w |  | 6 | Yes | [14 empty] | 0 | [12 empty] | 315.48 | 630.96 | 946.44 | D:18'' H:40'' O:162'' | 9.4 | 18 |  |  | 40 | Center Lock-Up |  |  | 162 |  |  |  | No |  | No | [20 empty] | D:5'' H:1'' Round |  |  |  |  | 144 | Brown | 120 |  | Hardwired | 0 | 0 | 0 | 1 | 1 | 0 | 0 | 0 | 1 | 0 | 0 | 785652059278 | 40 | 16 | 20 | 18 | 7.407 | 250 | Yes | [8 empty] | C-UL-US Dry |  | HOLMAN 6L FOYER-782 | Six Light Hall / Foyer |  | 51807EN-782.jpg | 51807EN.jpg
51807EN-962 | Six Light Hall / Foyer | The Holman collection by Sea Gull Lighting brings versatility and style to those just starting out. With softly flared glass and curved arms, there is just enough detail to give the overall look a lift while keeping it simple enough for those on a budget. Several chandeliers and sconces can be installed with lighting shining up or down, allowing the fixture to be customized for the specific space and function. Offered in a Brushed Nickel finish or Heirloom Bronze finish, both with Satin Etched glass. The assortment includes nine-light, five-light and three-light chandeliers, pendants in five sizes, both flush and semi-flush ceiling fixtures, as well as one-light, two-light three-light and four-light wall/bath fixtures. Both incandescent lamping and ENERGY STAR-qualified LED lamping are available. All fixtures are California Title 24 compliant. | LINE VOLTAGE PENDANT | Holman | Pendants | Brushed Nickel | 962 | Steel |  |  |  |  | 6 Candelabra Torpedo 3.5w |  | 6 | Yes | [14 empty] | 0 | [12 empty] | 315.48 | 630.96 | 946.44 | D:18'' H:40'' O:162'' | 9.4 | 18 |  |  | 40 | Center Lock-Up |  |  | 162 |  |  |  | No |  | No | [20 empty] | D:5'' H:1'' Round |  |  |  |  | 144 | Clear Silver | 120 |  | Hardwired | 0 | 0 | 0 | 1 | 1 | 0 | 0 | 0 | 1 | 0 | 0 | 785652031113 | 39.75 | 19.5 | 16.25 | 1 |  | 100 | Yes | [8 empty] | C-UL-US Dry |  | HOLMAN 6L FOYER-962 | Six Light Hall / Foyer |  | 51807EN-962.jpg | 51807.jpg
5192603-112 | Three Light Mini Lantern |  | LINE VOLTAGE PENDANT | Dianna | Pendants | Midnight Black | 112 | Steel |  |  |  |  | 3 Candelabra Torpedo 60w |  | 3 | No | [14 empty] | 0 | [12 empty] | 84.5 | 169 | 253.5 | L:9 3/4'' W:9 3/4'' H:14'' |  |  | 9.75 | 9.75 | 14 | [7 empty] | No |  | No | [20 empty] | D:5'' H:3/4'' Round | [5 empty] | Black |  |  | Hardwired | 0 | 0 | 0 | 0 | 1 | 0 | 0 | 0 | 0 | 0 | 0 | 785652085468 | [16 empty] | cETL Damp | DIANNA 3L MINI LANTERN-112 | Three Light Mini Lantern |  | 5192603-112.jpg | 5192603.jpg
5192603-848 | Three Light Mini Lantern |  | LINE VOLTAGE PENDANT | Dianna | Pendants | Satin Bronze | 848 | Steel |  |  |  |  | 3 Candelabra Torpedo 60w |  | 3 | No | [14 empty] | 0 | [12 empty] | 84.5 | 169 | 253.5 | L:9 3/4'' W:9 3/4'' H:14'' |  |  | 9.75 | 9.75 | 14 | [7 empty] | No |  | No | [20 empty] | D:5'' H:3/4'' Round | [5 empty] | Clear Gold |  |  | Hardwired | 0 | 0 | 0 | 0 | 1 | 0 | 0 | 0 | 0 | 0 | 0 | 785652085451 | [16 empty] | cETL Damp | DIANNA 3L MINI LANTERN-848 | Three Light Mini Lantern |  | 5192603-848.jpg | 5192603.jpg
5192603-962 | Three Light Mini Lantern |  | LINE VOLTAGE PENDANT | Dianna | Pendants | Brushed Nickel | 962 | Steel |  |  |  |  | 3 Candelabra Torpedo 60w |  | 3 | No | [14 empty] | 0 | [12 empty] | 84.5 | 169 | 253.5 | L:9 3/4'' W:9 3/4'' H:14'' |  |  | 9.75 | 9.75 | 14 | [7 empty] | No |  | No | [20 empty] | D:5'' H:3/4'' Round | [5 empty] | Clear Silver |  |  | Hardwired | 0 | 0 | 0 | 0 | 1 | 0 | 0 | 0 | 0 | 0 | 0 | 785652085475 | [16 empty] | cETL Damp | DIANNA 3L MINI LANTERN-962 | Three Light Mini Lantern |  | 5192603-962.jpg | 5192603.jpg
5202508-112 | Eight Light Pendant |  | LINE VOLTAGE PENDANT | Mellita | Pendants | Midnight Black | 112 | Steel | Satin Etched Glass | D:7.5" W:0.125" |  |  | 8 Candelabra Torpedo 40w |  | 8 | No | [14 empty] | 0 | [12 empty] | 349.5 | 699 | 1048.5 | D:30'' H:19 5/8'' O:58 1/8'' |  | 30 |  |  | 19.625 | Screw Collar - Chain |  |  | 58.125 |  |  |  | No |  | No | [20 empty] | D:5'' H:3/4'' Round |  |  |  |  | 72 | Black | 36 |  | Hardwired | 0 | 0 | 0 | 0 | 1 | 0 | 0 | 1 | 0 | 0 | 0 | 785652079221 | 35.5 | 35.5 | 18 | 44 | 13.128 | 250 | Yes | [9 empty] | cETL Damp | MELLITA 8L PENDANT-112 | Eight Light Pendant |  | 5202508-112.jpg | 5202508.jpg
5202508-848 | Eight Light Pendant |  | LINE VOLTAGE PENDANT | Mellita | Pendants | Satin Bronze | 848 | Steel | Satin Etched Glass | D:7.5" W:0.125" |  |  | 8 Candelabra Torpedo 40w |  | 8 | No | [14 empty] | 0 | [12 empty] | 349.5 | 699 | 1048.5 | D:30'' H:19 5/8'' O:58 1/8'' |  | 30 |  |  | 19.625 | Screw Collar - Chain |  |  | 58.125 |  |  |  | No |  | No | [20 empty] | D:5'' H:3/4'' Round |  |  |  |  | 72 | Gold | 36 |  | Hardwired | 0 | 0 | 0 | 0 | 1 | 0 | 0 | 1 | 0 | 0 | 0 | 785652079238 | 35.5 | 35.5 | 18 | 43.7 | 13.128 | 250 | Yes | [9 empty] | cETL Damp | MELLITA 8L PENDANT-848 | Eight Light Pendant |  | 5202508-848.jpg | 5202508.jpg
5202508EN-112 | Eight Light Pendant |  | LINE VOLTAGE PENDANT | Mellita | Pendants | Midnight Black | 112 | Steel | Satin Etched Glass | D:7.5" W:0.125" |  |  | 8 Candelabra Torpedo 3.5w |  | 8 | Yes | [14 empty] | 0 | [12 empty] | 399.5 | 799 | 1198.5 | D:30'' H:19 5/8'' O:58 1/8'' |  | 30 |  |  | 19.625 | Screw Collar - Chain |  |  | 58.125 |  |  |  | No |  | No | [20 empty] | D:5'' H:3/4'' Round |  |  |  |  | 72 | Black | 36 |  | Hardwired | 0 | 0 | 0 | 1 | 1 | 0 | 0 | 0 | 0 | 0 | 0 | 785652081040 | [16 empty] | cETL Damp | MELLITA 8L PENDANT-112 | Eight Light Pendant |  | 5202508EN-112.jpg | 5202508EN.jpg
5202508EN-848 | Eight Light Pendant |  | LINE VOLTAGE PENDANT | Mellita | Pendants | Satin Bronze | 848 | Steel | Satin Etched Glass | D:7.5" W:0.125" |  |  | 8 Candelabra Torpedo 3.5w |  | 8 | Yes | [14 empty] | 0 | [12 empty] | 399.5 | 799 | 1198.5 | D:30'' H:19 5/8'' O:58 1/8'' |  | 30 |  |  | 19.625 | Screw Collar - Chain |  |  | 58.125 |  |  |  | No |  | No | [20 empty] | D:5'' H:3/4'' Round |  |  |  |  | 72 | Gold | 36 |  | Hardwired | 0 | 0 | 0 | 1 | 1 | 0 | 0 | 0 | 0 | 0 | 0 | 785652081057 | [16 empty] | cETL Damp | MELLITA 8L PENDANT-848 | Eight Light Pendant |  | 5202508EN-848.jpg | 5202508EN.jpg
5206712-112 | Large Twelve Light Chandelier |  | CHANDELIERS | Wyn | Chandeliers | Midnight Black | 112 | Steel |  |  |  |  | 12 Candelabra Torpedo 60w |  | 12 | No | [14 empty] | 0 | [12 empty] | 189.5 | 379 | 568.5 | L:40'' W:40'' H:20'' O:64'' |  |  | 40 | 40 | 20 | Screw Collar - Stem |  |  | 64 |  |  |  | No |  | No | [20 empty] | D:5'' H:3/4'' Round |  |  |  |  | 120 | Black |  |  | Hardwired | 0 | 0 | 0 | 0 | 1 | 0 | 0 | 1 | 0 | 0 | 0 | 785652077517 | 45.75 | 27 | 9.5 | 17.7 | 6.791 | 250 | Yes | [9 empty] | cETL Damp | WYN 12L LARGE CHAND-112 | Large Twelve Light Chandelier |  | 5206712-112.jpg | 5206712.jpg
5206712EN-112 | Large Twelve Light Chandelier |  | CHANDELIERS | Wyn | Chandeliers | Midnight Black | 112 | Steel |  |  |  |  | 12 Candelabra Torpedo 3.5w |  | 12 | Yes | [14 empty] | 0 | [12 empty] | 259.5 | 519 | 778.5 | L:40'' W:40'' H:20'' O:64'' |  |  | 40 | 40 | 20 | Screw Collar - Stem |  |  | 64 |  |  |  | No |  | No | [20 empty] | D:5'' H:3/4'' Round |  |  |  |  | 120 | Black |  |  | Hardwired | 0 | 0 | 0 | 1 | 1 | 0 | 0 | 0 | 0 | 0 | 0 | 785652081071 | [16 empty] | cETL Damp | WYN 12L LARGE CHAND-112 | Large Twelve Light Chandelier |  | 5206712EN-112.jpg | 5206712EN.jpg
5215004-05 | Small Four Light Hall / Foyer | The transitional Perryton pendant light collection by Sea Gull Lighting is inspired by stately, carriage lanterns. The updated open frame is formed with sleek square steel tubing, and each pendant is a generously proportioned, minimalist silhouette completed in either textured Blacksmith or Heirloom Bronze finishes. Offered are small and large four-light hall/foyer pendants, an eight-light hall/foyer pendant and an eight-light island pendant. Incandescent candelabra base lamping. Damp rated, Perryton is also ideal as a focal point on a covered patio or porch. | LINE VOLTAGE PENDANT | Perryton | Pendants | Chrome | 5 | Steel |  |  |  |  | 4 Candelabra Torpedo 60w |  | 4 | No | [14 empty] | 0 | [12 empty] | 124.95 | N/A | 374.85 | L:12 1/4'' W:12 1/4'' H:18 1/2'' O:65'' | 6.7 |  | 12.25 | 12.25 | 18.5 | Center Lock-Up |  |  | 65 |  |  |  | No |  | No | [20 empty] | D:5'' H:3/4'' Round |  |  |  |  | 120 | Clear Silver |  |  | Hardwired | 0 | 0 | 0 | 0 | 1 | 0 | 0 | 0 | 0 | 0 | 0 | 785652078361 | 22 | 15.5 | 15 | 9 | 2.96 | 250 | Yes | [9 empty] | cETL Damp | PERRYTON 4L FOYER-05 | Small Four Light Hall / Foyer |  | 5215004-05.jpg | 5215004.jpg
5215004-782 | Small Four Light Hall / Foyer | The transitional Perryton pendant light collection by Sea Gull Lighting is inspired by stately, carriage lanterns. The updated open frame is formed with sleek square steel tubing, and each pendant is a generously proportioned, minimalist silhouette completed in either textured Blacksmith or Heirloom Bronze finishes. Offered are small and large four-light hall/foyer pendants, an eight-light hall/foyer pendant and an eight-light island pendant. Incandescent candelabra base lamping. Damp rated, Perryton is also ideal as a focal point on a covered patio or porch. | LINE VOLTAGE PENDANT | Perryton | Pendants | Heirloom Bronze | 782 | Steel |  |  |  |  | 4 Candelabra Torpedo 60w |  | 4 | No | [14 empty] | 0 | [12 empty] | 124.95 | N/A | 374.85 | L:12 1/4'' W:12 1/4'' H:18 1/2'' O:65'' | 6.7 |  | 12.25 | 12.25 | 18.5 | Center Lock-Up |  |  | 65 |  |  |  | No |  | No | [20 empty] | D:5'' H:3/4'' Round |  |  |  |  | 120 | Brown |  |  | Hardwired | 0 | 0 | 0 | 0 | 1 | 0 | 0 | 0 | 0 | 0 | 0 | 785652059612 | 22 | 15.5 | 15 | 9 | 2.96 | 250 | Yes | [9 empty] | cETL Damp | PERRYTON 4L FOYER-782 | Small Four Light Hall / Foyer |  | 5215004-782.png | 5215004.jpg
5215004-839 | Small Four Light Hall / Foyer | The transitional Perryton pendant light collection by Sea Gull Lighting is inspired by stately, carriage lanterns. The updated open frame is formed with sleek square steel tubing, and each pendant is a generously proportioned, minimalist silhouette completed in either textured Blacksmith or Heirloom Bronze finishes. Offered are small and large four-light hall/foyer pendants, an eight-light hall/foyer pendant and an eight-light island pendant. Incandescent candelabra base lamping. Damp rated, Perryton is also ideal as a focal point on a covered patio or porch. | LINE VOLTAGE PENDANT | Perryton | Pendants | Blacksmith | 839 | Steel |  |  |  |  | 4 Candelabra Torpedo 60w |  | 4 | No | [14 empty] | 0 | [12 empty] | 124.95 | N/A | 374.85 | L:12 1/4'' W:12 1/4'' H:18 1/2'' O:65'' | 6.7 |  | 12.25 | 12.25 | 18.5 | Center Lock-Up |  |  | 65 |  |  |  | No |  | No | [20 empty] | D:5'' H:3/4'' Round |  |  |  |  | 120 | Black |  |  | Hardwired | 0 | 0 | 0 | 0 | 1 | 0 | 0 | 0 | 0 | 0 | 0 | 785652108358 | 22.25 | 15.25 | 15.5 | 8.6 | 3.044 | 250 | Yes | [9 empty] | cETL Damp | PERRYTON 4L FOYER-839 | Small Four Light Hall / Foyer |  | 5215004-839.png | 5215004.jpg
5215004-848 | Small Four Light Hall / Foyer | The transitional Perryton pendant light collection by Sea Gull Lighting is inspired by stately, carriage lanterns. The updated open frame is formed with sleek square steel tubing, and each pendant is a generously proportioned, minimalist silhouette completed in either textured Blacksmith or Heirloom Bronze finishes. Offered are small and large four-light hall/foyer pendants, an eight-light hall/foyer pendant and an eight-light island pendant. Incandescent candelabra base lamping. Damp rated, Perryton is also ideal as a focal point on a covered patio or porch. | LINE VOLTAGE PENDANT | Perryton | Pendants | Satin Bronze | 848 | Steel |  |  |  |  | 4 Candelabra Torpedo 60w |  | 4 | No | [14 empty] | 0 | [12 empty] | 124.95 | N/A | 374.85 | L:12 1/4'' W:12 1/4'' H:18 1/2'' O:65'' | 6.7 |  | 12.25 | 12.25 | 18.5 | Center Lock-Up |  |  | 65 |  |  |  | No |  | No | [20 empty] | D:5'' H:3/4'' Round |  |  |  |  | 120 | Clear Gold |  |  | Hardwired | 0 | 0 | 0 | 0 | 1 | 0 | 0 | 0 | 0 | 0 | 0 | 785652078378 | 22 | 15.5 | 15 | 9 | 2.96 | 250 | Yes | [9 empty] | cETL Damp | PERRYTON 4L FOYER-848 | Small Four Light Hall / Foyer |  | 5215004-848.jpg | 5215004.jpg
5215004EN-05 | Small Four Light Hall / Foyer | The transitional Perryton pendant light collection by Sea Gull Lighting is inspired by stately, carriage lanterns. The updated open frame is formed with sleek square steel tubing, and each pendant is a generously proportioned, minimalist silhouette completed in either textured Blacksmith or Heirloom Bronze finishes. Offered are small and large four-light hall/foyer pendants, an eight-light hall/foyer pendant and an eight-light island pendant. Incandescent candelabra base lamping. Damp rated, Perryton is also ideal as a focal point on a covered patio or porch. | LINE VOLTAGE PENDANT | Perryton | Pendants | Chrome | 5 | Steel |  |  |  |  | 4 Candelabra Torpedo 3.5w |  | 4 | Yes | [14 empty] | 0 | [12 empty] | 146.45 | 292.9 | 439.35 | L:12 1/4'' W:12 1/4'' H:18 1/2'' O:65'' | 6.7 |  | 12.25 | 12.25 | 18.5 | Center Lock-Up |  |  | 65 |  |  |  | No |  | No | [20 empty] | D:5'' H:3/4'' Round |  |  |  |  | 120 | Clear Silver |  |  | Hardwired | 0 | 0 | 0 | 1 | 1 | 0 | 0 | 0 | 0 | 0 | 0 | 785652082726 | 22 | 15.5 | 15 | 9 | 2.96 | 250 | Yes | [9 empty] | cETL Damp | PERRYTON 4L FOYER-05 | Small Four Light Hall / Foyer |  | 5215004EN-05.jpg | 5215004EN.jpg
5215004EN-782 | Small Four Light Hall / Foyer | The transitional Perryton pendant light collection by Sea Gull Lighting is inspired by stately, carriage lanterns. The updated open frame is formed with sleek square steel tubing, and each pendant is a generously proportioned, minimalist silhouette completed in either textured Blacksmith or Heirloom Bronze finishes. Offered are small and large four-light hall/foyer pendants, an eight-light hall/foyer pendant and an eight-light island pendant. Incandescent candelabra base lamping. Damp rated, Perryton is also ideal as a focal point on a covered patio or porch. | LINE VOLTAGE PENDANT | Perryton | Pendants | Heirloom Bronze | 782 | Steel |  |  |  |  | 4 Candelabra Torpedo 3.5w |  | 4 | Yes | [14 empty] | 0 | [12 empty] | 149.98 | N/A | 449.94 | L:12 1/4'' W:12 1/4'' H:18 1/2'' O:65'' | 6.7 |  | 12.25 | 12.25 | 18.5 | Center Lock-Up |  |  | 65 |  |  |  | No |  | No | [20 empty] | D:5'' H:3/4'' Round |  |  |  |  | 120 | Brown |  |  | Hardwired | 0 | 0 | 0 | 1 | 1 | 0 | 0 | 0 | 0 | 0 | 0 | 785652060151 | 22 | 15.5 | 15 | 9 | 2.96 | 250 | Yes | [9 empty] | cETL Damp | PERRYTON 4L FOYER-782 | Small Four Light Hall / Foyer |  | 5215004EN-782.jpg | 5215004EN.jpg
5215004EN-839 | Small Four Light Hall / Foyer | The transitional Perryton pendant light collection by Sea Gull Lighting is inspired by stately, carriage lanterns. The updated open frame is formed with sleek square steel tubing, and each pendant is a generously proportioned, minimalist silhouette completed in either textured Blacksmith or Heirloom Bronze finishes. Offered are small and large four-light hall/foyer pendants, an eight-light hall/foyer pendant and an eight-light island pendant. Incandescent candelabra base lamping. Damp rated, Perryton is also ideal as a focal point on a covered patio or porch. | LINE VOLTAGE PENDANT | Perryton | Pendants | Blacksmith | 839 | Steel |  |  |  |  | 4 Candelabra Torpedo 3.5w |  | 4 | Yes | [14 empty] | 0 | [12 empty] | 149.98 | N/A | 449.94 | L:12 1/4'' W:12 1/4'' H:18 1/2'' O:65'' | 6.7 |  | 12.25 | 12.25 | 18.5 | Center Lock-Up |  |  | 65 |  |  |  | No |  | No | [20 empty] | D:5'' H:3/4'' Round |  |  |  |  | 120 | Black |  |  | Hardwired | 0 | 0 | 0 | 1 | 1 | 0 | 0 | 0 | 0 | 0 | 0 | 785652031120 | 22.25 | 15.25 | 15.5 | 8.6 | 3.044 | 250 | Yes | [9 empty] | cETL Damp | PERRYTON 4L FOYER-839 | Small Four Light Hall / Foyer |  | 5215004EN-839.jpg | 5215004.jpg
5215004EN-848 | Small Four Light Hall / Foyer | The transitional Perryton pendant light collection by Sea Gull Lighting is inspired by stately, carriage lanterns. The updated open frame is formed with sleek square steel tubing, and each pendant is a generously proportioned, minimalist silhouette completed in either textured Blacksmith or Heirloom Bronze finishes. Offered are small and large four-light hall/foyer pendants, an eight-light hall/foyer pendant and an eight-light island pendant. Incandescent candelabra base lamping. Damp rated, Perryton is also ideal as a focal point on a covered patio or porch. | LINE VOLTAGE PENDANT | Perryton | Pendants | Satin Bronze | 848 | Steel |  |  |  |  | 4 Candelabra Torpedo 3.5w |  | 4 | Yes | [14 empty] | 0 | [12 empty] | 146.45 | 292.9 | 439.35 | L:12 1/4'' W:12 1/4'' H:18 1/2'' O:65'' | 6.7 |  | 12.25 | 12.25 | 18.5 | Center Lock-Up |  |  | 65 |  |  |  | No |  | No | [20 empty] | D:5'' H:3/4'' Round |  |  |  |  | 120 | Clear Gold |  |  | Hardwired | 0 | 0 | 0 | 1 | 1 | 0 | 0 | 0 | 0 | 0 | 0 | 785652082733 | 22 | 15.5 | 15 | 9 | 2.96 | 250 | Yes | [9 empty] | cETL Damp | PERRYTON 4L FOYER-848 | Small Four Light Hall / Foyer |  | 5215004EN-848.jpg | 5215004EN.jpg
5221804-962 | Medium Four Light Hall / Foyer |  | LINE VOLTAGE PENDANT | Rennie | Pendants | Brushed Nickel / Midnight Black | 962 / 112 | Steel |  |  |  |  | 4 Candelabra Torpedo 60w |  | 4 | No | [14 empty] | 0 | [12 empty] | 214.5 | 429 | 643.5 | L:16'' W:16'' H:23 1/8'' O:68 5/8'' |  |  | 16 | 16 | 23.125 | Center Lock-Up |  |  | 68.625 |  |  |  | No |  | No | [20 empty] | D:5'' H:3/4'' Round |  |  |  |  | 120 | Clear Silver |  |  | Hardwired | 0 | 0 | 0 | 0 | 1 | 0 | 0 | 0 | 0 | 0 | 0 | 785652077418 | 29.5 | 22 | 22 | 22.5 | 8.263 | 250 | Yes | [9 empty] | cETL Damp | RENNIE 4L FOYER-962 | Medium Four Light Hall / Foyer |  | 5221804-962.jpg | 5221804.jpg
5221804EN-962 | Medium Four Light Hall / Foyer |  | LINE VOLTAGE PENDANT | Rennie | Pendants | Brushed Nickel / Midnight Black | 962 / 112 | Steel |  |  |  |  | 4 Candelabra Torpedo 3.5w |  | 4 | Yes | [14 empty] | 0 | [12 empty] | 239.5 | 479 | 718.5 | L:16'' W:16'' H:23 1/8'' O:68 5/8'' |  |  | 16 | 16 | 23.125 | Center Lock-Up |  |  | 68.625 |  |  |  | No |  | No | [20 empty] | D:5'' H:3/4'' Round |  |  |  |  | 120 | Clear Silver |  |  | Hardwired | 0 | 0 | 0 | 1 | 1 | 0 | 0 | 0 | 0 | 0 | 0 | 785652080975 | [16 empty] | cETL Damp | RENNIE 4L FOYER-962 | Medium Four Light Hall / Foyer |  | 5221804EN-962.jpg | 5221804EN.jpg
5224503-710 | Three Light Hall / Foyer | The transitional styling of the Hanford lighting collection by Sea Gull Lighting is evident in its elegant symmetry articulated by long, sweeping arms. Tapered Etched glass shades produce a soft uplight and make Hanford complementary to a wide array of décor from traditional to contemporary. Offered in both Brushed Nickel and Burnt Sienna finishes, the collection includes five-, nine- and fifteen-light chandeliers, a three-light hall/foyer light, a one-light mini pendant, a three-light pendant, a three-light semi-flush mount which can convert into a pendant, and one-, two-, three- and four-light bath fixtures. Incandescent and ENERGY STAR-qualified LED lamping are available; all fixtures are California Title 24 compliant. | LINE VOLTAGE PENDANT | Hanford | Pendants | Burnt Sienna | 710 | Steel | Satin Etched Glass | D:5.125" H:5.75" |  |  | 3 Medium A19 100w |  | 3 | No | [14 empty] | 0 | [12 empty] | 184.48 | 368.96 | 553.44 | D:18 1/8'' H:32 3/4'' O:71 1/2'' | 13.4 | 18.125 |  |  | 32.75 | Center Lock-Up |  |  | 71.5 |  |  |  | No |  | No | [20 empty] | D:5'' H:7/8'' Round |  |  |  |  | 72 | Brown | 36 |  | Hardwired | 0 | 0 | 0 | 0 | 1 | 0 | 0 | 1 | 1 | 0 | 0 | 785652110986 | 32 | 20 | 12.25 | 16.8 | 4.537 | 250 | Yes | [9 empty] | cETL Damp | HANFORD 3L FOYER-710 | Three Light Hall / Foyer |  | 5224503-710.jpg | 5224503.jpg
5224503-962 | Three Light Hall / Foyer | The transitional styling of the Hanford lighting collection by Sea Gull Lighting is evident in its elegant symmetry articulated by long, sweeping arms. Tapered Etched glass shades produce a soft uplight and make Hanford complementary to a wide array of décor from traditional to contemporary. Offered in both Brushed Nickel and Burnt Sienna finishes, the collection includes five-, nine- and fifteen-light chandeliers, a three-light hall/foyer light, a one-light mini pendant, a three-light pendant, a three-light semi-flush mount which can convert into a pendant, and one-, two-, three- and four-light bath fixtures. Incandescent and ENERGY STAR-qualified LED lamping are available; all fixtures are California Title 24 compliant. | LINE VOLTAGE PENDANT | Hanford | Pendants | Brushed Nickel | 962 | Steel | Satin Etched Glass | D:5.125" H:5.75" |  |  | 3 Medium A19 100w |  | 3 | No | [14 empty] | 0 | [12 empty] | 184.48 | 368.96 | 553.44 | D:18 1/8'' H:32 3/4'' O:71 1/2'' | 13.4 | 18.125 |  |  | 32.75 | Center Lock-Up |  |  | 71.5 |  |  |  | No |  | No | [20 empty] | D:5'' H:7/8'' Round |  |  |  |  | 72 | Clear Silver | 36 |  | Hardwired | 0 | 0 | 0 | 0 | 1 | 0 | 0 | 1 | 1 | 0 | 0 | 785652110993 | 30.5 | 19.25 | 7.25 | 13.45 | 2.463 | 175 | Yes | [9 empty] | cETL Damp | HANFORD 3L FOYER-962 | Three Light Hall / Foyer |  | 5224503-962.jpg | 5224503.jpg
5224503EN3-710 | Three Light Hall / Foyer | The transitional styling of the Hanford lighting collection by Sea Gull Lighting is evident in its elegant symmetry articulated by long, sweeping arms. Tapered Etched glass shades produce a soft uplight and make Hanford complementary to a wide array of décor from traditional to contemporary. Offered in both Brushed Nickel and Burnt Sienna finishes, the collection includes five-, nine- and fifteen-light chandeliers, a three-light hall/foyer light, a one-light mini pendant, a three-light pendant, a three-light semi-flush mount which can convert into a pendant, and one-, two-, three- and four-light bath fixtures. Incandescent and ENERGY STAR-qualified LED lamping are available; all fixtures are California Title 24 compliant. | LINE VOLTAGE PENDANT | Hanford | Pendants | Burnt Sienna | 710 | Steel | Satin Etched Glass | D:5.125" H:5.75" |  |  | 3 Medium A19 9.3w |  | 3 | Yes | [14 empty] | 0 | [12 empty] | 199.98 | 399.96 | 599.94 | D:18 1/8'' H:32 3/4'' O:71 1/2'' | 13.4 | 18.125 |  |  | 32.75 | Center Lock-Up |  |  | 71.5 |  |  |  | No |  | No | [20 empty] | D:5'' H:7/8'' Round |  |  |  |  | 72 | Brown | 36 |  | Hardwired | 0 | 0 | 0 | 1 | 1 | 0 | 0 | 0 | 1 | 0 | 0 | 785652050336 | 32 | 20 | 12.25 | 16.8 | 4.537 | 250 | Yes | [9 empty] | cETL Damp | HANFORD 3L FOYER-710 | Three Light Hall / Foyer |  | 5224503EN3-710.jpg | 5224503.jpg
5224503EN3-962 | Three Light Hall / Foyer | The transitional styling of the Hanford lighting collection by Sea Gull Lighting is evident in its elegant symmetry articulated by long, sweeping arms. Tapered Etched glass shades produce a soft uplight and make Hanford complementary to a wide array of décor from traditional to contemporary. Offered in both Brushed Nickel and Burnt Sienna finishes, the collection includes five-, nine- and fifteen-light chandeliers, a three-light hall/foyer light, a one-light mini pendant, a three-light pendant, a three-light semi-flush mount which can convert into a pendant, and one-, two-, three- and four-light bath fixtures. Incandescent and ENERGY STAR-qualified LED lamping are available; all fixtures are California Title 24 compliant. | LINE VOLTAGE PENDANT | Hanford | Pendants | Brushed Nickel | 962 | Steel | Satin Etched Glass | D:5.125" H:5.75" |  |  | 3 Medium A19 9.3w |  | 3 | Yes | [14 empty] | 0 | [12 empty] | 199.98 | 399.96 | 599.94 | D:18 1/8'' H:32 3/4'' O:71 1/2'' | 13.4 | 18.125 |  |  | 32.75 | Center Lock-Up |  |  | 71.5 |  |  |  | No |  | No | [20 empty] | D:5'' H:7/8'' Round |  |  |  |  | 72 | Clear Silver | 36 |  | Hardwired | 0 | 0 | 1 | 1 | 1 | 0 | 0 | 0 | 1 | 0 | 0 | 785652050343 | 32 | 20 | 12.25 | 16.8 | 4.537 | 250 | Yes | [9 empty] | cETL Damp | HANFORD 3L FOYER-962 | Three Light Hall / Foyer |  | 5224503EN3-962.jpg | 522450.jpg
5231-782 | Three Light Semi-Flush Convertible Pendant | The Bretton pendant collection from Sea Gull Lighting features a classic six-sided lantern silhouette. Offered in Brushed Nickel and Heirloom Bronze finishes, all with Clear glass, the fixtures’ charming style and candelabra bulbs will fill your home with generous amounts of illumination that welcomes your guests. The assortment includes a two-light and three-light ceiling flush mount, two-light and three-light pendants which can also be converted into semi-flush ceiling mounts, along with a generous six-light large pendant which is perfect for a grand foyer. | LINE VOLTAGE PENDANT | Bretton | Ceiling Lights | Heirloom Bronze | 782 | Steel | Clear Glass | W:4.28125" H:10.125" |  |  | 3 Candelabra B Torpedo 40w |  | 3 | No | [14 empty] | 0 | [12 empty] | 67.48 | 134.96 | 202.44 | D:9 1/2'' H:16'' O:65 1/2'' | 6 | 9.5 |  |  | 16 | Dual Mount |  | 15.25 | 65.5 |  |  |  | No |  | No | [20 empty] | D:5'' H:1'' Round |  |  |  |  | 144 | Brown | 48 | N/A | Hardwired | 0 | 0 | 0 | 0 | 1 | 0 | 0 | 1 | 1 | 0 | 0 | 785652523175 | 10.5 | 9.78 | 16 | 8 | 0.951 | 100 | Yes | [8 empty] | UL Dry | cUL Dry | BRETTON 3L CEILING-782 | Three Light Semi-Flush Convertible Pendant |  | 5231-782.jpg | 5231.jpg
5231-962 | Three Light Semi-Flush Convertible Pendant | The Bretton pendant collection from Sea Gull Lighting features a classic six-sided lantern silhouette. Offered in Brushed Nickel and Heirloom Bronze finishes, all with Clear glass, the fixtures’ charming style and candelabra bulbs will fill your home with generous amounts of illumination that welcomes your guests. The assortment includes a two-light and three-light ceiling flush mount, two-light and three-light pendants which can also be converted into semi-flush ceiling mounts, along with a generous six-light large pendant which is perfect for a grand foyer. | LINE VOLTAGE PENDANT | Bretton | Ceiling Lights | Brushed Nickel | 962 | Steel | Clear Glass | W:8.1875" H:15.78125" |  |  | 3 Candelabra B Torpedo 40w |  | 3 | No | [14 empty] | 0 | [12 empty] | 67.48 | 134.96 | 202.44 | D:9 1/2'' H:16'' O:65 1/2'' | 6 | 9.5 |  |  | 16 | Dual Mount |  | 15.25 | 65.5 |  |  |  | No |  | No | [20 empty] | D:5'' H:1'' Round |  |  |  |  | 144 | Clear | 48 | N/A | Hardwired | 0 | 0 | 0 | 0 | 1 | 0 | 0 | 1 | 1 | 0 | 0 | 785652523199 | 10.5 | 10 | 15.75 | 7.9 | 0.957 | 100 | Yes | [8 empty] | UL Dry | cUL Dry | BRETTON 3L CEILING-962 | Three Light Semi-Flush Convertible Pendant |  | 5231-962.jpg | 5231.jpg
5231EN-782 | Three Light Semi-Flush Convertible Pendant | The Bretton pendant collection from Sea Gull Lighting features a classic six-sided lantern silhouette. Offered in Brushed Nickel and Heirloom Bronze finishes, all with Clear glass, the fixtures’ charming style and candelabra bulbs will fill your home with generous amounts of illumination that welcomes your guests. The assortment includes a two-light and three-light ceiling flush mount, two-light and three-light pendants which can also be converted into semi-flush ceiling mounts, along with a generous six-light large pendant which is perfect for a grand foyer. | LINE VOLTAGE PENDANT | Bretton | Ceiling Lights | Heirloom Bronze | 782 | Steel | Clear Glass | W:4.28125" H:10.125" |  |  | 3 Candelabra Torpedo 3.5w |  | 3 | Yes | [14 empty] | 0 | [12 empty] | 81.98 | 163.96 | 245.94 | D:9 1/2'' H:16'' O:65 1/2'' | 6 | 9.5 |  |  | 16 | Dual Mount |  | 15.25 | 65.5 |  |  |  | No |  | No | [20 empty] | D:5'' H:1'' Round |  |  |  |  | 144 | Brown | 48 | N/A | Hardwired | 0 | 0 | 0 | 1 | 1 | 0 | 0 | 0 | 1 | 0 | 0 | 785652031144 | 16 | 9.8 | 10.5 | 8 | 0.953 | 100 | Yes | [8 empty] | UL Dry | cUL Dry | BRETTON 3L CEILING-782 | Three Light Semi-Flush Convertible Pendant |  | 5231EN-782.jpg | 5231.jpg
5231EN-962 | Three Light Semi-Flush Convertible Pendant | The Bretton pendant collection from Sea Gull Lighting features a classic six-sided lantern silhouette. Offered in Brushed Nickel and Heirloom Bronze finishes, all with Clear glass, the fixtures’ charming style and candelabra bulbs will fill your home with generous amounts of illumination that welcomes your guests. The assortment includes a two-light and three-light ceiling flush mount, two-light and three-light pendants which can also be converted into semi-flush ceiling mounts, along with a generous six-light large pendant which is perfect for a grand foyer. | LINE VOLTAGE PENDANT | Bretton | Ceiling Lights | Brushed Nickel | 962 | Steel | Clear Glass | W:8.1875" H:15.78125" |  |  | 3 Candelabra Torpedo 3.5w |  | 3 | Yes | [14 empty] | 0 | [12 empty] | 81.98 | 163.96 | 245.94 | D:9 1/2'' H:16'' O:65 1/2'' | 6 | 9.5 |  |  | 16 | Dual Mount |  | 15.25 | 65.5 |  |  |  | No |  | No | [20 empty] | D:5'' H:1'' Round |  |  |  |  | 144 | Clear | 48 | N/A | Hardwired | 0 | 0 | 0 | 1 | 1 | 0 | 0 | 0 | 1 | 0 | 0 | 785652031151 | 10.5 | 10 | 15.75 | 7.9 | 0.957 | 100 | Yes | [8 empty] | UL Dry | cUL Dry | BRETTON 3L CEILING-962 | Three Light Semi-Flush Convertible Pendant |  | 5231EN-962.jpg | 5231.jpg
5232-782 | Two Light Semi-Flush Convertible Pendant | The Bretton pendant collection from Sea Gull Lighting features a classic six-sided lantern silhouette. Offered in Brushed Nickel and Heirloom Bronze finishes, all with Clear glass, the fixtures’ charming style and candelabra bulbs will fill your home with generous amounts of illumination that welcomes your guests. The assortment includes a two-light and three-light ceiling flush mount, two-light and three-light pendants which can also be converted into semi-flush ceiling mounts, along with a generous six-light large pendant which is perfect for a grand foyer. | LINE VOLTAGE PENDANT | Bretton | Ceiling Lights | Heirloom Bronze | 782 | Steel | Clear Glass | W:3.21875" H:7.125" |  |  | 2 Candelabra Torpedo 40w |  | 2 | No | [14 empty] | 0 | [12 empty] | 54.98 | 109.96 | 164.94 | D:7 1/4'' H:12'' O:61 1/2'' | 4.1 | 7.25 |  |  | 12 | Dual Mount |  | 11.25 | 61.5 |  |  |  | No |  | No | [20 empty] | D:5'' H:1'' Round |  |  |  |  | 144 | Brown | 48 | N/A | Hardwired | 0 | 0 | 0 | 0 | 1 | 0 | 0 | 1 | 1 | 0 | 0 | 785652523335 | 9.5 | 7.5 | 13.75 | 5.15 | 0.567 | 100 | Yes | [8 empty] | UL Dry | cUL Dry | BRETTON 2L CEILING-782 | Two Light Semi-Flush Convertible Pendant |  | 5232-782.jpg | 5232.jpg
5232-962 | Two Light Semi-Flush Convertible Pendant | The Bretton pendant collection from Sea Gull Lighting features a classic six-sided lantern silhouette. Offered in Brushed Nickel and Heirloom Bronze finishes, all with Clear glass, the fixtures’ charming style and candelabra bulbs will fill your home with generous amounts of illumination that welcomes your guests. The assortment includes a two-light and three-light ceiling flush mount, two-light and three-light pendants which can also be converted into semi-flush ceiling mounts, along with a generous six-light large pendant which is perfect for a grand foyer. | LINE VOLTAGE PENDANT | Bretton | Ceiling Lights | Brushed Nickel | 962 | Steel | Clear Glass | W:3.21875" H:7.125" |  |  | 2 Candelabra Torpedo 40w |  | 2 | No | [14 empty] | 0 | [12 empty] | 54.98 | 109.96 | 164.94 | D:7 1/4'' H:12'' O:61 1/2'' | 4.1 | 7.25 |  |  | 12 | Dual Mount |  | 11.25 | 61.5 |  |  |  | No |  | No | [20 empty] | D:5'' H:1'' Round |  |  |  |  | 144 | Clear | 48 | N/A | Hardwired | 0 | 0 | 0 | 0 | 1 | 0 | 0 | 1 | 1 | 0 | 0 | 785652523298 | 9.75 | 7.5 | 13.75 | 5.66 | 0.582 | 100 | Yes | [8 empty] | UL Dry | cUL Dry | BRETTON 2L CEILING-962 | Two Light Semi-Flush Convertible Pendant |  | 5232-962.jpg | 5232.jpg
5232EN-782 | Two Light Semi-Flush Convertible Pendant | The Bretton pendant collection from Sea Gull Lighting features a classic six-sided lantern silhouette. Offered in Brushed Nickel and Heirloom Bronze finishes, all with Clear glass, the fixtures’ charming style and candelabra bulbs will fill your home with generous amounts of illumination that welcomes your guests. The assortment includes a two-light and three-light ceiling flush mount, two-light and three-light pendants which can also be converted into semi-flush ceiling mounts, along with a generous six-light large pendant which is perfect for a grand foyer. | LINE VOLTAGE PENDANT | Bretton | Ceiling Lights | Heirloom Bronze | 782 | Steel | Clear Glass | W:3.21875" H:7.125" |  |  | 2 Candelabra Torpedo 3.5w |  | 2 | Yes | [14 empty] | 0 | [12 empty] | 62.98 | 125.96 | 188.94 | D:7 1/4'' H:12'' O:61 1/2'' | 4.1 | 7.25 |  |  | 12 | Dual Mount |  | 11.25 | 61.5 |  |  |  | No |  | No | [20 empty] | D:5'' H:1'' Round |  |  |  |  | 144 | Brown | 48 | N/A | Hardwired | 0 | 0 | 0 | 1 | 1 | 0 | 0 | 0 | 1 | 0 | 0 | 785652031168 | 13.75 | 7.5 | 9.5 | 5.15 | 0.567 | 100 | Yes | [8 empty] | UL Dry | cUL Dry | BRETTON 2L CEILING-782 | Two Light Semi-Flush Convertible Pendant |  | 5232EN-782.jpg | 5232.jpg
5232EN-962 | Two Light Semi-Flush Convertible Pendant | The Bretton pendant collection from Sea Gull Lighting features a classic six-sided lantern silhouette. Offered in Brushed Nickel and Heirloom Bronze finishes, all with Clear glass, the fixtures’ charming style and candelabra bulbs will fill your home with generous amounts of illumination that welcomes your guests. The assortment includes a two-light and three-light ceiling flush mount, two-light and three-light pendants which can also be converted into semi-flush ceiling mounts, along with a generous six-light large pendant which is perfect for a grand foyer. | LINE VOLTAGE PENDANT | Bretton | Ceiling Lights | Brushed Nickel | 962 | Steel | Clear Glass | W:3.21875" H:7.125" |  |  | 2 Candelabra Torpedo 3.5w |  | 2 | Yes | [14 empty] | 0 | [12 empty] | 62.98 | 125.96 | 188.94 | D:7 1/4'' H:12'' O:61 1/2'' | 4.1 | 7.25 |  |  | 12 | Dual Mount |  | 11.25 | 61.5 |  |  |  | No |  | No | [20 empty] | D:5'' H:1'' Round |  |  |  |  | 144 | Clear | 48 | N/A | Hardwired | 0 | 0 | 0 | 1 | 1 | 0 | 0 | 0 | 1 | 0 | 0 | 785652031182 | 13.75 | 7.5 | 9.75 | 5.66 | 0.582 | 100 | Yes | [8 empty] | UL Dry | cUL Dry | BRETTON 2L CEILING-962 | Two Light Semi-Flush Convertible Pendant |  | 5232EN-962.jpg | 5232.jpg
5233-782 | Six Light Hall / Foyer | The Bretton pendant collection from Sea Gull Lighting features a classic six-sided lantern silhouette. Offered in Brushed Nickel and Heirloom Bronze finishes, all with Clear glass, the fixtures’ charming style and candelabra bulbs will fill your home with generous amounts of illumination that welcomes your guests. The assortment includes a two-light and three-light ceiling flush mount, two-light and three-light pendants which can also be converted into semi-flush ceiling mounts, along with a generous six-light large pendant which is perfect for a grand foyer. | LINE VOLTAGE PENDANT | Bretton | Pendants | Heirloom Bronze | 782 | Steel | Clear Glass | W:7.6875" H:22.125" |  |  | 6 Candelabra B Torpedo 60w |  | 6 | No | [14 empty] | 0 | [12 empty] | 149.98 | 299.96 | 449.94 | D:16 3/4'' H:29 3/4'' O:119 3/4'' | 19 | 16.75 |  |  | 29.75 | Center Lock-Up |  |  | 119.75 |  |  |  | No |  | No | [20 empty] | D:5 5/16'' H:1'' Round |  |  |  |  | 144 | Brown | 88 | N/A | Hardwired | 0 | 0 | 0 | 0 | 1 | 0 | 0 | 1 | 1 | 0 | 0 | 785652523373 | 16.5 | 18.5 | 27 | 25 | 4.77 | 175 | Yes | [8 empty] | UL Dry | cUL Dry | BRETTON 6L FOYER-782 | Six Light Hall / Foyer |  | 5233-782.jpg | 5233.jpg
5233-962 | Six Light Hall / Foyer | The Bretton pendant collection from Sea Gull Lighting features a classic six-sided lantern silhouette. Offered in Brushed Nickel and Heirloom Bronze finishes, all with Clear glass, the fixtures’ charming style and candelabra bulbs will fill your home with generous amounts of illumination that welcomes your guests. The assortment includes a two-light and three-light ceiling flush mount, two-light and three-light pendants which can also be converted into semi-flush ceiling mounts, along with a generous six-light large pendant which is perfect for a grand foyer. | LINE VOLTAGE PENDANT | Bretton | Pendants | Brushed Nickel | 962 | Steel | Clear Glass | W:7.6875" H:22.125" |  |  | 6 Candelabra B Torpedo 60w |  | 6 | No | [14 empty] | 0 | [12 empty] | 149.98 | 299.96 | 449.94 | D:16 3/4'' H:29 3/4'' O:119 3/4'' | 19 | 16.75 |  |  | 29.75 | Center Lock-Up |  |  | 119.75 |  |  |  | No |  | No | [20 empty] | D:5 5/16'' H:1'' Round |  |  |  |  | 144 | Clear | 88 | N/A | Hardwired | 0 | 0 | 0 | 0 | 1 | 0 | 0 | 1 | 1 | 0 | 0 | 785652523397 | 16.5 | 18.5 | 27 | 25 | 4.77 | 175 | Yes | [8 empty] | UL Dry | cUL Dry | BRETTON 6L FOYER-962 | Six Light Hall / Foyer |  | 5233-962.jpg | 5233.jpg
5233EN-782 | Six Light Hall / Foyer | The Bretton pendant collection from Sea Gull Lighting features a classic six-sided lantern silhouette. Offered in Brushed Nickel and Heirloom Bronze finishes, all with Clear glass, the fixtures’ charming style and candelabra bulbs will fill your home with generous amounts of illumination that welcomes your guests. The assortment includes a two-light and three-light ceiling flush mount, two-light and three-light pendants which can also be converted into semi-flush ceiling mounts, along with a generous six-light large pendant which is perfect for a grand foyer. | LINE VOLTAGE PENDANT | Bretton | Pendants | Heirloom Bronze | 782 | Steel | Clear Glass | W:7.6875" H:22.125" |  |  | 6 Candelabra Torpedo 3.5w |  | 6 | Yes | [14 empty] | 0 | [12 empty] | 174.95 | 349.9 | 524.85 | D:16 3/4'' H:29 3/4'' O:119 3/4'' | 19 | 16.75 |  |  | 29.75 | Center Lock-Up |  |  | 119.75 |  |  |  | No |  | No | [20 empty] | D:5 5/16'' H:1'' Round |  |  |  |  | 144 | Brown | 88 | N/A | Hardwired | 0 | 0 | 0 | 1 | 1 | 0 | 0 | 0 | 1 | 0 | 0 | 785652031199 | 16.5 | 18.5 | 27 | 25 | 4.77 | 175 | Yes | [8 empty] | UL Dry | cUL Dry | BRETTON 6L FOYER-782 | Six Light Hall / Foyer |  | 5233EN-782.jpg | 5233.jpg
5233EN-962 | Six Light Hall / Foyer | The Bretton pendant collection from Sea Gull Lighting features a classic six-sided lantern silhouette. Offered in Brushed Nickel and Heirloom Bronze finishes, all with Clear glass, the fixtures’ charming style and candelabra bulbs will fill your home with generous amounts of illumination that welcomes your guests. The assortment includes a two-light and three-light ceiling flush mount, two-light and three-light pendants which can also be converted into semi-flush ceiling mounts, along with a generous six-light large pendant which is perfect for a grand foyer. | LINE VOLTAGE PENDANT | Bretton | Pendants | Brushed Nickel | 962 | Steel | Clear Glass | W:7.6875" H:22.125" |  |  | 6 Candelabra Torpedo 3.5w |  | 6 | Yes | [14 empty] | 0 | [12 empty] | 174.95 | 349.9 | 524.85 | D:16 3/4'' H:29 3/4'' O:119 3/4'' | 19 | 16.75 |  |  | 29.75 | Center Lock-Up |  |  | 119.75 |  |  |  | No |  | No | [20 empty] | D:5 5/16'' H:1'' Round |  |  |  |  | 144 | Clear | 88 | N/A | Hardwired | 0 | 0 | 0 | 1 | 1 | 0 | 0 | 0 | 1 | 0 | 0 | 785652031205 | 16.5 | 18.5 | 27 | 25 | 4.77 | 175 | Yes | [8 empty] | UL Dry | cUL Dry | BRETTON 6L FOYER-962 | Six Light Hall / Foyer |  | 5233EN-962.jpg | 5233.jpg
5234508-710 | Extra Large Eight Light Hall / Foyer | The Moffet Street Collection offers a distinctive take on a rustic theme. Built in broad steel frames with hand-applied finish that mimics natural wood. This combination of rustic and urban fits comfortably in a wide variety of environments. The sharp, squared lines of the frame complement a wide variety of settings. The collection includes eight-light foyer, four-light foyer, one- light wall sconce, and a six-light island fixture. The Moffet Street Collection is available in three beautiful finishes Washed Pine, Brushed Nickel and Satin Bronze All fixtures are California Title 24 compliant and damp rated for use in sheltered, damp environments. | LINE VOLTAGE PENDANT | Moffet Street | Pendants | Burnt Sienna | 710 | Steel |  |  |  |  | 8 Candelabra Torpedo 60w |  | 8 | No | [14 empty] | 0 | [12 empty] | 399.5 | 799 | 1198.5 | L:23 1/2'' W:23 1/2'' H:46'' O:92'' |  |  | 23.5 | 23.5 | 46 | Center Lock-Up |  |  | 92 |  |  |  | No |  | No | [20 empty] | D:5'' H:3/4'' Round |  |  |  |  | 120 | Brown |  |  | Hardwired | 0 | 0 | 0 | 0 | 1 | 0 | 0 | 1 | 0 | 0 | 0 | 785652078057 | [16 empty] | cETL Damp | MOFFET ST 8L FOYER-710 | Extra Large Eight Light Hall / Foyer |  | 5234508-710.jpg | 5234508.jpg
5234508-848 | Extra Large Eight Light Hall / Foyer | The Moffet Street Collection offers a distinctive take on a rustic theme. Built in broad steel frames with hand-applied finish that mimics natural wood. This combination of rustic and urban fits comfortably in a wide variety of environments. The sharp, squared lines of the frame complement a wide variety of settings. The collection includes eight-light foyer, four-light foyer, one- light wall sconce, and a six-light island fixture. The Moffet Street Collection is available in three beautiful finishes Washed Pine, Brushed Nickel and Satin Bronze All fixtures are California Title 24 compliant and damp rated for use in sheltered, damp environments. | LINE VOLTAGE PENDANT | Moffet Street | Pendants | Satin Bronze | 848 | Steel |  |  |  |  | 8 Candelabra Torpedo 60w |  | 8 | No | [14 empty] | 0 | [12 empty] | 399.5 | 799 | 1198.5 | L:23 1/2'' W:23 1/2'' H:46'' O:92'' |  |  | 23.5 | 23.5 | 46 | Center Lock-Up |  |  | 92 |  |  |  | No |  | No | [20 empty] | D:5'' H:3/4'' Round |  |  |  |  | 120 | Clear Gold |  |  | Hardwired | 0 | 0 | 0 | 0 | 1 | 0 | 0 | 1 | 0 | 0 | 0 | 785652078064 | [16 empty] | cETL Damp | MOFFET ST 8L FOYER-848 | Extra Large Eight Light Hall / Foyer |  | 5234508-848.jpg | 5234508.jpg
5234508-872 | Extra Large Eight Light Hall / Foyer | The Moffet Street Collection offers a distinctive take on a rustic theme. Built in broad steel frames with hand-applied finish that mimics natural wood. This combination of rustic and urban fits comfortably in a wide variety of environments. The sharp, squared lines of the frame complement a wide variety of settings. The collection includes eight-light foyer, four-light foyer, one- light wall sconce, and a six-light island fixture. The Moffet Street Collection is available in three beautiful finishes Washed Pine, Brushed Nickel and Satin Bronze All fixtures are California Title 24 compliant and damp rated for use in sheltered, damp environments. | LINE VOLTAGE PENDANT | Moffet Street | Pendants | Washed Pine / Chrome | 872 / 05 | Steel |  |  |  |  | 8 Candelabra Torpedo 60w |  | 8 | No | [14 empty] | 0 | [12 empty] | 399.5 | 799 | 1198.5 | L:23 1/2'' W:23 1/2'' H:46'' O:92'' |  |  | 23.5 | 23.5 | 46 | Center Lock-Up |  |  | 92 |  |  |  | No |  | No | [20 empty] | D:5'' H:3/4'' Round |  |  |  |  | 120 | Clear Silver |  |  | Hardwired | 0 | 0 | 0 | 0 | 1 | 0 | 0 | 1 | 0 | 0 | 0 | 785652078071 | [16 empty] | cETL Damp | MOFFET ST 8L FOYER-872 | Extra Large Eight Light Hall / Foyer |  | 5234508-872.jpg | 5234508.jpg
5234508-962 | Extra Large Eight Light Hall / Foyer | The Moffet Street Collection offers a distinctive take on a rustic theme. Built in broad steel frames with hand-applied finish that mimics natural wood. This combination of rustic and urban fits comfortably in a wide variety of environments. The sharp, squared lines of the frame complement a wide variety of settings. The collection includes eight-light foyer, four-light foyer, one- light wall sconce, and a six-light island fixture. The Moffet Street Collection is available in three beautiful finishes Washed Pine, Brushed Nickel and Satin Bronze All fixtures are California Title 24 compliant and damp rated for use in sheltered, damp environments. | LINE VOLTAGE PENDANT | Moffet Street | Pendants | Brushed Nickel | 962 | Steel |  |  |  |  | 8 Candelabra Torpedo 60w |  | 8 | No | [14 empty] | 0 | [12 empty] | 399.5 | 799 | 1198.5 | L:23 1/2'' W:23 1/2'' H:46'' O:92'' |  |  | 23.5 | 23.5 | 46 | Center Lock-Up |  |  | 92 |  |  |  | No |  | No | [20 empty] | D:5'' H:3/4'' Round |  |  |  |  | 120 | Clear Silver |  |  | Hardwired | 0 | 0 | 0 | 0 | 1 | 0 | 0 | 1 | 0 | 0 | 0 | 785652078088 | [16 empty] | cETL Damp | MOFFET ST 8L FOYER-962 | Extra Large Eight Light Hall / Foyer |  | 5234508-962.jpg | 5234508.jpg
5234508EN-710 | Extra Large Eight Light Hall / Foyer | The Moffet Street Collection offers a distinctive take on a rustic theme. Built in broad steel frames with hand-applied finish that mimics natural wood. This combination of rustic and urban fits comfortably in a wide variety of environments. The sharp, squared lines of the frame complement a wide variety of settings. The collection includes eight-light foyer, four-light foyer, one- light wall sconce, and a six-light island fixture. The Moffet Street Collection is available in three beautiful finishes Washed Pine, Brushed Nickel and Satin Bronze All fixtures are California Title 24 compliant and damp rated for use in sheltered, damp environments. | LINE VOLTAGE PENDANT | Moffet Street | Pendants | Burnt Sienna | 710 | Steel |  |  |  |  | 8 Candelabra Torpedo 3.5w |  | 8 | Yes | [14 empty] | 0 | [12 empty] | 449.5 | 899 | 1348.5 | L:23 1/2'' W:23 1/2'' H:46'' O:92'' |  |  | 23.5 | 23.5 | 46 | Center Lock-Up |  |  | 92 |  |  |  | No |  | No | [20 empty] | D:5'' H:3/4'' Round |  |  |  |  | 120 | Brown |  |  | Hardwired | 0 | 0 | 0 | 1 | 1 | 0 | 0 | 0 | 0 | 0 | 0 | 785652082238 | [16 empty] | cETL Damp | MOFFET ST 8L FOYER-710 | Extra Large Eight Light Hall / Foyer |  | 5234508EN-710.jpg | 5234508EN.jpg
5234508EN-848 | Extra Large Eight Light Hall / Foyer | The Moffet Street Collection offers a distinctive take on a rustic theme. Built in broad steel frames with hand-applied finish that mimics natural wood. This combination of rustic and urban fits comfortably in a wide variety of environments. The sharp, squared lines of the frame complement a wide variety of settings. The collection includes eight-light foyer, four-light foyer, one- light wall sconce, and a six-light island fixture. The Moffet Street Collection is available in three beautiful finishes Washed Pine, Brushed Nickel and Satin Bronze All fixtures are California Title 24 compliant and damp rated for use in sheltered, damp environments. | LINE VOLTAGE PENDANT | Moffet Street | Pendants | Satin Bronze | 848 | Steel |  |  |  |  | 8 Candelabra Torpedo 3.5w |  | 8 | Yes | [14 empty] | 0 | [12 empty] | 449.5 | 899 | 1348.5 | L:23 1/2'' W:23 1/2'' H:46'' O:92'' |  |  | 23.5 | 23.5 | 46 | Center Lock-Up |  |  | 92 |  |  |  | No |  | No | [20 empty] | D:5'' H:3/4'' Round |  |  |  |  | 120 | Clear Gold |  |  | Hardwired | 0 | 0 | 0 | 1 | 1 | 0 | 0 | 0 | 0 | 0 | 0 | 785652082245 | [16 empty] | cETL Damp | MOFFET ST 8L FOYER-848 | Extra Large Eight Light Hall / Foyer |  | 5234508EN-848.jpg | 5234508EN.jpg
5234508EN-872 | Extra Large Eight Light Hall / Foyer | The Moffet Street Collection offers a distinctive take on a rustic theme. Built in broad steel frames with hand-applied finish that mimics natural wood. This combination of rustic and urban fits comfortably in a wide variety of environments. The sharp, squared lines of the frame complement a wide variety of settings. The collection includes eight-light foyer, four-light foyer, one- light wall sconce, and a six-light island fixture. The Moffet Street Collection is available in three beautiful finishes Washed Pine, Brushed Nickel and Satin Bronze All fixtures are California Title 24 compliant and damp rated for use in sheltered, damp environments. | LINE VOLTAGE PENDANT | Moffet Street | Pendants | Washed Pine / Chrome | 872 / 05 | Steel |  |  |  |  | 8 Candelabra Torpedo 3.5w |  | 8 | Yes | [14 empty] | 0 | [12 empty] | 449.5 | 899 | 1348.5 | L:23 1/2'' W:23 1/2'' H:46'' O:92'' |  |  | 23.5 | 23.5 | 46 | Center Lock-Up |  |  | 92 |  |  |  | No |  | No | [20 empty] | D:5'' H:3/4'' Round |  |  |  |  | 120 | Clear Silver |  |  | Hardwired | 0 | 0 | 0 | 1 | 1 | 0 | 0 | 0 | 0 | 0 | 0 | 785652082252 | [16 empty] | cETL Damp | MOFFET ST 8L FOYER-872 | Extra Large Eight Light Hall / Foyer |  | 5234508EN-872.jpg | 5234508EN.jpg
5234508EN-962 | Extra Large Eight Light Hall / Foyer | The Moffet Street Collection offers a distinctive take on a rustic theme. Built in broad steel frames with hand-applied finish that mimics natural wood. This combination of rustic and urban fits comfortably in a wide variety of environments. The sharp, squared lines of the frame complement a wide variety of settings. The collection includes eight-light foyer, four-light foyer, one- light wall sconce, and a six-light island fixture. The Moffet Street Collection is available in three beautiful finishes Washed Pine, Brushed Nickel and Satin Bronze All fixtures are California Title 24 compliant and damp rated for use in sheltered, damp environments. | LINE VOLTAGE PENDANT | Moffet Street | Pendants | Brushed Nickel / Chrome | 962 / 05 | Steel |  |  |  |  | 8 Candelabra Torpedo 3.5w |  | 8 | Yes | [14 empty] | 0 | [12 empty] | 449.5 | 899 | 1348.5 | L:23 1/2'' W:23 1/2'' H:46'' O:92'' |  |  | 23.5 | 23.5 | 46 | Center Lock-Up |  |  | 92 |  |  |  | No |  | No | [20 empty] | D:5'' H:3/4'' Round |  |  |  |  | 120 | Clear Silver |  |  | Hardwired | 0 | 0 | 0 | 1 | 1 | 0 | 0 | 0 | 0 | 0 | 0 | 785652082269 | [16 empty] | cETL Damp | MOFFET ST 8L FOYER-962 | Extra Large Eight Light Hall / Foyer |  | 5234508EN-962.jpg | 5234508EN.jpg
5240603-12 | Medium Three Light Hall / Foyer | The Labette collection by Sea Gull Lighting is a charming pendant light collection, featuring a beautiful four-sided, lantern silhouette which is accented with rivet details and an updated square link at the crown, that will surely bring character to any setting. The open frame adds an updated lightness to this stately fixture which is often installed in multiples for a more dramatic effect. The two finishes Black and Heirloom Bronze will effortlessly accent any décor. Available in small three-light pendant, medium three-light pendant and large four-light pendant, which can be beautifully paired or clustered together in a large foyer, over a kitchen island, dining room table or accenting a covered patio or porch. Incandescent and ENERGY STAR-qualified LED lamping are available; all fixtures are California Title 24 compliant. | LINE VOLTAGE PENDANT | Labette | Pendants | Black | 12 | Steel |  |  |  |  | 3 Candelabra Torpedo 60w |  | 3 | No | [14 empty] | 0 | [12 empty] | 97.98 | 195.96 | 293.94 | L:12'' W:12'' H:23 1/2'' O:98 1/4'' |  |  | 12 | 12 | 23.5 | Center Lock-Up |  |  | 98.25 |  |  |  | No |  | No | [20 empty] | D:5'' H:7/8'' Round |  |  |  |  | 120 | Black | 72 |  | Hardwired | 0 | 0 | 0 | 0 | 1 | 0 | 0 | 0 | 1 | 0 | 0 | 785652001253 | 17 | 16.25 | 14.5 | 8.9 | 2.318 | 250 | Yes | [9 empty] | cETL Damp | LABETTE 3L FOYER-12 | Medium Three Light Hall / Foyer |  | 5240603-12.jpg | 5240603.jpg
5240603-782 | Medium Three Light Hall / Foyer | The Labette collection by Sea Gull Lighting is a charming pendant light collection, featuring a beautiful four-sided, lantern silhouette which is accented with rivet details and an updated square link at the crown, that will surely bring character to any setting. The open frame adds an updated lightness to this stately fixture which is often installed in multiples for a more dramatic effect. The two finishes Black and Heirloom Bronze will effortlessly accent any décor. Available in small three-light pendant, medium three-light pendant and large four-light pendant, which can be beautifully paired or clustered together in a large foyer, over a kitchen island, dining room table or accenting a covered patio or porch. Incandescent and ENERGY STAR-qualified LED lamping are available; all fixtures are California Title 24 compliant. | LINE VOLTAGE PENDANT | Labette | Pendants | Heirloom Bronze | 782 | Steel |  |  |  |  | 3 Candelabra Torpedo 60w |  | 3 | No | [14 empty] | 0 | [12 empty] | 97.98 | 195.96 | 293.94 | L:12'' W:12'' H:23 1/2'' O:98 1/4'' |  |  | 12 | 12 | 23.5 | Center Lock-Up |  |  | 98.25 |  |  |  | No |  | No | [20 empty] | D:5'' H:7/8'' Round |  |  |  |  | 120 | Brown | 72 |  | Hardwired | 0 | 0 | 0 | 0 | 1 | 0 | 0 | 0 | 1 | 0 | 0 | 785652002281 | 17 | 16.25 | 14.5 | 8.9 | 2.318 | 250 | Yes | [9 empty] | cETL Damp | LABETTE 3L FOYER-782 | Medium Three Light Hall / Foyer |  | 5240603-782.jpg | 5240603.jpg
5240603EN-12 | Medium Three Light Hall / Foyer | The Labette collection by Sea Gull Lighting is a charming pendant light collection, featuring a beautiful four-sided, lantern silhouette which is accented with rivet details and an updated square link at the crown, that will surely bring character to any setting. The open frame adds an updated lightness to this stately fixture which is often installed in multiples for a more dramatic effect. The two finishes Black and Heirloom Bronze will effortlessly accent any décor. Available in small three-light pendant, medium three-light pendant and large four-light pendant, which can be beautifully paired or clustered together in a large foyer, over a kitchen island, dining room table or accenting a covered patio or porch. Incandescent and ENERGY STAR-qualified LED lamping are available; all fixtures are California Title 24 compliant. | LINE VOLTAGE PENDANT | Labette | Pendants | Black | 12 | Steel |  |  |  |  | 3 Candelabra Torpedo 3.5w |  | 3 | Yes | [14 empty] | 0 | [12 empty] | 115.98 | 231.96 | 347.94 | L:12'' W:12'' H:23 1/2'' O:98 1/4'' |  |  | 12 | 12 | 23.5 | Center Lock-Up |  |  | 98.25 |  |  |  | No |  | No | [20 empty] | D:5'' H:7/8'' Round |  |  |  |  | 120 | Black | 72 |  | Hardwired | 0 | 0 | 0 | 1 | 1 | 0 | 0 | 0 | 1 | 0 | 0 | 785652031212 | 17 | 16.25 | 14.5 | 8.9 | 2.318 | 250 | Yes | [9 empty] | cETL Damp | LABATTE 3L FOYER-12 | Medium Three Light Hall / Foyer |  | 5240603EN-12.jpg | 5240603.jpg
5240603EN-782 | Medium Three Light Hall / Foyer | The Labette collection by Sea Gull Lighting is a charming pendant light collection, featuring a beautiful four-sided, lantern silhouette which is accented with rivet details and an updated square link at the crown, that will surely bring character to any setting. The open frame adds an updated lightness to this stately fixture which is often installed in multiples for a more dramatic effect. The two finishes Black and Heirloom Bronze will effortlessly accent any décor. Available in small three-light pendant, medium three-light pendant and large four-light pendant, which can be beautifully paired or clustered together in a large foyer, over a kitchen island, dining room table or accenting a covered patio or porch. Incandescent and ENERGY STAR-qualified LED lamping are available; all fixtures are California Title 24 compliant. | LINE VOLTAGE PENDANT | Labette | Pendants | Heirloom Bronze | 782 | Steel |  |  |  |  | 3 Candelabra Torpedo 3.5w |  | 3 | Yes | [14 empty] | 0 | [12 empty] | 115.98 | 231.96 | 347.94 | L:12'' W:12'' H:23 1/2'' O:98 1/4'' |  |  | 12 | 12 | 23.5 | Center Lock-Up |  |  | 98.25 |  |  |  | No |  | No | [20 empty] | D:5'' H:7/8'' Round |  |  |  |  | 120 | Brown | 72 |  | Hardwired | 0 | 0 | 0 | 1 | 1 | 0 | 0 | 0 | 1 | 0 | 0 | 785652031229 | 17 | 16.25 | 14.5 | 8.9 | 2.318 | 250 | Yes | [9 empty] | cETL Damp | LABATTE 3L FOYER-782 | Medium Three Light Hall / Foyer |  | 5240603EN-782.jpg | 5240603.jpg
5240703-782 | Medium Three Light Hall / Foyer | The Lonoke lighting collection by Sea Gull Lighting is an attention grabbing addition to any room. The cylindrical profile features historically inspired strapping detail which is updated by the use of the open, airy frame. The bird cage-like lighting design is especially striking when used in pairs or multiples. The contrasting Faux-wood finish option and steel form is a scene stealing addition to any foyer and can also be beautifully paired or clustered together over a kitchen island or dining room table. The assortment includes a large four-light foyer pendant, a medium three-light foyer pendant and a small three-light foyer pendant. The candelabra base collection is offered in incandescent and ENERGY STAR-qualified LED lamping. All fixtures are California Title 24 compliant. | LINE VOLTAGE PENDANT | Lonoke | Pendants | Heirloom Bronze | 782 | Steel |  |  |  |  | 3 Candelabra Torpedo 60w |  | 3 | No | [14 empty] | 0 | [12 empty] | 99.98 | 199.96 | 299.94 | D:14 1/4'' H:23 1/4'' O:97 3/4'' |  | 14.25 |  |  | 23.25 | Center Lock-Up |  |  | 97.75 |  |  |  | No |  | No | [20 empty] | D:5'' H:7/8'' Round |  |  |  |  | 120 | Brown | 72 |  | Hardwired | 0 | 0 | 0 | 0 | 1 | 0 | 0 | 0 | 1 | 0 | 0 | 785652002229 | 17 | 20 | 7.75 | 9.8 | 1.525 | 125 | Yes | [9 empty] | cETL Damp | LONOKE 3L FOYER-782 | Medium Three Light Hall / Foyer |  | 5240703-782.jpg | 5240703.jpg
5240703-846 | Medium Three Light Hall / Foyer | The Lonoke lighting collection by Sea Gull Lighting is an attention grabbing addition to any room. The cylindrical profile features historically inspired strapping detail which is updated by the use of the open, airy frame. The bird cage-like lighting design is especially striking when used in pairs or multiples. The contrasting Faux-wood finish option and steel form is a scene stealing addition to any foyer and can also be beautifully paired or clustered together over a kitchen island or dining room table. The assortment includes a large four-light foyer pendant, a medium three-light foyer pendant and a small three-light foyer pendant. The candelabra base collection is offered in incandescent and ENERGY STAR-qualified LED lamping. All fixtures are California Title 24 compliant. | LINE VOLTAGE PENDANT | Lonoke | Pendants | Stardust / Cerused Oak | 846 / 735 | Steel |  |  |  |  | 3 Candelabra Torpedo 60w |  | 3 | No | [14 empty] | 0 | [12 empty] | 99.98 | 199.96 | 299.94 | D:14 1/4'' H:23 1/4'' O:97 3/4'' |  | 14.25 |  |  | 23.25 | Center Lock-Up |  |  | 97.75 |  |  |  | No |  | No | [20 empty] | D:5'' H:7/8'' Round |  |  |  |  | 120 | Black | 72 |  | Hardwired | 0 | 0 | 0 | 0 | 1 | 0 | 0 | 0 | 1 | 0 | 0 | 785652001260 | 17 | 20 | 7.75 | 9.8 | 1.525 | 125 | Yes | [9 empty] | cETL Damp | LONOKE 3L FOYER-846 | Medium Three Light Hall / Foyer |  | 5240703-846.jpg | 5240703.jpg
5240703EN-782 | Medium Three Light Hall / Foyer | The Lonoke lighting collection by Sea Gull Lighting is an attention grabbing addition to any room. The cylindrical profile features historically inspired strapping detail which is updated by the use of the open, airy frame. The bird cage-like lighting design is especially striking when used in pairs or multiples. The contrasting Faux-wood finish option and steel form is a scene stealing addition to any foyer and can also be beautifully paired or clustered together over a kitchen island or dining room table. The assortment includes a large four-light foyer pendant, a medium three-light foyer pendant and a small three-light foyer pendant. The candelabra base collection is offered in incandescent and ENERGY STAR-qualified LED lamping. All fixtures are California Title 24 compliant. | LINE VOLTAGE PENDANT | Lonoke | Pendants | Heirloom Bronze | 782 | Steel |  |  |  |  | 3 Candelabra Torpedo 3.5w |  | 3 | Yes | [14 empty] | 0 | [12 empty] | 124.98 | 249.96 | 374.94 | D:14 1/4'' H:23 1/4'' O:97 3/4'' |  | 14.25 |  |  | 23.25 | Center Lock-Up |  |  | 97.75 |  |  |  | No |  | No | [20 empty] | D:5'' H:7/8'' Round |  |  |  |  | 120 | Brown | 72 |  | Hardwired | 0 | 0 | 0 | 1 | 1 | 0 | 0 | 0 | 1 | 0 | 0 | 785652031236 | 20 | 17 | 7.75 | 9.8 | 1.525 | 125 | Yes | [9 empty] | cETL Damp | LONOKE 3L FOYER-782 | Medium Three Light Hall / Foyer |  | 5240703EN-782.jpg | 5240703.jpg
5240703EN-846 | Medium Three Light Hall / Foyer | The Lonoke lighting collection by Sea Gull Lighting is an attention grabbing addition to any room. The cylindrical profile features historically inspired strapping detail which is updated by the use of the open, airy frame. The bird cage-like lighting design is especially striking when used in pairs or multiples. The contrasting Faux-wood finish option and steel form is a scene stealing addition to any foyer and can also be beautifully paired or clustered together over a kitchen island or dining room table. The assortment includes a large four-light foyer pendant, a medium three-light foyer pendant and a small three-light foyer pendant. The candelabra base collection is offered in incandescent and ENERGY STAR-qualified LED lamping. All fixtures are California Title 24 compliant. | LINE VOLTAGE PENDANT | Lonoke | Pendants | Stardust / Cerused Oak | 846 / 735 | Steel |  |  |  |  | 3 Candelabra Torpedo 3.5w |  | 3 | Yes | [14 empty] | 0 | [12 empty] | 124.98 | 249.96 | 374.94 | D:14 1/4'' H:23 1/4'' O:97 3/4'' |  | 14.25 |  |  | 23.25 | Center Lock-Up |  |  | 97.75 |  |  |  | No |  | No | [20 empty] | D:5'' H:7/8'' Round |  |  |  |  | 120 | Black | 72 |  | Hardwired | 0 | 0 | 0 | 1 | 1 | 0 | 0 | 0 | 1 | 0 | 0 | 785652031243 | 17 | 20 | 7.75 | 9.8 | 1.525 | 125 | Yes | [9 empty] | cETL Damp | LONOKE 3L FOYER-846 | Medium Three Light Hall / Foyer |  | 5240703EN-846.jpg | 5240703.jpg
5292603-112 | Three Light Small Lantern |  | LINE VOLTAGE PENDANT | Dianna | Pendants | Midnight Black | 112 | Steel |  |  |  |  | 3 Candelabra Torpedo 60w |  | 3 | No | [14 empty] | 0 | [12 empty] | 109.5 | 219 | 328.5 | L:12 1/2'' W:12 1/2'' H:18'' |  |  | 12.5 | 12.5 | 18 | [7 empty] | No |  | No | [20 empty] | D:5'' H:3/4'' Round | [5 empty] | Black |  |  | Hardwired | 0 | 0 | 0 | 0 | 1 | 0 | 0 | 0 | 0 | 0 | 0 | 785652085499 | [16 empty] | cETL Damp | DIANNA 3L SMALL LANTERN-112 | Three Light Small Lantern |  | 5292603-112.jpg | 5292603.jpg
5292603-848 | Three Light Small Lantern |  | LINE VOLTAGE PENDANT | Dianna | Pendants | Satin Bronze | 848 | Steel |  |  |  |  | 3 Candelabra Torpedo 60w |  | 3 | No | [14 empty] | 0 | [12 empty] | 109.5 | 219 | 328.5 | L:12 1/2'' W:12 1/2'' H:18'' |  |  | 12.5 | 12.5 | 18 | [7 empty] | No |  | No | [20 empty] | D:5'' H:3/4'' Round | [5 empty] | Clear Gold |  |  | Hardwired | 0 | 0 | 0 | 0 | 1 | 0 | 0 | 0 | 0 | 0 | 0 | 785652085482 | [16 empty] | cETL Damp | DIANNA 3L SMALL LANTERN-848 | Three Light Small Lantern |  | 5292603-848.jpg | 5292603.jpg
5292603-962 | Three Light Small Lantern |  | LINE VOLTAGE PENDANT | Dianna | Pendants | Brushed Nickel | 962 | Steel |  |  |  |  | 3 Candelabra Torpedo 60w |  | 3 | No | [14 empty] | 0 | [12 empty] | 109.5 | 219 | 328.5 | L:12 1/2'' W:12 1/2'' H:18'' |  |  | 12.5 | 12.5 | 18 | [7 empty] | No |  | No | [20 empty] | D:5'' H:3/4'' Round | [5 empty] | Clear Silver |  |  | Hardwired | 0 | 0 | 0 | 0 | 1 | 0 | 0 | 0 | 0 | 0 | 0 | 785652085505 | [16 empty] | cETL Damp | DIANNA 3L SMALL LANTERN-962 | Three Light Small Lantern |  | 5292603-962.jpg | 5292603.jpg
5315008-05 | Extra Large Eight Light Hall / Foyer | The transitional Perryton pendant light collection by Sea Gull Lighting is inspired by stately, carriage lanterns. The updated open frame is formed with sleek square steel tubing, and each pendant is a generously proportioned, minimalist silhouette completed in either textured Blacksmith or Heirloom Bronze finishes. Offered are small and large four-light hall/foyer pendants, an eight-light hall/foyer pendant and an eight-light island pendant. Incandescent candelabra base lamping. Damp rated, Perryton is also ideal as a focal point on a covered patio or porch. | LINE VOLTAGE PENDANT | Perryton | Pendants | Chrome | 5 | Steel |  |  |  |  | 8 Candelabra Torpedo 60w |  | 8 | No | [14 empty] | 0 | [12 empty] | 309.5 | N/A | 928.5 | L:22'' W:22'' H:38'' O:82 1/2'' |  |  | 22 | 22 | 38 | Screw Collar - Stem |  |  | 82.5 |  |  |  | No |  | No | [20 empty] | D:5'' H:3/4'' Round |  |  |  |  | 120 | Clear Silver |  |  | Hardwired | 0 | 0 | 0 | 0 | 1 | 0 | 0 | 0 | 0 | 0 | 0 | 785652078286 | [16 empty] | cETL Damp | PERRYTON 8L FOYER-05 | Extra Large Eight Light Hall / Foyer |  | 5315008-05.jpg | 5315008.jpg
5315008-782 | Extra Large Eight Light Hall / Foyer | The transitional Perryton pendant light collection by Sea Gull Lighting is inspired by stately, carriage lanterns. The updated open frame is formed with sleek square steel tubing, and each pendant is a generously proportioned, minimalist silhouette completed in either textured Blacksmith or Heirloom Bronze finishes. Offered are small and large four-light hall/foyer pendants, an eight-light hall/foyer pendant and an eight-light island pendant. Incandescent candelabra base lamping. Damp rated, Perryton is also ideal as a focal point on a covered patio or porch. | LINE VOLTAGE PENDANT | Perryton | Pendants | Heirloom Bronze | 782 | Steel |  |  |  |  | 8 Candelabra Torpedo 60w |  | 8 | No | [14 empty] | 0 | [12 empty] | 309.5 | N/A | 928.5 | L:22'' W:22'' H:38'' O:82 1/2'' |  |  | 22 | 22 | 38 | Screw Collar - Stem |  |  | 82.5 |  |  |  | No |  | No | [20 empty] | D:5'' H:3/4'' Round |  |  |  |  | 120 | Brown |  |  | Hardwired | 0 | 0 | 0 | 0 | 1 | 0 | 0 | 0 | 0 | 0 | 0 | 785652078293 | [16 empty] | cETL Damp | PERRYTON 8L FOYER-782 | Extra Large Eight Light Hall / Foyer |  | 5315008-782.jpg | 5315008.jpg
5315008-839 | Extra Large Eight Light Hall / Foyer | The transitional Perryton pendant light collection by Sea Gull Lighting is inspired by stately, carriage lanterns. The updated open frame is formed with sleek square steel tubing, and each pendant is a generously proportioned, minimalist silhouette completed in either textured Blacksmith or Heirloom Bronze finishes. Offered are small and large four-light hall/foyer pendants, an eight-light hall/foyer pendant and an eight-light island pendant. Incandescent candelabra base lamping. Damp rated, Perryton is also ideal as a focal point on a covered patio or porch. | LINE VOLTAGE PENDANT | Perryton | Pendants | Blacksmith | 839 | Steel |  |  |  |  | 8 Candelabra Torpedo 60w |  | 8 | No | [14 empty] | 0 | [12 empty] | 309.5 | N/A | 928.5 | L:22'' W:22'' H:38'' O:82 1/2'' |  |  | 22 | 22 | 38 | Screw Collar - Stem |  |  | 82.5 |  |  |  | No |  | No | [20 empty] | D:5'' H:3/4'' Round |  |  |  |  | 120 | Black |  |  | Hardwired | 0 | 0 | 0 | 0 | 1 | 0 | 0 | 0 | 0 | 0 | 0 | 785652078309 | 45.25 | 28.25 | 28.25 | 26.9 | 20.898 | 300 | Yes | [9 empty] | cETL Damp | PERRYTON 8L FOYER-839 | Extra Large Eight Light Hall / Foyer |  | 5315008-839.jpg | 5315008.jpg
5315008-848 | Extra Large Eight Light Hall / Foyer | The transitional Perryton pendant light collection by Sea Gull Lighting is inspired by stately, carriage lanterns. The updated open frame is formed with sleek square steel tubing, and each pendant is a generously proportioned, minimalist silhouette completed in either textured Blacksmith or Heirloom Bronze finishes. Offered are small and large four-light hall/foyer pendants, an eight-light hall/foyer pendant and an eight-light island pendant. Incandescent candelabra base lamping. Damp rated, Perryton is also ideal as a focal point on a covered patio or porch. | LINE VOLTAGE PENDANT | Perryton | Pendants | Satin Bronze | 848 | Steel |  |  |  |  | 8 Candelabra Torpedo 60w |  | 8 | No | [14 empty] | 0 | [12 empty] | 309.5 | N/A | 928.5 | L:22'' W:22'' H:38'' O:82 1/2'' |  |  | 22 | 22 | 38 | Screw Collar - Stem |  |  | 82.5 |  |  |  | No |  | No | [20 empty] | D:5'' H:3/4'' Round |  |  |  |  | 120 | Clear Gold |  |  | Hardwired | 0 | 0 | 0 | 0 | 1 | 0 | 0 | 0 | 0 | 0 | 0 | 785652078316 | [16 empty] | cETL Damp | PERRYTON 8L FOYER-848 | Extra Large Eight Light Hall / Foyer |  | 5315008-848.jpg | 5315008.jpg
5315008EN-05 | Extra Large Eight Light Hall / Foyer | The transitional Perryton pendant light collection by Sea Gull Lighting is inspired by stately, carriage lanterns. The updated open frame is formed with sleek square steel tubing, and each pendant is a generously proportioned, minimalist silhouette completed in either textured Blacksmith or Heirloom Bronze finishes. Offered are small and large four-light hall/foyer pendants, an eight-light hall/foyer pendant and an eight-light island pendant. Incandescent candelabra base lamping. Damp rated, Perryton is also ideal as a focal point on a covered patio or porch. | LINE VOLTAGE PENDANT | Perryton | Pendants | Chrome | 5 | Steel |  |  |  |  | 8 Candelabra Torpedo 3.5w |  | 8 | Yes | [14 empty] | 0 | [12 empty] | 349.5 | 699 | 1048.5 | L:22'' W:22'' H:38'' O:82 1/2'' |  |  | 22 | 22 | 38 | Screw Collar - Stem |  |  | 82.5 |  |  |  | No |  | No | [20 empty] | D:5'' H:3/4'' Round |  |  |  |  | 120 | Clear Silver |  |  | Hardwired | 0 | 0 | 0 | 1 | 1 | 0 | 0 | 0 | 0 | 0 | 0 | 785652082641 | [16 empty] | cETL Damp | PERRYTON 8L FOYER-05 | Extra Large Eight Light Hall / Foyer |  | 5315008EN-05.jpg | 5315008EN.jpg
5315008EN-782 | Extra Large Eight Light Hall / Foyer | The transitional Perryton pendant light collection by Sea Gull Lighting is inspired by stately, carriage lanterns. The updated open frame is formed with sleek square steel tubing, and each pendant is a generously proportioned, minimalist silhouette completed in either textured Blacksmith or Heirloom Bronze finishes. Offered are small and large four-light hall/foyer pendants, an eight-light hall/foyer pendant and an eight-light island pendant. Incandescent candelabra base lamping. Damp rated, Perryton is also ideal as a focal point on a covered patio or porch. | LINE VOLTAGE PENDANT | Perryton | Pendants | Heirloom Bronze | 782 | Steel |  |  |  |  | 8 Candelabra Torpedo 3.5w |  | 8 | Yes | [14 empty] | 0 | [12 empty] | 349.5 | 699 | 1048.5 | L:22'' W:22'' H:38'' O:82 1/2'' |  |  | 22 | 22 | 38 | Screw Collar - Stem |  |  | 82.5 |  |  |  | No |  | No | [20 empty] | D:5'' H:3/4'' Round |  |  |  |  | 120 | Brown |  |  | Hardwired | 0 | 0 | 0 | 1 | 1 | 0 | 0 | 0 | 0 | 0 | 0 | 785652082658 | [16 empty] | cETL Damp | PERRYTON 8L FOYER-782 | Extra Large Eight Light Hall / Foyer |  | 5315008EN-782.jpg | 5315008EN.jpg
5315008EN-839 | Extra Large Eight Light Hall / Foyer | The transitional Perryton pendant light collection by Sea Gull Lighting is inspired by stately, carriage lanterns. The updated open frame is formed with sleek square steel tubing, and each pendant is a generously proportioned, minimalist silhouette completed in either textured Blacksmith or Heirloom Bronze finishes. Offered are small and large four-light hall/foyer pendants, an eight-light hall/foyer pendant and an eight-light island pendant. Incandescent candelabra base lamping. Damp rated, Perryton is also ideal as a focal point on a covered patio or porch. | LINE VOLTAGE PENDANT | Perryton | Pendants | Blacksmith | 839 | Steel |  |  |  |  | 8 Candelabra Torpedo 3.5w |  | 8 | Yes | [14 empty] | 0 | [12 empty] | 349.5 | 699 | 1048.5 | L:22'' W:22'' H:38'' O:82 1/2'' |  |  | 22 | 22 | 38 | Screw Collar - Stem |  |  | 82.5 |  |  |  | No |  | No | [20 empty] | D:5'' H:3/4'' Round |  |  |  |  | 120 | Black |  |  | Hardwired | 0 | 0 | 0 | 1 | 1 | 0 | 0 | 0 | 0 | 0 | 0 | 785652082665 | [16 empty] | cETL Damp | PERRYTON 8L FOYER-839 | Extra Large Eight Light Hall / Foyer |  | 5315008EN-839.jpg | 5315008EN.jpg
5315008EN-848 | Extra Large Eight Light Hall / Foyer | The transitional Perryton pendant light collection by Sea Gull Lighting is inspired by stately, carriage lanterns. The updated open frame is formed with sleek square steel tubing, and each pendant is a generously proportioned, minimalist silhouette completed in either textured Blacksmith or Heirloom Bronze finishes. Offered are small and large four-light hall/foyer pendants, an eight-light hall/foyer pendant and an eight-light island pendant. Incandescent candelabra base lamping. Damp rated, Perryton is also ideal as a focal point on a covered patio or porch. | LINE VOLTAGE PENDANT | Perryton | Pendants | Satin Bronze | 848 | Steel |  |  |  |  | 8 Candelabra Torpedo 3.5w |  | 8 | Yes | [14 empty] | 0 | [12 empty] | 349.5 | 699 | 1048.5 | L:22'' W:22'' H:38'' O:82 1/2'' |  |  | 22 | 22 | 38 | Screw Collar - Stem |  |  | 82.5 |  |  |  | No |  | No | [20 empty] | D:5'' H:3/4'' Round |  |  |  |  | 120 | Clear Gold |  |  | Hardwired | 0 | 0 | 0 | 1 | 1 | 0 | 0 | 0 | 0 | 0 | 0 | 785652082672 | [16 empty] | cETL Damp | PERRYTON 8L FOYER-848 | Extra Large Eight Light Hall / Foyer |  | 5315008EN-848.jpg | 5315008EN.jpg
5326-15 | One Light Ceiling Flush Mount | Webster wall and ceiling flush mount lighting fixtures by Sea Gull Lighting are ideal for use in foyers, hallways, bedrooms, utility work areas, stairways and many other locations – as they can be installed either has ceiling or wall fixtures. Offered in White, Heirloom Bronze and Brushed Nickel are both the one-light and two-light fixtures. All the fixtures feature Smooth White glass to softly diffuse the light for a warm glow. All the fixtures easily convert to LED by purchasing LED replacement lamps sold separately. | CEILING | Webster | Ceiling Lights | White | 15 | Steel |  |  |  | White Glass | 1 Medium A19 60w |  | 1 | No | [14 empty] | 0 | [12 empty] | 9.98 | 19.96 | 29.94 | D:7 3/4'' H:5 1/4'' E:5 1/4'' | 1.4 | 7.75 |  |  | 5.25 | Key Slots |  |  |  |  | 5.25 |  | No |  | No | [25 empty] | 6.5 |  |  | N/A | Hardwired | 0 | 0 | 0 | 0 | 1 | 0 | 0 | 0 | 0 | 0 | 1 | 785652532658 | 8.5 | 8.5 | 6 | 1.7 | 0.251 | 125 | Yes | 12 | 10785652532655 | 18 | 18 | 17.25 | 21.2 | 3.234 | Yes |  | cETL Damp | WEBSTER 1L FLUSH MOUNT-15 | One Light Ceiling Flush Mount |  | 5326-15.jpg | 5326.jpg
5326-782 | One Light Ceiling Flush Mount | Webster wall and ceiling flush mount lighting fixtures by Sea Gull Lighting are ideal for use in foyers, hallways, bedrooms, utility work areas, stairways and many other locations – as they can be installed either has ceiling or wall fixtures. Offered in White, Heirloom Bronze and Brushed Nickel are both the one-light and two-light fixtures. All the fixtures feature Smooth White glass to softly diffuse the light for a warm glow. All the fixtures easily convert to LED by purchasing LED replacement lamps sold separately. | CEILING | Webster | Ceiling Lights | Heirloom Bronze | 782 | Steel |  |  |  | White Glass | 1 Medium A19 60w |  | 1 | No | [14 empty] | 0 | [12 empty] | 13.48 | 26.96 | 40.44 | D:7 3/4'' H:5 1/4'' E:5 1/4'' | 1.4 | 7.75 |  |  | 5.25 | Key Slots |  |  |  |  | 5.25 |  | No |  | No | [25 empty] | 6.5 |  |  | N/A | Hardwired | 0 | 0 | 0 | 0 | 1 | 0 | 0 | 0 | 0 | 0 | 1 | 785652326783 | 8.5 | 8.5 | 6 | 1.7 | 0.251 | 125 | Yes | 12 | 10785652326780 | 18 | 18 | 17.25 | 21.2 | 3.234 | Yes |  | cETL Damp | WEBSTER 1L FLUSH MOUNT-782 | One Light Ceiling Flush Mount |  | 5326-782.jpg | 5326.jpg
5326-962 | One Light Ceiling Flush Mount | Webster wall and ceiling flush mount lighting fixtures by Sea Gull Lighting are ideal for use in foyers, hallways, bedrooms, utility work areas, stairways and many other locations – as they can be installed either has ceiling or wall fixtures. Offered in White, Heirloom Bronze and Brushed Nickel are both the one-light and two-light fixtures. All the fixtures feature Smooth White glass to softly diffuse the light for a warm glow. All the fixtures easily convert to LED by purchasing LED replacement lamps sold separately. | CEILING | Webster | Ceiling Lights | Brushed Nickel | 962 | Steel |  |  |  | White Glass | 1 Medium A19 60w |  | 1 | No | [14 empty] | 0 | [12 empty] | 13.48 | 26.96 | 40.44 | D:7 3/4'' H:5 1/4'' E:5 1/4'' | 1.4 | 7.75 |  |  | 5.25 | Key Slots |  |  |  |  | 5.25 |  | No |  | No | [25 empty] | 6.5 |  |  | N/A | Hardwired | 0 | 0 | 0 | 0 | 1 | 0 | 0 | 0 | 0 | 0 | 1 | 785652532696 | 8.5 | 8.5 | 6 | 1.7 | 0.251 | 125 | Yes | 12 | 10785652532693 | 18 | 18 | 17.25 | 21.2 | 3.234 | Yes |  | cETL Damp | WEBSTER 1L FLUSH MOUNT-962 | One Light Ceiling Flush Mount |  | 5326-962.jpg | 5326.jpg
5326EN3-15 | One Light Ceiling Flush Mount | Webster wall and ceiling flush mount lighting fixtures by Sea Gull Lighting are ideal for use in foyers, hallways, bedrooms, utility work areas, stairways and many other locations – as they can be installed either has ceiling or wall fixtures. Offered in White, Heirloom Bronze and Brushed Nickel are both the one-light and two-light fixtures. All the fixtures feature Smooth White glass to softly diffuse the light for a warm glow. All the fixtures easily convert to LED by purchasing LED replacement lamps sold separately. | CEILING | Webster | Ceiling Lights | White | 15 | Steel |  |  |  | Smooth White Glass | 1 Medium A19 9.3w |  | 1 | Yes | [14 empty] | 0 | [12 empty] | 14.98 | 29.96 | 44.94 | D:7 3/4'' H:5 1/4'' E:5 1/4'' | 1.4 | 7.75 |  |  | 5.25 | Key Slots |  |  |  |  | 5.25 |  | No |  | No | [25 empty] | 6.5 | Black/White |  | N/A | Hardwired | 0 | 0 | 0 | 1 | 1 | 0 | 0 | 0 | 0 | 0 | 1 | 785652047350 | 8.5 | 8.5 | 6 | 1.7 | 0.251 | 125 | Yes | 12 | 10785652047357 | 18 | 18 | 17.25 | 21.2 | 3.234 | Yes |  | cETL Damp | WEBSTER 1L FLUSH MOUNT-15 | One Light Ceiling Flush Mount |  | 5326EN3-15.jpg | 5326.jpg
5326EN3-782 | One Light Ceiling Flush Mount | Webster wall and ceiling flush mount lighting fixtures by Sea Gull Lighting are ideal for use in foyers, hallways, bedrooms, utility work areas, stairways and many other locations – as they can be installed either has ceiling or wall fixtures. Offered in White, Heirloom Bronze and Brushed Nickel are both the one-light and two-light fixtures. All the fixtures feature Smooth White glass to softly diffuse the light for a warm glow. All the fixtures easily convert to LED by purchasing LED replacement lamps sold separately. | CEILING | Webster | Ceiling Lights | Heirloom Bronze | 782 | Steel |  |  |  | Smooth White Glass | 1 Medium A19 9.3w |  | 1 | Yes | [14 empty] | 0 | [12 empty] | 17.98 | 35.96 | 53.94 | D:7 3/4'' H:5 1/4'' E:5 1/4'' | 1.4 | 7.75 |  |  | 5.25 | Key Slots |  |  |  |  | 5.25 |  | No |  | No | [25 empty] | 6.5 | Black/White |  | N/A | Hardwired | 0 | 0 | 0 | 1 | 1 | 0 | 0 | 0 | 0 | 0 | 1 | 785652047367 | 8.5 | 8.5 | 6 | 1.7 | 0.251 | 125 | Yes | 12 | 10785652047364 | 18 | 18 | 17.25 | 21.2 | 3.234 | Yes |  | cETL Damp | WEBSTER 1L FLUSH MOUNT-782 | One Light Ceiling Flush Mount |  | 5326EN3-782.jpg | 5326.jpg
5326EN3-962 | One Light Ceiling Flush Mount | Webster wall and ceiling flush mount lighting fixtures by Sea Gull Lighting are ideal for use in foyers, hallways, bedrooms, utility work areas, stairways and many other locations – as they can be installed either has ceiling or wall fixtures. Offered in White, Heirloom Bronze and Brushed Nickel are both the one-light and two-light fixtures. All the fixtures feature Smooth White glass to softly diffuse the light for a warm glow. All the fixtures easily convert to LED by purchasing LED replacement lamps sold separately. | CEILING | Webster | Ceiling Lights | Brushed Nickel | 962 | Steel |  |  |  | Smooth White Glass | 1 Medium A19 9.3w |  | 1 | Yes | [14 empty] | 0 | [12 empty] | 17.98 | 35.96 | 53.94 | D:7 3/4'' H:5 1/4'' E:5 1/4'' | 1.4 | 7.75 |  |  | 5.25 | Key Slots |  |  |  |  | 5.25 |  | No |  | No | [25 empty] | 6.5 | Black/White |  | N/A | Hardwired | 0 | 0 | 0 | 1 | 1 | 0 | 0 | 0 | 0 | 0 | 1 | 785652047374 | 8.5 | 8.5 | 6 | 1.7 | 0.251 | 125 | Yes | 12 | 10785652047371 | 18 | 18 | 17.25 | 21.2 | 3.234 | Yes |  | cETL Damp | WEBSTER 1L FLUSH MOUNT-962 | One Light Ceiling Flush Mount |  | 5326EN3-962.jpg | 5326.jpg
5328-15 | Two Light Ceiling Flush Mount | Webster wall and ceiling flush mount lighting fixtures by Sea Gull Lighting are ideal for use in foyers, hallways, bedrooms, utility work areas, stairways and many other locations – as they can be installed either has ceiling or wall fixtures. Offered in White, Heirloom Bronze and Brushed Nickel are both the one-light and two-light fixtures. All the fixtures feature Smooth White glass to softly diffuse the light for a warm glow. All the fixtures easily convert to LED by purchasing LED replacement lamps sold separately. | CEILING | Webster | Ceiling Lights | White | 15 | Steel |  |  |  | Smooth White Glass | 2 Medium A19 60w |  | 2 | No | [14 empty] | 0 | [12 empty] | 17.98 | 35.96 | 53.94 | D:9 1/2'' H:5 3/4'' E:5 3/4'' | 2.2 | 9.5 |  |  | 5.75 | Center Lock-Up |  |  |  |  | 5.75 |  | No |  | No | [25 empty] | 6.5 |  |  | N/A | Hardwired | 0 | 0 | 0 | 0 | 1 | 0 | 0 | 1 | 0 | 0 | 1 | 785652532856 | 10.5 | 6.5 | 6.5 | 2.7 | 0.257 | 93 | Yes | 6 | 10785652532853 | 22 | 11 | 20.5 | 18.1 | 2.871 | Yes |  | cETL Damp | WEBSTER 2L FLUSH MOUNT-15 | Two Light Ceiling Flush Mount |  | 5328-15.jpg | 5328.jpg
5328-782 | Two Light Ceiling Flush Mount | Webster wall and ceiling flush mount lighting fixtures by Sea Gull Lighting are ideal for use in foyers, hallways, bedrooms, utility work areas, stairways and many other locations – as they can be installed either has ceiling or wall fixtures. Offered in White, Heirloom Bronze and Brushed Nickel are both the one-light and two-light fixtures. All the fixtures feature Smooth White glass to softly diffuse the light for a warm glow. All the fixtures easily convert to LED by purchasing LED replacement lamps sold separately. | CEILING | Webster | Ceiling Lights | Heirloom Bronze | 782 | Steel |  |  |  | Smooth White Glass | 2 Medium A19 60w |  | 2 | No | [14 empty] | 0 | [12 empty] | 17.98 | 35.96 | 53.94 | D:9 1/2'' H:5 3/4'' E:5 3/4'' | 2.2 | 9.5 |  |  | 5.75 | Center Lock-Up |  |  |  |  | 5.75 |  | No |  | No | [25 empty] | 6.5 |  |  | N/A | Hardwired | 0 | 0 | 0 | 0 | 1 | 0 | 0 | 1 | 0 | 0 | 1 | 785652532870 | 10.5 | 10.5 | 6.75 | 2.8 | 0.431 | 125 | Yes | 6 | 10785652532877 | 21.5 | 20.5 | 10.75 | 18.3 | 2.742 | Yes |  | cETL Damp | WEBSTER 2L FLUSH MOUNT-782 | Two Light Ceiling Flush Mount |  | 5328-782.jpg | 5328.jpg
5328-962 | Two Light Ceiling Flush Mount | Webster wall and ceiling flush mount lighting fixtures by Sea Gull Lighting are ideal for use in foyers, hallways, bedrooms, utility work areas, stairways and many other locations – as they can be installed either has ceiling or wall fixtures. Offered in White, Heirloom Bronze and Brushed Nickel are both the one-light and two-light fixtures. All the fixtures feature Smooth White glass to softly diffuse the light for a warm glow. All the fixtures easily convert to LED by purchasing LED replacement lamps sold separately. | CEILING | Webster | Ceiling Lights | Brushed Nickel | 962 | Steel |  |  |  | Smooth White Glass | 2 Medium A19 60w |  | 2 | No | [14 empty] | 0 | [12 empty] | 19.98 | 39.96 | 59.94 | D:9 1/2'' H:5 3/4'' E:5 3/4'' | 2.2 | 9.5 |  |  | 5.75 | Center Lock-Up |  |  |  |  | 5.75 |  | No |  | No | [25 empty] | 6.5 |  |  | N/A | Hardwired | 0 | 0 | 0 | 0 | 1 | 0 | 0 | 1 | 0 | 0 | 1 | 785652532894 | 10.25 | 10.5 | 6.58 | 2.8 | 0.41 | 125 | Yes | 6 | 10785652532891 | 20.25 | 11 | 21.75 | 17.8 | 2.804 | Yes |  | cETL Damp | WEBSTER 2L FLUSH MOUNT-962 | Two Light Ceiling Flush Mount |  | 5328-962.jpg | 5328.jpg
5328EN3-15 | Two Light Ceiling Flush Mount | Webster wall and ceiling flush mount lighting fixtures by Sea Gull Lighting are ideal for use in foyers, hallways, bedrooms, utility work areas, stairways and many other locations – as they can be installed either has ceiling or wall fixtures. Offered in White, Heirloom Bronze and Brushed Nickel are both the one-light and two-light fixtures. All the fixtures feature Smooth White glass to softly diffuse the light for a warm glow. All the fixtures easily convert to LED by purchasing LED replacement lamps sold separately. | CEILING | Webster | Ceiling Lights | White | 15 | Steel |  |  |  | Smooth White Glass | 2 Medium A19 9.3w |  | 2 | Yes | [14 empty] | 0 | [12 empty] | 21.98 | 43.96 | 65.94 | D:9 1/2'' H:5 3/4'' E:5 3/4'' | 2.2 | 9.5 |  |  | 5.75 | Center Lock-Up |  |  |  |  | 5.75 |  | No |  | No | [25 empty] | 6.5 | Black/White |  | N/A | Hardwired | 0 | 0 | 0 | 1 | 1 | 0 | 0 | 0 | 0 | 0 | 1 | 785652047381 | 10.5 | 10.5 | 7 | 3.3 | 0.447 | 125 | Yes | 6 | 10785652047388 | 21.5 | 21.5 | 11.5 | 21.7 | 3.076 | Yes |  | cETL Damp | WEBSTER 2L FLUSH MOUNT-15 | Two Light Ceiling Flush Mount |  | 5328EN3-15.jpg | 5328.jpg
5328EN3-782 | Two Light Ceiling Flush Mount | Webster wall and ceiling flush mount lighting fixtures by Sea Gull Lighting are ideal for use in foyers, hallways, bedrooms, utility work areas, stairways and many other locations – as they can be installed either has ceiling or wall fixtures. Offered in White, Heirloom Bronze and Brushed Nickel are both the one-light and two-light fixtures. All the fixtures feature Smooth White glass to softly diffuse the light for a warm glow. All the fixtures easily convert to LED by purchasing LED replacement lamps sold separately. | CEILING | Webster | Ceiling Lights | Heirloom Bronze | 782 | Steel |  |  |  | Smooth White Glass | 2 Medium A19 9.3w |  | 2 | Yes | [14 empty] | 0 | [12 empty] | 21.98 | 43.96 | 65.94 | D:9 1/2'' H:5 3/4'' E:5 3/4'' | 2.2 | 9.5 |  |  | 5.75 | Center Lock-Up |  |  |  |  | 5.75 |  | No |  | No | [25 empty] | 6.5 | Black/White |  | N/A | Hardwired | 0 | 0 | 0 | 1 | 1 | 0 | 0 | 0 | 0 | 0 | 1 | 785652047398 | 10.5 | 10.5 | 7 | 3.3 | 0.447 | 125 | Yes | 6 | 10785652047395 | 21.5 | 21.5 | 11.5 | 21.7 | 3.076 | Yes |  | cETL Damp | WEBSTER 2L FLUSH MOUNT-782 | Two Light Ceiling Flush Mount |  | 5328EN3-782.jpg | 5328.jpg
5328EN3-962 | Two Light Ceiling Flush Mount | Webster wall and ceiling flush mount lighting fixtures by Sea Gull Lighting are ideal for use in foyers, hallways, bedrooms, utility work areas, stairways and many other locations – as they can be installed either has ceiling or wall fixtures. Offered in White, Heirloom Bronze and Brushed Nickel are both the one-light and two-light fixtures. All the fixtures feature Smooth White glass to softly diffuse the light for a warm glow. All the fixtures easily convert to LED by purchasing LED replacement lamps sold separately. | CEILING | Webster | Ceiling Lights | Brushed Nickel | 962 | Steel |  |  |  | Smooth White Glass | 2 Medium A19 9.3w |  | 2 | Yes | [14 empty] | 0 | [12 empty] | 24.98 | 49.96 | 74.94 | D:9 1/2'' H:5 3/4'' E:5 3/4'' | 2.2 | 9.5 |  |  | 5.75 | Center Lock-Up |  |  |  |  | 5.75 |  | No |  | No | [25 empty] | 6.5 | Black/White |  | N/A | Hardwired | 0 | 0 | 0 | 1 | 1 | 0 | 0 | 0 | 0 | 0 | 1 | 785652047404 | 10.5 | 10.5 | 7 | 3.3 | 0.447 | 125 | Yes | 6 | 10785652047401 | 21.5 | 21.5 | 11.5 | 21.7 | 3.076 | Yes |  | cETL Damp | WEBSTER 2L FLUSH MOUNT-962 | Two Light Ceiling Flush Mount |  | 5328EN3-962.jpg | 5328.jpg
5340604-12 | Large Four Light Hall / Foyer | The Labette collection by Sea Gull Lighting is a charming pendant light collection, featuring a beautiful four-sided, lantern silhouette which is accented with rivet details and an updated square link at the crown, that will surely bring character to any setting. The open frame adds an updated lightness to this stately fixture which is often installed in multiples for a more dramatic effect. The two finishes Black and Heirloom Bronze will effortlessly accent any décor. Available in small three-light pendant, medium three-light pendant and large four-light pendant, which can be beautifully paired or clustered together in a large foyer, over a kitchen island, dining room table or accenting a covered patio or porch. Incandescent and ENERGY STAR-qualified LED lamping are available; all fixtures are California Title 24 compliant. | LINE VOLTAGE PENDANT | Labette | Pendants | Black | 12 | Steel |  |  |  |  | 4 Candelabra Torpedo 60w |  | 4 | No | [14 empty] | 0 | [12 empty] | 119.98 | 239.96 | 359.94 | L:14'' W:14'' H:27 1/4'' O:101 3/4'' |  |  | 14 | 14 | 27.25 | Center Lock-Up |  |  | 101.75 |  |  |  | No |  | No | [20 empty] | D:5'' H:7/8'' Round |  |  |  |  | 120 | Black | 72 |  | Hardwired | 0 | 0 | 0 | 0 | 1 | 0 | 0 | 0 | 1 | 0 | 0 | 785652002298 | 19.5 | 16.25 | 16.25 | 10.7 | 2.98 | 250 | Yes | [9 empty] | cETL Damp | LABETTE 4L FOYER-12 | Large Four Light Hall / Foyer |  | 5340604-12.jpg | 5340604.jpg
5340604-782 | Large Four Light Hall / Foyer | The Labette collection by Sea Gull Lighting is a charming pendant light collection, featuring a beautiful four-sided, lantern silhouette which is accented with rivet details and an updated square link at the crown, that will surely bring character to any setting. The open frame adds an updated lightness to this stately fixture which is often installed in multiples for a more dramatic effect. The two finishes Black and Heirloom Bronze will effortlessly accent any décor. Available in small three-light pendant, medium three-light pendant and large four-light pendant, which can be beautifully paired or clustered together in a large foyer, over a kitchen island, dining room table or accenting a covered patio or porch. Incandescent and ENERGY STAR-qualified LED lamping are available; all fixtures are California Title 24 compliant. | LINE VOLTAGE PENDANT | Labette | Pendants | Heirloom Bronze | 782 | Steel |  |  |  |  | 4 Candelabra Torpedo 60w |  | 4 | No | [14 empty] | 0 | [12 empty] | 119.98 | 239.96 | 359.94 | L:14'' W:14'' H:27 1/4'' O:101 3/4'' |  |  | 14 | 14 | 27.25 | Center Lock-Up |  |  | 101.75 |  |  |  | No |  | No | [20 empty] | D:5'' H:7/8'' Round |  |  |  |  | 120 | Brown | 72 |  | Hardwired | 0 | 0 | 0 | 0 | 1 | 0 | 0 | 0 | 1 | 0 | 0 | 785652002304 | 19.5 | 16.25 | 16.25 | 10.7 | 2.98 | 250 | Yes | [9 empty] | cETL Damp | LABETTE 4L FOYER-782 | Large Four Light Hall / Foyer |  | 5340604-782.jpg | 5340604.jpg
5340604EN-12 | Large Four Light Hall / Foyer | The Labette collection by Sea Gull Lighting is a charming pendant light collection, featuring a beautiful four-sided, lantern silhouette which is accented with rivet details and an updated square link at the crown, that will surely bring character to any setting. The open frame adds an updated lightness to this stately fixture which is often installed in multiples for a more dramatic effect. The two finishes Black and Heirloom Bronze will effortlessly accent any décor. Available in small three-light pendant, medium three-light pendant and large four-light pendant, which can be beautifully paired or clustered together in a large foyer, over a kitchen island, dining room table or accenting a covered patio or porch. Incandescent and ENERGY STAR-qualified LED lamping are available; all fixtures are California Title 24 compliant. | LINE VOLTAGE PENDANT | Labette | Pendants | Black | 12 | Steel |  |  |  |  | 4 Candelabra Torpedo 3.5w |  | 4 | Yes | [14 empty] | 0 | [12 empty] | 144.98 | 289.96 | 434.94 | L:14'' W:14'' H:27 1/4'' O:101 3/4'' |  |  | 14 | 14 | 27.25 | Center Lock-Up |  |  | 101.75 |  |  |  | No |  | No | [20 empty] | D:5'' H:7/8'' Round |  |  |  |  | 120 | Black | 72 |  | Hardwired | 0 | 0 | 0 | 1 | 1 | 0 | 0 | 0 | 1 | 0 | 0 | 785652031250 | 19.5 | 16.25 | 16.25 | 10.7 | 2.98 | 250 | Yes | [9 empty] | cETL Damp | LABATTE 4L FOYER-12 | Large Four Light Hall / Foyer |  | 5340604EN-12.jpg | 5340604.jpg
5340604EN-782 | Large Four Light Hall / Foyer | The Labette collection by Sea Gull Lighting is a charming pendant light collection, featuring a beautiful four-sided, lantern silhouette which is accented with rivet details and an updated square link at the crown, that will surely bring character to any setting. The open frame adds an updated lightness to this stately fixture which is often installed in multiples for a more dramatic effect. The two finishes Black and Heirloom Bronze will effortlessly accent any décor. Available in small three-light pendant, medium three-light pendant and large four-light pendant, which can be beautifully paired or clustered together in a large foyer, over a kitchen island, dining room table or accenting a covered patio or porch. Incandescent and ENERGY STAR-qualified LED lamping are available; all fixtures are California Title 24 compliant. | LINE VOLTAGE PENDANT | Labette | Pendants | Heirloom Bronze | 782 | Steel |  |  |  |  | 4 Candelabra Torpedo 3.5w |  | 4 | Yes | [14 empty] | 0 | [12 empty] | 144.98 | 289.96 | 434.94 | L:14'' W:14'' H:27 1/4'' O:101 3/4'' |  |  | 14 | 14 | 27.25 | Center Lock-Up |  |  | 101.75 |  |  |  | No |  | No | [20 empty] | D:5'' H:7/8'' Round |  |  |  |  | 120 | Brown | 72 |  | Hardwired | 0 | 0 | 0 | 1 | 1 | 0 | 0 | 0 | 1 | 0 | 0 | 785652031267 | 19.5 | 16.25 | 16.25 | 10.7 | 2.98 | 250 | Yes | [9 empty] | cETL Damp | LABATTE 4L FOYER-782 | Large Four Light Hall / Foyer |  | 5340604EN-782.jpg | 5340604.jpg
5340704-782 | Large Four Light Hall / Foyer | The Lonoke lighting collection by Sea Gull Lighting is an attention grabbing addition to any room. The cylindrical profile features historically inspired strapping detail which is updated by the use of the open, airy frame. The bird cage-like lighting design is especially striking when used in pairs or multiples. The contrasting Faux-wood finish option and steel form is a scene stealing addition to any foyer and can also be beautifully paired or clustered together over a kitchen island or dining room table. The assortment includes a large four-light foyer pendant, a medium three-light foyer pendant and a small three-light foyer pendant. The candelabra base collection is offered in incandescent and ENERGY STAR-qualified LED lamping. All fixtures are California Title 24 compliant. | LINE VOLTAGE PENDANT | Lonoke | Pendants | Heirloom Bronze | 782 | Steel |  |  |  |  | 4 Candelabra Torpedo 60w |  | 4 | No | [14 empty] | 0 | [12 empty] | 135.48 | 270.96 | 406.44 | D:19'' H:29 3/4'' O:104 1/4'' |  | 19 |  |  | 29.75 | Center Lock-Up |  |  | 104.25 |  |  |  | No |  | No | [20 empty] | D:5'' H:7/8'' Round |  |  |  |  | 120 | Brown | 72 |  | Hardwired | 0 | 0 | 0 | 0 | 1 | 0 | 0 | 0 | 1 | 0 | 0 | 785652002243 | 26 | 21.5 | 9 | 13.4 | 2.911 | 175 | Yes | [9 empty] | cETL Damp | LONOKE 4L FOYER-782 | Large Four Light Hall / Foyer |  | 5340704-782.jpg | 5340704.jpg
5340704-846 | Large Four Light Hall / Foyer | The Lonoke lighting collection by Sea Gull Lighting is an attention grabbing addition to any room. The cylindrical profile features historically inspired strapping detail which is updated by the use of the open, airy frame. The bird cage-like lighting design is especially striking when used in pairs or multiples. The contrasting Faux-wood finish option and steel form is a scene stealing addition to any foyer and can also be beautifully paired or clustered together over a kitchen island or dining room table. The assortment includes a large four-light foyer pendant, a medium three-light foyer pendant and a small three-light foyer pendant. The candelabra base collection is offered in incandescent and ENERGY STAR-qualified LED lamping. All fixtures are California Title 24 compliant. | LINE VOLTAGE PENDANT | Lonoke | Pendants | Stardust / Cerused Oak | 846 / 735 | Steel |  |  |  |  | 4 Candelabra Torpedo 60w |  | 4 | No | [14 empty] | 0 | [12 empty] | 135.48 | 270.96 | 406.44 | D:19'' H:29 3/4'' O:104 1/4'' |  | 19 |  |  | 29.75 | Center Lock-Up |  |  | 104.25 |  |  |  | No |  | No | [20 empty] | D:5'' H:7/8'' Round |  |  |  |  | 120 | Black | 72 |  | Hardwired | 0 | 0 | 0 | 0 | 1 | 0 | 0 | 0 | 1 | 0 | 0 | 785652002250 | 26 | 21.5 | 9 | 13.4 | 2.911 | 175 | Yes | [9 empty] | cETL Damp | LONOKE 4L FOYER-846 | Large Four Light Hall / Foyer |  | 5340704-846.jpg | 5340704.jpg
5340704EN-782 | Large Four Light Hall / Foyer | The Lonoke lighting collection by Sea Gull Lighting is an attention grabbing addition to any room. The cylindrical profile features historically inspired strapping detail which is updated by the use of the open, airy frame. The bird cage-like lighting design is especially striking when used in pairs or multiples. The contrasting Faux-wood finish option and steel form is a scene stealing addition to any foyer and can also be beautifully paired or clustered together over a kitchen island or dining room table. The assortment includes a large four-light foyer pendant, a medium three-light foyer pendant and a small three-light foyer pendant. The candelabra base collection is offered in incandescent and ENERGY STAR-qualified LED lamping. All fixtures are California Title 24 compliant. | LINE VOLTAGE PENDANT | Lonoke | Pendants | Heirloom Bronze | 782 | Steel |  |  |  |  | 4 Candelabra Torpedo 3.5w |  | 4 | Yes | [14 empty] | 0 | [12 empty] | 160.48 | 320.96 | 481.44 | D:19'' H:29 3/4'' O:104 1/4'' |  | 19 |  |  | 29.75 | Center Lock-Up |  |  | 104.25 |  |  |  | No |  | No | [20 empty] | D:5'' H:7/8'' Round |  |  |  |  | 120 | Brown | 72 |  | Hardwired | 0 | 0 | 0 | 1 | 1 | 0 | 0 | 0 | 1 | 0 | 0 | 785652031274 | 26 | 21.5 | 9 | 13.4 | 2.911 | 175 | Yes | [9 empty] | cETL Damp | LONOKE 4L FOYER-782 | Large Four Light Hall / Foyer |  | 5340704EN-782.jpg | 5340704.jpg
5340704EN-846 | Large Four Light Hall / Foyer | The Lonoke lighting collection by Sea Gull Lighting is an attention grabbing addition to any room. The cylindrical profile features historically inspired strapping detail which is updated by the use of the open, airy frame. The bird cage-like lighting design is especially striking when used in pairs or multiples. The contrasting Faux-wood finish option and steel form is a scene stealing addition to any foyer and can also be beautifully paired or clustered together over a kitchen island or dining room table. The assortment includes a large four-light foyer pendant, a medium three-light foyer pendant and a small three-light foyer pendant. The candelabra base collection is offered in incandescent and ENERGY STAR-qualified LED lamping. All fixtures are California Title 24 compliant. | LINE VOLTAGE PENDANT | Lonoke | Pendants | Stardust / Cerused Oak | 846 / 735 | Steel |  |  |  |  | 4 Candelabra Torpedo 3.5w |  | 4 | Yes | [14 empty] | 0 | [12 empty] | 160.48 | 320.96 | 481.44 | D:19'' H:29 3/4'' O:104 1/4'' |  | 19 |  |  | 29.75 | Center Lock-Up |  |  | 104.25 |  |  |  | No |  | No | [20 empty] | D:5'' H:7/8'' Round |  |  |  |  | 120 | Black | 72 |  | Hardwired | 0 | 0 | 0 | 1 | 1 | 0 | 0 | 0 | 1 | 0 | 0 | 785652031281 | 26 | 21.5 | 9 | 13.4 | 2.911 | 175 | Yes | [9 empty] | cETL Damp | LONOKE 4L FOYER-846 | Large Four Light Hall / Foyer |  | 5340704EN-846.jpg | 5340704.jpg
5366-15 | One Light Ceiling Flush Mount | Tomkin ceiling flush mount lighting fixtures by Sea Gull Lighting are ideal for use in foyers, hallways, bedrooms, utility work areas and stairways. The Brushed Nickel, Heirloom Bronze, or White finishes and Smooth White globe shade will complement a wide array of décor. Also available in a pull-chain version. The Tomkin ceiling fixture will help you achieve your desired functional needs with no compromise on quality. Both incandescent lamping and ENERGY STAR-qualified LED lamping are available. | CEILING | Tomkin | Ceiling Lights | White | 15 | Steel |  |  |  | Smooth White Glass | 1 Medium A19 60w |  | 1 | No | [14 empty] | 0 | [12 empty] | 9.48 | 18.96 | 28.44 | D:6'' H:7 1/2'' | 1.05 | 6 |  |  | 7.5 | Key Slots | [6 empty] | No |  | No | [25 empty] | 6.5 |  |  | N/A | Hardwired | 0 | 0 | 0 | 0 | 1 | 0 | 0 | 0 | 0 | 0 | 0 | 785652536656 | 9.5 | 7 | 6.5 | 1.35 | 0.25 | 175 | Yes | 12 | 10785652536653 | 21 | 19.75 | 13.5 | 18.35 | 3.24 | Yes |  | cETL Damp | TOMKIN 1L FLUSH MOUNT-15 | One Light Ceiling Flush Mount |  | 5366-15.jpg | 5366.jpg
5366-782 | One Light Ceiling Flush Mount | Tomkin ceiling flush mount lighting fixtures by Sea Gull Lighting are ideal for use in foyers, hallways, bedrooms, utility work areas and stairways. The Brushed Nickel, Heirloom Bronze, or White finishes and Smooth White globe shade will complement a wide array of décor. Also available in a pull-chain version. The Tomkin ceiling fixture will help you achieve your desired functional needs with no compromise on quality. Both incandescent lamping and ENERGY STAR-qualified LED lamping are available. | CEILING | Tomkin | Ceiling Lights | Heirloom Bronze | 782 | Steel |  |  |  | Smooth White Glass | 1 Medium A19 60w |  | 1 | No | [14 empty] | 0 | [12 empty] | 12.98 | 25.96 | 38.94 | D:6'' H:7 1/2'' | 1.05 | 6 |  |  | 7.5 | Key Slots | [6 empty] | No |  | No | [25 empty] | 6.5 |  |  | N/A | Hardwired | 0 | 0 | 0 | 0 | 1 | 0 | 0 | 0 | 0 | 0 | 0 | 785652536649 | 10.75 | 8 | 8 | 1.4 | 0.398 | 250 | Yes | 12 | 10785652536646 | 24.75 | 16.5 | 22.25 | 19 | 5.258 | Yes |  | cETL Damp | TOMKIN 1L FLUSH MOUNT-782 | One Light Ceiling Flush Mount |  | 5366-782.jpg | 5366.jpg
5366-962 | One Light Ceiling Flush Mount | Tomkin ceiling flush mount lighting fixtures by Sea Gull Lighting are ideal for use in foyers, hallways, bedrooms, utility work areas and stairways. The Brushed Nickel, Heirloom Bronze, or White finishes and Smooth White globe shade will complement a wide array of décor. Also available in a pull-chain version. The Tomkin ceiling fixture will help you achieve your desired functional needs with no compromise on quality. Both incandescent lamping and ENERGY STAR-qualified LED lamping are available. | CEILING | Tomkin | Ceiling Lights | Brushed Nickel | 962 | Steel |  |  |  | Smooth White Glass | 1 Medium A19 60w |  | 1 | No | [14 empty] | 0 | [12 empty] | 12.98 | 25.96 | 38.94 | D:6'' H:7 1/2'' | 1.05 | 6 |  |  | 7.5 | Key Slots | [6 empty] | No |  | No | [25 empty] | 6.5 |  |  | N/A | Hardwired | 0 | 0 | 0 | 0 | 1 | 0 | 0 | 0 | 0 | 0 | 0 | 785652053665 | 10.75 | 8 | 8 | 1.4 | 0.398 | 250 | Yes | 12 | 10785652053662 | 24.75 | 16.5 | 22.25 | 19 | 5.258 | Yes |  | cETL Damp | TOMKIN 1L FLUSH MOUNT-962 | One Light Ceiling Flush Mount |  | 5366-962.jpg | 5366.jpg
5366EN3-15 | One Light Ceiling Flush Mount | Tomkin ceiling flush mount lighting fixtures by Sea Gull Lighting are ideal for use in foyers, hallways, bedrooms, utility work areas and stairways. The Brushed Nickel, Heirloom Bronze, or White finishes and Smooth White globe shade will complement a wide array of décor. Also available in a pull-chain version. The Tomkin ceiling fixture will help you achieve your desired functional needs with no compromise on quality. Both incandescent lamping and ENERGY STAR-qualified LED lamping are available. | CEILING | Tomkin | Ceiling Lights | White | 15 | Steel |  |  |  | Smooth White Glass | 1 Medium A19 9.3w |  | 1 | Yes | [14 empty] | 0 | [12 empty] | 14.98 | 29.96 | 44.94 | D:6'' H:7 1/2'' | 1.05 | 6 |  |  | 7.5 | Key Slots | [6 empty] | No |  | No | [20 empty] | D:4 3/4'' H:1 3/16'' Round |  |  |  |  | 6.5 | Black/White |  | N/A | Hardwired | 0 | 0 | 0 | 1 | 1 | 0 | 0 | 0 | 0 | 0 | 0 | 785652050350 | 9.5 | 7 | 6.5 | 1.35 | 0.25 | 125 | Yes | 12 | 10785652050357 | 21 | 14.5 | 13.5 | 18.35 | 2.379 | Yes |  | cETL Damp | TOMKIN 1L FLUSH MOUNT-15 | One Light Ceiling Flush Mount |  | 5366EN3-15.jpg | 5366.jpg
5366EN3-782 | One Light Ceiling Flush Mount | Tomkin ceiling flush mount lighting fixtures by Sea Gull Lighting are ideal for use in foyers, hallways, bedrooms, utility work areas and stairways. The Brushed Nickel, Heirloom Bronze, or White finishes and Smooth White globe shade will complement a wide array of décor. Also available in a pull-chain version. The Tomkin ceiling fixture will help you achieve your desired functional needs with no compromise on quality. Both incandescent lamping and ENERGY STAR-qualified LED lamping are available. | CEILING | Tomkin | Ceiling Lights | Heirloom Bronze | 782 | Steel |  |  |  | Smooth White Glass | 1 Medium A19 9.3w |  | 1 | Yes | [14 empty] | 0 | [12 empty] | 17.98 | 35.96 | 53.94 | D:6'' H:7 1/2'' | 1.05 | 6 |  |  | 7.5 | Key Slots | [6 empty] | No |  | No | [20 empty] | D:4 3/4'' H:1 3/8'' Round |  |  |  |  | 6.5 | Black/White |  | N/A | Hardwired | 0 | 0 | 0 | 1 | 1 | 0 | 0 | 0 | 0 | 0 | 0 | 785652050367 | 10.75 | 8 | 8 | 1.4 | 0.398 | 250 | Yes | 12 | 10785652050364 | 24.75 | 16.5 | 22.25 | 19 | 5.258 | Yes |  | cETL Damp | TOMKIN 1L FLUSH MOUNT-782 | One Light Ceiling Flush Mount |  | 5366EN3-782.jpg | 5366.jpg
5366EN3-962 | One Light Ceiling Flush Mount | Tomkin ceiling flush mount lighting fixtures by Sea Gull Lighting are ideal for use in foyers, hallways, bedrooms, utility work areas and stairways. The Brushed Nickel, Heirloom Bronze, or White finishes and Smooth White globe shade will complement a wide array of décor. Also available in a pull-chain version. The Tomkin ceiling fixture will help you achieve your desired functional needs with no compromise on quality. Both incandescent lamping and ENERGY STAR-qualified LED lamping are available. | CEILING | Tomkin | Ceiling Lights | Brushed Nickel | 962 | Steel |  |  |  | Smooth White Glass | 1 Medium A19 9.3w |  | 1 | Yes | [14 empty] | 0 | [12 empty] | 17.98 | 35.96 | 53.94 | D:6'' H:7 1/2'' | 1.05 | 6 |  |  | 7.5 | Key Slots | [6 empty] | No |  | No | [20 empty] | D:4 3/4'' H:1 3/8'' Round |  |  |  |  | 6.5 | Black/White |  | N/A | Hardwired | 0 | 0 | 0 | 1 | 1 | 0 | 0 | 0 | 0 | 0 | 0 | 785652050374 | 10.75 | 8 | 8 | 1.4 | 0.398 | 250 | Yes | 12 | 10785652050371 | 24.75 | 16.5 | 22.25 | 19 | 5.258 | Yes |  | cETL Damp | TOMKIN 1L FLUSH MOUNT-962 | One Light Ceiling Flush Mount |  | 5366EN3-962.jpg | 5366.jpg
5367PC-15 | One Light Ceiling Flush Mount | Tomkin ceiling flush mount lighting fixtures by Sea Gull Lighting are ideal for use in foyers, hallways, bedrooms, utility work areas and stairways. The Brushed Nickel, Heirloom Bronze, or White finishes and Smooth White globe shade will complement a wide array of décor. Also available in a pull-chain version. The Tomkin ceiling fixture will help you achieve your desired functional needs with no compromise on quality. Both incandescent lamping and ENERGY STAR-qualified LED lamping are available. | CEILING | Tomkin | Ceiling Lights | White | 15 | Steel |  |  |  | Smooth White Glass | 1 Medium A19 60w |  | 1 | No | [14 empty] | 0 | [12 empty] | 13.98 | 27.96 | 41.94 | D:6'' H:7 1/2'' | 1.1 | 6 |  |  | 7.5 | Key Slots | [6 empty] | No |  | No | [25 empty] | 6.5 |  |  | N/A | Hardwired | 0 | 0 | 0 | 0 | 1 | 0 | 0 | 0 | 0 | 0 | 0 | 785652536755 | 9.5 | 6.75 | 6.25 | 1.6 | 0.232 | 125 | Yes | 12 | 10785652536752 | 19.5 | 21 | 13.5 | 19.6 | 3.199 | Yes |  | cETL Damp | TOMKIN 1L FLUSH MOUNT-15 | One Light Ceiling Flush Mount |  | 5367PC-15.jpg | 5367PC.jpg
5367PCEN3-15 | One Light Ceiling Flush Mount with On/Off Pull | Tomkin ceiling flush mount lighting fixtures by Sea Gull Lighting are ideal for use in foyers, hallways, bedrooms, utility work areas and stairways. The Brushed Nickel, Heirloom Bronze, or White finishes and Smooth White globe shade will complement a wide array of décor. Also available in a pull-chain version. The Tomkin ceiling fixture will help you achieve your desired functional needs with no compromise on quality. Both incandescent lamping and ENERGY STAR-qualified LED lamping are available. | CEILING | Tomkin | Ceiling Lights | White | 15 | Steel |  |  |  | Smooth White Glass | 1 Medium A19 9.3w |  | 1 | Yes | [14 empty] | 0 | [12 empty] | 19.48 | 38.96 | 58.44 | D:6'' H:7 1/2'' | 1.1 | 6 |  |  | 7.5 | Wall / Bath | [6 empty] | No |  | No | [25 empty] | 6.5 | Black/White |  | Pull Chain | Hardwired | 0 | 0 | 0 | 1 | 1 | 0 | 0 | 0 | 0 | 0 | 0 | 785652050381 | 9.5 | 6.75 | 6.25 | 1.6 | 0.232 | 125 | Yes | 12 | 10785652050388 | 21 | 19.5 | 13.5 | 19.6 | 3.199 | Yes |  | cETL Damp | TOMKIN 1L FLUSH MOUNT-15 | One Light Ceiling Flush Mount with On/Off Pull Chain |  | 5367PCEN3-15.jpg | 5367PC.jpg
5392604-112 | Four Light Medium Lantern |  | LINE VOLTAGE PENDANT | Dianna | Pendants | Midnight Black | 112 | Steel |  |  |  |  | 4 Candelabra Torpedo 60w |  | 4 | No | [14 empty] | 0 | [12 empty] | 134.5 | 269 | 403.5 | L:17'' W:17'' H:24 1/2'' |  |  | 17 | 17 | 24.5 | [7 empty] | No |  | No | [20 empty] | D:5'' H:3/4'' Round | [5 empty] | Black |  |  | Hardwired | 0 | 0 | 0 | 0 | 1 | 0 | 0 | 0 | 0 | 0 | 0 | 785652085529 | [16 empty] | cETL Damp | DIANNA 4L MEDIUM LANTERN-112 | Four Light Medium Lantern |  | 5392604-112.jpg | 5392604.jpg
5392604-848 | Four Light Medium Lantern |  | LINE VOLTAGE PENDANT | Dianna | Pendants | Satin Bronze | 848 | Steel |  |  |  |  | 4 Candelabra Torpedo 60w |  | 4 | No | [14 empty] | 0 | [12 empty] | 134.5 | 269 | 403.5 | L:17'' W:17'' H:24 1/2'' |  |  | 17 | 17 | 24.5 | [7 empty] | No |  | No | [20 empty] | D:5'' H:3/4'' Round | [5 empty] | Clear Gold |  |  | Hardwired | 0 | 0 | 0 | 0 | 1 | 0 | 0 | 0 | 0 | 0 | 0 | 785652085512 | [16 empty] | cETL Damp | DIANNA 4L MEDIUM LANTERN-848 | Four Light Medium Lantern |  | 5392604-848.jpg | 5392604.jpg
5392604-962 | Four Light Medium Lantern |  | LINE VOLTAGE PENDANT | Dianna | Pendants | Brushed Nickel | 962 | Steel |  |  |  |  | 4 Candelabra Torpedo 60w |  | 4 | No | [14 empty] | 0 | [12 empty] | 134.5 | 269 | 403.5 | L:17'' W:17'' H:24 1/2'' |  |  | 17 | 17 | 24.5 | [7 empty] | No |  | No | [20 empty] | D:5'' H:3/4'' Round | [5 empty] | Clear Silver |  |  | Hardwired | 0 | 0 | 0 | 0 | 1 | 0 | 0 | 0 | 0 | 0 | 0 | 785652085536 | [16 empty] | cETL Damp | DIANNA 4L MEDIUM LANTERN-962 | Four Light Medium Lantern |  | 5392604-962.jpg | 5392604.jpg
5492604-112 | Four Light Large Lantern |  | LINE VOLTAGE PENDANT | Dianna | Pendants | Midnight Black | 112 | Steel |  |  |  |  | 4 Candelabra Torpedo 60w |  | 4 | No | [14 empty] | 0 | [12 empty] | 229.5 | 459 | 688.5 | L:24'' W:24'' H:34'' |  |  | 24 | 24 | 34 | [7 empty] | No |  | No | [20 empty] | D:5'' H:3/4'' Round | [5 empty] | Black |  |  | Hardwired | 0 | 0 | 0 | 0 | 1 | 0 | 0 | 0 | 0 | 0 | 0 | 785652085550 | [16 empty] | cETL Damp | DIANNA 4L LARGE LANTERN-112 | Four Light Large Lantern |  | 5492604-112.jpg | 5492604.jpg
5492604-848 | Four Light Large Lantern |  | LINE VOLTAGE PENDANT | Dianna | Pendants | Satin Bronze | 848 | Steel |  |  |  |  | 4 Candelabra Torpedo 60w |  | 4 | No | [14 empty] | 0 | [12 empty] | 229.5 | 459 | 688.5 | L:24'' W:24'' H:34'' |  |  | 24 | 24 | 34 | [7 empty] | No |  | No | [20 empty] | D:5'' H:3/4'' Round | [5 empty] | Clear Gold |  |  | Hardwired | 0 | 0 | 0 | 0 | 1 | 0 | 0 | 0 | 0 | 0 | 0 | 785652085543 | [16 empty] | cETL Damp | DIANNA 4L LARGE LANTERN-848 | Four Light Large Lantern |  | 5492604-848.jpg | 5492604.jpg
5492604-962 | Four Light Large Lantern |  | LINE VOLTAGE PENDANT | Dianna | Pendants | Brushed Nickel | 962 | Steel |  |  |  |  | 4 Candelabra Torpedo 60w |  | 4 | No | [14 empty] | 0 | [12 empty] | 229.5 | 459 | 688.5 | L:24'' W:24'' H:34'' |  |  | 24 | 24 | 34 | [7 empty] | No |  | No | [20 empty] | D:5'' H:3/4'' Round | [5 empty] | Clear Silver |  |  | Hardwired | 0 | 0 | 0 | 0 | 1 | 0 | 0 | 0 | 0 | 0 | 0 | 785652085567 | [16 empty] | cETL Damp | DIANNA 4L LARGE LANTERN-962 | Four Light Large Lantern |  | 5492604-962.jpg | 5492604.jpg
5576093S-15 | Small LED Square Ceiling Flush Mount |  | CEILING | Vitus | Ceiling Lights | White | 15 | Steel |  |  |  | White Acrylic |  |  | 1 | No | 950 | 3000 | 90 | 15 | 120 | 19 - Integrated | LED - Array |  | 10 | 100 | LED | 15 | 15 | 50000 | 0 | [12 empty] | 30.48 | 60.96 | 91.44 | L:10 3/4'' W:10 3/4'' H:2 7/8'' | 0.97 |  | 10.75 | 10.75 | 2.875 | Key Slots | [6 empty] | No |  | No | [20 empty] | DP:10 1/4'' W:10 1/4'' H:1/2'' Square |  |  |  |  | 6.5 | Black/White |  |  | Hardwired | 0 | 0 | 0 | 1 | 1 | 0 | 1 | 0 | 0 | 0 | 1 | 785652072598 | 12.25 | 12.25 | 4 | 2.1 | 0.347 | 125 | Yes | 5 | 10785652072595 | 21 | 13 | 13.5 | 11.8 | 2.133 | Yes |  |  | VITUS SM SQ LED FLUSH MOUNT-15 | Small LED Square Ceiling Flush Mount |  | 5576093S-15.jpg | 5576093S.jpg
5590193S-15 | Small LED Ceiling Flush Mount | Webster wall and ceiling flush mount lighting fixtures by Sea Gull Lighting are ideal for use in foyers, hallways, bedrooms, utility work areas, stairways and many other locations – as they can be installed either has ceiling or wall fixtures. Offered in White, Heirloom Bronze and Brushed Nickel are both the one-light and two-light fixtures. All the fixtures feature Smooth White glass to softly diffuse the light for a warm glow. All the fixtures easily convert to LED by purchasing LED replacement lamps sold separately. | CEILING | Webster | Ceiling Lights | White | 15 | Steel |  |  |  | White Acrylic |  |  | 1 | No | 800 | 3000 | 90 | 14 | 120 | 19 - Integrated | LED - Array |  | 10 | 100 | LED | 14 | 14 | 50000 | 0 | [12 empty] | 28.98 | 57.96 | 86.94 | D:8'' H:2 3/4'' | 0.7 | 8 |  |  | 2.75 | Key Slots | [6 empty] | No |  | No | [20 empty] | D:7 7/8'' H:3/4'' Round |  |  |  |  | 6.5 | Black/White |  |  | Hardwired | 0 | 0 | 0 | 1 | 1 | 0 | 1 | 0 | 0 | 0 | 0 | 785652073038 | 8 | 8 | 3.25 | 0.9 | 0.12 | 125 | Yes | 6 | 10785652073035 | 19.5 | 8.75 | 8.75 | 6.2 | 0.864 | Yes |  | cETL Damp | WEBSTER SM LED FLUSH MOUNT-15 | Small LED Ceiling Flush Mount |  | 5590193S-15.jpg | 5590193S.jpg
5592605-112 | Five Light Extra Large Lantern |  | LINE VOLTAGE PENDANT | Dianna | Pendants | Midnight Black | 112 | Steel |  |  |  |  | 5 Candelabra Torpedo 60w |  | 5 | No | [14 empty] | 0 | [12 empty] | 324.5 | 649 | 973.5 | L:29'' W:29'' H:42'' |  |  | 29 | 29 | 42 | [7 empty] | No |  | No | [20 empty] | D:5'' H:3/4'' Round | [5 empty] | Black |  |  | Hardwired | 0 | 0 | 0 | 0 | 1 | 0 | 0 | 0 | 0 | 0 | 0 | 785652085581 | [16 empty] | cETL Damp | DIANNA 5L XL LANTERN-112 | Five Light Extra Large Lantern |  | 5592605-112.jpg | 5592605.jpg
5592605-848 | Five Light Extra Large Lantern |  | LINE VOLTAGE PENDANT | Dianna | Pendants | Satin Bronze | 848 | Steel |  |  |  |  | 5 Candelabra Torpedo 60w |  | 5 | No | [14 empty] | 0 | [12 empty] | 324.5 | 649 | 973.5 | L:29'' W:29'' H:42'' |  |  | 29 | 29 | 42 | [7 empty] | No |  | No | [20 empty] | D:5'' H:3/4'' Round | [5 empty] | Clear Gold |  |  | Hardwired | 0 | 0 | 0 | 0 | 1 | 0 | 0 | 0 | 0 | 0 | 0 | 785652085574 | [16 empty] | cETL Damp | DIANNA 5L XL LANTERN-848 | Five Light Extra Large Lantern |  | 5592605-848.jpg | 5592605.jpg
5592605-962 | Five Light Extra Large Lantern |  | LINE VOLTAGE PENDANT | Dianna | Pendants | Brushed Nickel | 962 | Steel |  |  |  |  | 5 Candelabra Torpedo 60w |  | 5 | No | [14 empty] | 0 | [12 empty] | 324.5 | 649 | 973.5 | L:29'' W:29'' H:42'' |  |  | 29 | 29 | 42 | [7 empty] | No |  | No | [20 empty] | D:5'' H:3/4'' Round | [5 empty] | Clear Silver |  |  | Hardwired | 0 | 0 | 0 | 0 | 1 | 0 | 0 | 0 | 0 | 0 | 0 | 785652085598 | [16 empty] | cETL Damp | DIANNA 5L XL LANTERN-962 | Five Light Extra Large Lantern |  | 5592605-962.jpg | 5592605.jpg
5639493S-15 | Medium LED Ceiling Flush Mount | The Holly collection by Sea Gull Lighting offers a shatter resistant design along with a multitude of solutions. The wall or ceiling mounting option lends added flexibility of placement. The one-light, two-light and three-light designs all have a White finish and a White Acrylic shade with the sleekest of profiles. All feature ENERGY STAR-qualified LED lamping. | CEILING | Holly | Ceiling Lights | White | 15 | Steel |  |  |  | White Acrylic |  |  | 1 | No | 1395 | 3000 | 90 | 23 | 120 | 19 - Integrated | LED - Array |  | 10 | 100 | LED | 23 | 23 | 50000 | 0 | [12 empty] | 33.98 | 67.96 | 101.94 | D:14'' H:4 1/4'' | 1.43 | 14 |  |  | 4.25 | Key Slots | [6 empty] | No |  | No | [20 empty] | D:12'' H:13/16'' Round |  |  |  |  | 6.5 | Black/White |  |  | Hardwired | 0 | 0 | 0 | 1 | 1 | 0 | 1 | 0 | 0 | 0 | 1 | 785652072635 | 15.5 | 15.5 | 5.25 | 3.1 | 0.73 | 175 | Yes | 5 | 10785652072632 | 26.5 | 16.25 | 17 | 17.5 | 4.236 | Yes |  |  | HOLLY MD LED FLUSH MOUNT-15 | Medium LED Ceiling Flush Mount |  | 5639493S-15.jpg | 5639493S.jpg
5676093S-15 | Medium LED Square Ceiling Flush Mount |  | CEILING | Vitus | Ceiling Lights | White | 15 | Steel |  |  |  | White Acrylic |  |  | 1 | No | 1395 | 3000 | 90 | 23 | 120 | 19 - Integrated | LED - Array |  | 10 | 100 | LED | 23 | 23 | 50000 | 0 | [12 empty] | 40.48 | 80.96 | 121.44 | L:14 1/2'' W:14 1/2'' H:3 1/8'' | 1.94 |  | 14.5 | 14.5 | 3.125 | Key Slots | [6 empty] | No |  | No | [20 empty] | DP:14 1/8'' W:14 1/8'' H:1/2'' Square |  |  |  |  | 6.5 | Black/White |  |  | Hardwired | 0 | 0 | 0 | 1 | 1 | 0 | 1 | 0 | 0 | 0 | 1 | 785652072604 | 16 | 16 | 4.25 | 3.4 | 0.63 | 175 | Yes | 5 | 10785652072601 | 22 | 17 | 16.25 | 18.7 | 3.517 | Yes |  |  | VITUS MD SQ LED FLUSH MOUNT-15 | Medium LED Square Ceiling Flush Mount |  | 5676093S-15.jpg | 5676093S.jpg
5692593S-15 | Medium LED Ceiling Flush Mount | The Haylee collection of flush mount ceiling fixtures by Sea Gull Lighting is ideal for foyers, hallways, bedrooms, utility work areas and stairways. Haylee flush mount fixtures have a White finish and White Acrylic shades, and they are offered in one-light, two-light and three-light versions all of which are ENERGY STAR-qualified LED models. | CEILING | Haylee | Ceiling Lights | White | 15 | Steel |  |  |  | White Acrylic |  |  | 1 | No | 1395 | 3000 | 90 | 23 | 120 | 19 - Integrated | LED - Array |  | 10 | 100 | LED | 23 | 23 | 50000 | 0 | [12 empty] | 34.95 | 69.9 | 104.85 | D:13 1/4'' H:3 1/2'' | 1.6 | 13.25 |  |  | 3.5 | Key Slots | [6 empty] | No |  | No | [20 empty] | D:12'' H:13/16'' Round |  |  |  |  | 6.5 | Black/White |  |  | Hardwired | 0 | 0 | 0 | 1 | 1 | 0 | 1 | 0 | 0 | 0 | 1 | 785652072673 | 14.5 | 14.5 | 4.75 | 2.8 | 0.578 | 175 | Yes | 5 | 10785652072670 | 24.25 | 15.25 | 15.5 | 16.1 | 3.317 | Yes |  |  | HAYLEE MD LED FLUSH MOUNT-15 | Medium LED Ceiling Flush Mount |  | 5692593S-15.jpg | 5692593S.jpg
5692605-112 | Five Light Wide Lantern |  | LINE VOLTAGE PENDANT | Dianna | Pendants | Midnight Black | 112 | Steel |  |  |  |  | 5 Candelabra Torpedo 60w |  | 5 | No | [14 empty] | 0 | [12 empty] | 249.5 | 499 | 748.5 | L:28'' W:28'' H:25'' |  |  | 28 | 28 | 25 | [7 empty] | No |  | No | [20 empty] | D:5'' H:3/4'' Round | [5 empty] | Black |  |  | Hardwired | 0 | 0 | 0 | 0 | 1 | 0 | 0 | 0 | 0 | 0 | 0 | 785652085611 | [16 empty] | cETL Damp | DIANNA 5L WIDE LANTERN-112 | Five Light Wide Lantern |  | 5692605-112.jpg | 5692605.jpg
5692605-848 | Five Light Wide Lantern |  | LINE VOLTAGE PENDANT | Dianna | Pendants | Satin Bronze | 848 | Steel |  |  |  |  | 5 Candelabra Torpedo 60w |  | 5 | No | [14 empty] | 0 | [12 empty] | 249.5 | 499 | 748.5 | L:28'' W:28'' H:25'' |  |  | 28 | 28 | 25 | [7 empty] | No |  | No | [20 empty] | D:5'' H:3/4'' Round | [5 empty] | Clear Gold |  |  | Hardwired | 0 | 0 | 0 | 0 | 1 | 0 | 0 | 0 | 0 | 0 | 0 | 785652085604 | [16 empty] | cETL Damp | DIANNA 5L WIDE LANTERN-848 | Five Light Wide Lantern |  | 5692605-848.jpg | 5692605.jpg
5692605-962 | Five Light Wide Lantern |  | LINE VOLTAGE PENDANT | Dianna | Pendants | Brushed Nickel | 962 | Steel |  |  |  |  | 5 Candelabra Torpedo 60w |  | 5 | No | [14 empty] | 0 | [12 empty] | 249.5 | 499 | 748.5 | L:28'' W:28'' H:25'' |  |  | 28 | 28 | 25 | [7 empty] | No |  | No | [20 empty] | D:5'' H:3/4'' Round | [5 empty] | Clear Silver |  |  | Hardwired | 0 | 0 | 0 | 0 | 1 | 0 | 0 | 0 | 0 | 0 | 0 | 785652085628 | [16 empty] | cETL Damp | DIANNA 5L WIDE LANTERN-962 | Five Light Wide Lantern |  | 5692605-962.jpg | 5692605.jpg
5720593S-15 | Two Foot LED Ceiling / Wall Mount |  | CEILING | Bowan | Ceiling Lights | White | 15 | Steel |  |  |  | White Acrylic |  |  | 1 | No | 1640 | 3000 | 90 | 19 | 120 | 19 - Integrated | LED - Array |  | 10 | 100 | LED | 19 | 19 | 50000 | 0 | [12 empty] | 45.98 | 91.96 | 137.94 | L:23'' W:1 3/4'' H:1 7/8'' | 1.3 |  | 23 | 1.75 | 1.875 | Other | [6 empty] | No |  | No | [23 empty] | DP:3/32'' W:3 3/4'' H:3 3/4'' Square |  | 6.5 | Black/White |  |  | Hardwired | 1 | 0 | 0 | 1 | 1 | 0 | 1 | 0 | 0 | 0 | 0 | 785652073045 | 23.25 | 2.25 | 2.25 | 1.6 | 0.068 | 65 | Yes | 4 | 10785652073042 | 24.75 | 5 | 4.75 | 7.1 | 0.34 | Yes | ETL Damp | cETL Damp | BOWAN 2FT LED STRIP LIGHT-15 | Two Foot LED Ceiling / Wall Mount |  | 5720593S-15.jpg | 5720593S.jpg
5727093S-15 | Two Foot LED Ceiling Flush Mount |  | CEILING | Kolmar | Ceiling Lights | White | 15 | Steel |  |  |  | White Acrylic |  |  | 2 | No | 2100 | 3000 | 90 | 27 | 120 | 19 - Integrated | LED - Array |  | 10 | 100 | LED | 27 | 27 | 50000 | 0 | [12 empty] | 61.98 | 123.96 | 185.94 | L:26'' W:10 1/4'' H:3 1/4'' | 3.44 |  | 26 | 10.25 | 3.25 | Other | [6 empty] | No |  | No | [20 empty] | DP:8 1/2'' W:24'' H:1'' Rectangular |  |  |  |  | 6.5 | Black/White |  |  | Hardwired | 0 | 0 | 0 | 1 | 1 | 0 | 1 | 0 | 0 | 0 | 0 | 785652072703 | 29.5 | 12.5 | 6 | 4.3 | 1.28 | 250 | Yes | [8 empty] | ETL Damp | cETL Damp | KOLMAR 2FT LED CLOUD-15 | Two Foot LED Ceiling Flush Mount |  | 5727093S-15.jpg | 5727093S.jpg
5739493S-15 | Large LED Ceiling Flush Mount | The Holly collection by Sea Gull Lighting offers a shatter resistant design along with a multitude of solutions. The wall or ceiling mounting option lends added flexibility of placement. The one-light, two-light and three-light designs all have a White finish and a White Acrylic shade with the sleekest of profiles. All feature ENERGY STAR-qualified LED lamping. | CEILING | Holly | Ceiling Lights | White | 15 | Steel |  |  |  | White Acrylic |  |  | 1 | No | 2045 | 3000 | 90 | 34 | 120 | 19 - Integrated | LED - Array |  | 10 | 100 | LED | 34 | 34 | 50000 | 0 | [12 empty] | 52.98 | 105.96 | 158.94 | D:16 1/2'' H:4 3/4'' | 2 | 16.5 |  |  | 4.75 | Key Slots | [6 empty] | No |  | No | [20 empty] | D:14'' H:13/16'' Round |  |  |  |  | 6.5 | Black/White |  |  | Hardwired | 0 | 0 | 0 | 1 | 1 | 0 | 1 | 0 | 0 | 0 | 1 | 785652072642 | 18 | 18 | 5.5 | 3.9 | 1.031 | 250 | Yes | 5 | 10785652072649 | 27.75 | 18.75 | 18.75 | 22.1 | 5.646 | Yes |  |  | HOLLY LG LED FLUSH MOUNT-15 | Large LED Ceiling Flush Mount |  | 5739493S-15.jpg | 5739493S.jpg
5776093S-15 | Large LED Square Ceiling Flush Mount |  | CEILING | Vitus | Ceiling Lights | White | 15 | Steel |  |  |  | White Acrylic |  |  | 1 | No | 2045 | 3000 | 90 | 34 | 120 | 19 - Integrated | LED - Array |  | 10 | 100 | LED | 34 | 34 | 50000 | 0 | [12 empty] | 58.98 | 117.96 | 176.94 | L:16'' W:16'' H:3 1/4'' |  |  | 16 | 16 | 3.25 | Key Slots | [6 empty] | No |  | No | [20 empty] | DP:15 3/4'' W:15 3/4'' H:9/16'' Square |  |  |  |  | 6.5 | Black/White |  |  | Hardwired | 0 | 0 | 0 | 1 | 1 | 0 | 1 | 0 | 0 | 0 | 1 | 785652072611 | 18.25 | 18.25 | 5.25 | 4.3 | 1.012 | 175 | Yes | 4 | 10785652072618 | 21.5 | 19.25 | 19.5 | 19.6 | 4.67 | Yes |  |  | VITUS LG SQ LED FLUSH MOUNT-15 | Large LED Square Ceiling Flush Mount |  | 5776093S-15.jpg | 5776093S.jpg
5792593S-15 | Large LED Ceiling Flush Mount | The Haylee collection of flush mount ceiling fixtures by Sea Gull Lighting is ideal for foyers, hallways, bedrooms, utility work areas and stairways. Haylee flush mount fixtures have a White finish and White Acrylic shades, and they are offered in one-light, two-light and three-light versions all of which are ENERGY STAR-qualified LED models. | CEILING | Haylee | Ceiling Lights | White | 15 | Steel |  |  |  | White Acrylic |  |  | 1 | No | 2045 | 3000 | 90 | 34 | 120 | 19 - Integrated | LED - Array |  | 10 | 100 | LED | 34 | 34 | 50000 | 0 | [12 empty] | 51.95 | 103.9 | 155.85 | D:14 5/8'' H:3 3/4'' | 2.13 | 14.625 |  |  | 3.75 | Key Slots | [6 empty] | No |  | No | [20 empty] | D:14'' H:13/16'' Round |  |  |  |  | 6.5 | Black/White |  |  | Hardwired | 0 | 0 | 0 | 1 | 1 | 0 | 1 | 0 | 0 | 0 | 1 | 785652072680 | 16 | 16 | 5 | 3.7 | 0.741 | 175 | Yes | 5 | 10785652072687 | 25.5 | 16.5 | 16.5 | 19.8 | 4.018 | Yes |  |  | HAYLEE LG LED FLUSH MOUNT-15 | Large LED Ceiling Flush Mount |  | 5792593S-15.jpg | 5792593S.jpg
5913291S-15 | LED Linear Ceiling Flush Mount | Our drop lens integrated linear LED ceiling fixtures are a quality source of functional lighting for your kitchen, closet or storage areas. Hinged end caps provide security and quick access to the diffuser for easy cleaning. Sea Gull Lighting is committed to providing high quality products for your construction and improvement projects. | CEILING | Drop Lens LED | Ceiling Lights | White | 15 |  |  |  |  | Frosted Acrylic |  |  | 2 | No | 3500 | 3000 | 90 | 38 | 120 | 19 - Integrated | LED - Array |  | 10 | 100 | LED | 38 | 38 | 50000 | 0 | [12 empty] | 47.98 | 95.96 | 143.94 | L:48'' W:6 3/4'' H:2 1/2'' |  |  | 48 | 6.75 | 2.5 | Other | [6 empty] | No |  | No | [28 empty] | N/A | Hardwired | 0 | 0 | 0 | 1 | 1 | 0 | 1 | 0 | 0 | 0 | 0 | 785652041471 | 51.5 | 7.5 | 3.25 | 5.4 | 0.726 | 100 | Yes | [8 empty] | UL Damp | cUL Damp | DROP LENS 4FT LED CEILING-15 | LED Linear Ceiling Flush Mount |  | 5913291S-15.jpg | 5913291S.jpg
59132LE-15 | Two Light Ceiling Flush Mount | Our drop lens fluorescent ceiling fixtures are a quality source of functional lighting for your kitchen, closet or storage areas. Hinged end caps provide security and quick access to the diffuser for easy cleaning and relamping. Sea Gull Lighting is committed to providing high quality products for your construction and improvement projects. | CEILING | Drop Lens Fluorescent | Ceiling Lights | White | 15 |  |  |  |  | Clear Textured Acrylic | 2 Medium Bi-Pin T8 32w |  | 2 | No | [14 empty] | 0 | [12 empty] | 39.48 | 78.96 | 118.44 | L:48'' W:6 3/4'' H:2 1/2'' | 5.58 |  | 48 | 6.75 | 2.5 | Other | [6 empty] | No |  | No | [28 empty] | N/A | Hardwired | 0 | 0 | 1 | 0 | 1 | 0 | 0 | 0 | 0 | 0 | 0 | 785652076657 | 49.25 | 7.5 | 3.25 | 6.2 | 0.695 | 100 | Yes | [8 empty] | UL Damp | cUL Damp | DROP LENS 4FT 2L CEILING-15 | Two Light Ceiling Flush Mount | Replace 59032LE-15 | 59132LE-15.jpg | 59132LE.jpg
5913691S-15 | LED Linear Ceiling Flush Mount | Our drop lens integrated linear LED ceiling fixtures are a quality source of functional lighting for your kitchen, closet or storage areas. Hinged end caps provide security and quick access to the diffuser for easy cleaning. Sea Gull Lighting is committed to providing high quality products for your construction and improvement projects. | CEILING | Drop Lens LED | Ceiling Lights | White | 15 |  |  |  |  | Frosted Acrylic |  |  | 1 | No | 2300 | 3000 | 90 | 26 | 120 | 19 - Integrated | LED - Array |  | 10 | 100 | LED | 26 | 26 | 50000 | 0 | [12 empty] | 36.98 | 73.96 | 110.94 | L:24'' W:6 3/4'' H:2 1/2'' |  |  | 24 | 6.75 | 2.5 | Other | [6 empty] | No |  | No | [28 empty] | N/A | Hardwired | 0 | 0 | 0 | 1 | 1 | 0 | 1 | 0 | 0 | 0 | 0 | 785652041488 | 28.25 | 7.5 | 3 | 3.1 | 0.368 | 100 | Yes | [8 empty] | UL Damp | cUL Damp | DROP LENS 2FT LED CEILING-15 | LED Linear Ceiling Flush Mount |  | 5913691S-15.jpg | 5913691S.jpg
59136LE-15 | Two Light Ceiling Flush Mount | Our drop lens fluorescent ceiling fixtures are a quality source of functional lighting for your kitchen, closet or storage areas. Hinged end caps provide security and quick access to the diffuser for easy cleaning and relamping. Sea Gull Lighting is committed to providing high quality products for your construction and improvement projects. | CEILING | Drop Lens Fluorescent | Ceiling Lights | White | 15 |  |  |  |  | Clear Textured Acrylic | 2 Medium Bi-Pin T8 17w |  | 2 | No | [14 empty] | 0 | [12 empty] | 29.48 | 58.96 | 88.44 | L:24'' W:6 3/4'' H:2 1/2'' | 3.15 |  | 24 | 6.75 | 2.5 | Other | [6 empty] | No |  | No | [28 empty] | N/A | Hardwired | 0 | 0 | 1 | 0 | 1 | 0 | 0 | 0 | 0 | 0 | 0 | 785652076664 | 25.5 | 7.5 | 3 | 3.5 | 0.332 | 93 | Yes | [8 empty] | UL Damp | cUL Damp | DROP LENS 2FT 2L CEILING-15 | Two Light Ceiling Flush Mount | Replaces 59036LE-15 | 59136LE-15.jpg | 59136LE.jpg
5920593S-15 | Four Foot LED Ceiling / Wall Mount |  | CEILING | Bowan | Ceiling Lights | White | 15 | Steel |  |  |  | White Acrylic |  |  | 1 | No | 3150 | 3000 | 90 | 39 | 120 | 19 - Integrated | LED - Array |  | 10 | 100 | LED | 39 | 39 | 50000 | 0 | [12 empty] | 63.48 | 126.96 | 190.44 | L:46 1/2'' W:1 3/4'' H:1 7/8'' | 2.3 |  | 46.5 | 1.75 | 1.875 | Other | [6 empty] | No |  | No | [23 empty] | DP:3/32'' W:3 3/4'' H:3 3/4'' Square |  | 6.5 | Black/White |  |  | Hardwired | 1 | 0 | 0 | 1 | 1 | 0 | 1 | 0 | 0 | 0 | 0 | 785652073052 | 47.25 | 2.5 | 2.25 | 2.8 | 0.154 | 70 | Yes | 4 | 10785652073059 | 48.25 | 5 | 4.75 | 12 | 0.663 | Yes | ETL Damp | cETL Damp | BOWAN 4FT LED STRIP LIGHT-15 | Four Foot LED Ceiling / Wall Mount |  | 5920593S-15.jpg | 5920593S.jpg
5927093S-15 | Four Foot LED Ceiling Flush Mount |  | CEILING | Kolmar | Ceiling Lights | White | 15 | Steel |  |  |  | White Acrylic |  |  | 2 | No | 3220 | 3000 | 90 | 39 | 120 | 19 - Integrated | LED - Array |  | 10 | 100 | LED | 39 | 39 | 50000 | 0 | [12 empty] | 92.48 | 184.96 | 277.44 | L:51'' W:10 1/4'' H:3 1/4'' | 6.3 |  | 51 | 10.25 | 3.25 | Other | [6 empty] | No |  | No | [20 empty] | DP:8 1/2'' W:48'' H:1'' Rectangular |  |  |  |  | 6.5 | Black/White |  |  | Hardwired | 0 | 0 | 0 | 1 | 1 | 0 | 1 | 0 | 0 | 0 | 0 | 785652072727 | 55 | 12.25 | 6 | 7.9 | 2.339 | 250 | Yes | [8 empty] | ETL Damp | cETL Damp | KOLMAR 4FT LED CLOUD-15 | Four Foot LED Ceiling Flush Mount |  | 5927093S-15.jpg | 5927093S.jpg
59270LE-15 | Two Light Ceiling Flush Mount | The all-in-one chassis and trim fluorescent ceiling fixtures from Sea Gull Lighting are a quality source of functional lighting for your kitchen, closet or storage areas. Choose from two light or four light versions with steel frames and 120v/277v HPF Electronic ballasts. Sea Gull Lighting is committed to providing high quality products for your construction and improvement projects. | CEILING | Fluorescent Ceiling | Ceiling Lights | White | 15 | Steel |  |  |  | White Acrylic | 2 Medium Bi-Pin T8 32w |  | 2 | No | [14 empty] | 0 | [12 empty] | 149.98 | 299.96 | 449.94 | L:51 1/2'' W:11 1/4'' H:5 3/4'' | 12.06 |  | 51.5 | 11.25 | 5.75 | Other | [6 empty] | No |  | No | [25 empty] | 6.5 |  |  | N/A | Hardwired | 0 | 0 | 1 | 0 | 1 | 0 | 0 | 0 | 0 | 0 | 0 | 785652592720 | 54 | 12 | 7.5 | 12.7 | 2.813 | 175 | Yes | [8 empty] | C-UL-US Damp |  | DROP LENS 4FT 2L CLOUD-15 | Two Light Ceiling Flush Mount |  | 59270LE-15.jpg | 59271LE.jpg
59271LE-15 | Four Light Ceiling Flush Mount | The all-in-one chassis and trim fluorescent ceiling fixtures from Sea Gull Lighting are a quality source of functional lighting for your kitchen, closet or storage areas. Choose from two light or four light versions with steel frames and 120v/277v HPF Electronic ballasts. Sea Gull Lighting is committed to providing high quality products for your construction and improvement projects. | CEILING | Fluorescent Ceiling | Ceiling Lights | White | 15 | Steel |  |  |  | White Acrylic | 4 Medium Bi-Pin T8 32w |  | 4 | No | [14 empty] | 0 | [12 empty] | 174.98 | 349.96 | 524.94 | L:51 1/2'' W:16 3/4'' H:5 3/4'' | 15 |  | 51.5 | 16.75 | 5.75 | Other | [6 empty] | No |  | No | [28 empty] | N/A | Hardwired | 0 | 0 | 1 | 0 | 1 | 0 | 0 | 0 | 0 | 0 | 0 | 785652592775 | 54.18 | 17.58 | 7.5 | 18.9 | 4.134 | 175 | Yes | [8 empty] | C-UL-US Damp |  | DROP LENS 4FT 4L CLOUD-15 | Four Light Ceiling Flush Mount |  | 59271LE-15.jpg | 59271LE.jpg
59360LE-15 | Four Light Ceiling Flush Mount |  | CEILING | Decorative Drop Lens Fluorescent | Ceiling Lights | White | 15 | MDF |  |  |  | White Plastic Acrylic | 4 Medium Bi-Pin T8 17w |  | 4 | No | [14 empty] | 0 | [12 empty] | 174.95 | 349.9 | 524.85 | L:27 3/4'' W:27 3/4'' H:3 1/2'' | 14.22 |  | 27.75 | 27.75 | 3.5 | Other | [6 empty] | No |  | No | [29 empty] | Hardwired | 0 | 0 | 1 | 0 | 1 | 0 | 0 | 0 | 0 | 0 | 0 | 785652251610 | 29.75 | 29.75 | 4.375 | 15.8 | 2.241 | 125 | Yes | [8 empty] | C-UL-US Damp |  | DROP LENS 2X2 4L CEILING-15 | Four Light Ceiling Flush Mount |  | 59360LE-15.jpg | 59360LE.jpg
59360LE-790 | Four Light Ceiling Flush Mount |  | CEILING | Decorative Drop Lens Fluorescent | Ceiling Lights | Oil Rubbed Bronze | 790 | MDF |  |  |  | White Plastic Acrylic | 4 Medium Bi-Pin T8 17w |  | 4 | No | [14 empty] | 0 | [12 empty] | 174.95 | 349.9 | 524.85 | L:27 3/4'' W:27 3/4'' H:3 1/2'' |  |  | 27.75 | 27.75 | 3.5 | Other | [6 empty] | No |  | No | [29 empty] | Hardwired | 0 | 0 | 1 | 0 | 1 | 0 | 0 | 0 | 0 | 0 | 0 | 785652118180 | 30.5 | 30 | 4.5 | 12.7 | 2.383 | 175 | Yes | [8 empty] | C-UL-US Damp |  | DROP LENS 2X2 4L CEILING-790 | Four Light Ceiling Flush Mount |  | 59360LE-790.jpg | 59360LE.jpg
59361LE-15 | Four Light Ceiling Flush Mount |  | CEILING | Decorative Drop Lens Fluorescent | Ceiling Lights | White | 15 | MDF |  |  |  | White Plastic Acrylic | 4 Medium Bi-Pin T8 32w |  | 4 | No | [14 empty] | 0 | [12 empty] | 219.98 | 439.96 | 659.94 | L:51 3/4'' W:18 1/2'' H:3 1/2'' | 14.04 |  | 51.75 | 18.5 | 3.5 | Other | [6 empty] | No |  | No | [29 empty] | Hardwired | 0 | 0 | 1 | 0 | 1 | 0 | 0 | 0 | 0 | 0 | 0 | 785652251641 | 55.75 | 20.25 | 4.25 | 16.1 | 2.777 | 175 | Yes | [8 empty] | C-UL-US Damp |  | DROP LENS 4X1.5 4L CEILING-15 | Four Light Ceiling Flush Mount |  | 59361LE-15.jpg | 59361LE.jpg
59361LE-790 | Four Light Ceiling Flush Mount |  | CEILING | Decorative Drop Lens Fluorescent | Ceiling Lights | Oil Rubbed Bronze | 790 | MDF |  |  |  | White Plastic Acrylic | 4 Medium Bi-Pin T8 32w |  | 4 | No | [14 empty] | 0 | [12 empty] | 219.98 | 439.96 | 659.94 | L:51 3/4'' W:18 1/2'' H:3 1/2'' |  |  | 51.75 | 18.5 | 3.5 | Other | [6 empty] | No |  | No | [29 empty] | Hardwired | 0 | 0 | 1 | 0 | 1 | 0 | 0 | 0 | 0 | 0 | 0 | 785652118197 | 55.75 | 20.25 | 4.25 | 16.1 | 2.777 | 175 | Yes | [8 empty] | C-UL-US Damp |  | DROP LENS 4X1.5 4L CEILING-790 | Four Light Ceiling Flush Mount |  | 59361LE-790.jpg | 59361LE.jpg
60029-12 | One Light Outdoor Semi-Flush Convertible Pendant | Kent outdoor lighting fixtures by Sea Gull Lighting are crafted in die-cast aluminum for added durability to withstand harsh weather conditions. The traditional styling inspired by antique gas lanterns is offered in either Oxford Bronze with Clear Seeded glass, Black finish with Clear Beveled glass, and both finishes with Satin Etched glass. The assortment includes small and large one-light outdoor wall lanterns (with a flat bottom), as well as an additional design of small and large one-light outdoor wall lanterns (with finial on top and bottom) which can be mounted up or down, a one-light outdoor semi-flush convertible pendant and a one-light outdoor post lantern. Both incandescent lamping and ENERGY STAR-qualified LED lamping (for those fixtures with the Satin Etched glass) are available for most of the fixtures, and some can easily convert to LED by purchasing LED replacement lamps sold separately. | OUTDOOR | Kent | Outdoor Lighting | Black | 12 | Die Cast Aluminum | Clear Beveled Glass |  |  |  | 1 Medium A19 100w |  | 1 | No | [14 empty] | 0 | [12 empty] | 33.98 | 67.96 | 101.94 | L:6 1/2'' W:6 1/2'' H:10 1/2'' O:60'' | 3.76 |  | 6.5 | 6.5 | 10.5 | Center Lock-Up |  | 9.75 | 60 |  |  |  | No |  | No | [20 empty] | D:5 3/16'' DP:7/8'' Round |  |  |  |  | 120 | Black | 48 | N/A | Hardwired | 0 | 0 | 0 | 0 | 1 | 0 | 0 | 1 | 0 | 0 | 0 | 785652600296 | 8 | 8 | 13 | 5 | 0.481 | 93 | Yes | [8 empty] | UL Damp | cUL Damp | KENT 1L PEND-12 | One Light Outdoor Semi-Flush Convertible Pendant |  | 60029-12.jpg | 60029.jpg
60029-746 | One Light Outdoor Semi-Flush Convertible Pendant | Kent outdoor lighting fixtures by Sea Gull Lighting are crafted in die-cast aluminum for added durability to withstand harsh weather conditions. The traditional styling inspired by antique gas lanterns is offered in either Oxford Bronze with Clear Seeded glass, Black finish with Clear Beveled glass, and both finishes with Satin Etched glass. The assortment includes small and large one-light outdoor wall lanterns (with a flat bottom), as well as an additional design of small and large one-light outdoor wall lanterns (with finial on top and bottom) which can be mounted up or down, a one-light outdoor semi-flush convertible pendant and a one-light outdoor post lantern. Both incandescent lamping and ENERGY STAR-qualified LED lamping (for those fixtures with the Satin Etched glass) are available for most of the fixtures, and some can easily convert to LED by purchasing LED replacement lamps sold separately. | OUTDOOR | Kent | Outdoor Lighting | Oxford Bronze | 746 | Die Cast Aluminum | Clear Seeded Glass |  |  |  | 1 Medium A19 100w |  | 1 | No | [14 empty] | 0 | [12 empty] | 33.48 | 66.96 | 100.44 | L:6 1/2'' W:6 1/2'' H:10 1/2'' O:60'' | 3.76 |  | 6.5 | 6.5 | 10.5 | Center Lock-Up |  | 9.75 | 60 |  |  |  | No |  | No | [20 empty] | D:5 3/16'' DP:7/8'' Round |  |  |  |  | 120 | Black | 48 | N/A | Hardwired | 0 | 0 | 0 | 0 | 1 | 0 | 0 | 1 | 0 | 0 | 0 | 785652600265 | 13 | 8 | 8 | 4.5 | 0.481 | 100 | Yes | [8 empty] | UL Damp | cUL Damp | KENT 1L PEND-746 | One Light Outdoor Semi-Flush Convertible Pendant |  | 60029-746.jpg | 60029.jpg
60031-12 | One Light Outdoor Pendant | Kent outdoor lighting fixtures by Sea Gull Lighting are crafted in die-cast aluminum for added durability to withstand harsh weather conditions. The traditional styling inspired by antique gas lanterns is offered in either Oxford Bronze with Clear Seeded glass, Black finish with Clear Beveled glass, and both finishes with Satin Etched glass. The assortment includes small and large one-light outdoor wall lanterns (with a flat bottom), as well as an additional design of small and large one-light outdoor wall lanterns (with finial on top and bottom) which can be mounted up or down, a one-light outdoor semi-flush convertible pendant and a one-light outdoor post lantern. Both incandescent lamping and ENERGY STAR-qualified LED lamping (for those fixtures with the Satin Etched glass) are available for most of the fixtures, and some can easily convert to LED by purchasing LED replacement lamps sold separately. | OUTDOOR | Kent | Outdoor Lighting | Black | 12 | Die Cast Aluminum | Clear Beveled Glass |  |  |  | 1 Medium A19 100w |  | 1 | No | [14 empty] | 0 | [12 empty] | 47 | 94 | 141 | L:8 3/8'' W:8 3/8'' H:15 1/4'' O:53 3/4'' |  |  | 8.375 | 8.375 | 15.25 | Screw Collar - Chain |  |  | 53.75 |  |  |  | No |  | No | [20 empty] | D:5'' DP:7/8'' Round |  |  |  |  | 72 | Black | 36 |  | Hardwired | 0 | 0 | 0 | 0 | 1 | 0 | 0 | 1 | 1 | 0 | 0 | 785652078507 | [16 empty] | cETL Damp | KENT 1L LG PEND-12 | One Light Outdoor Pendant |  | 60031-12.jpg | 60031.jpg
60031-746 | One Light Outdoor Pendant | Kent outdoor lighting fixtures by Sea Gull Lighting are crafted in die-cast aluminum for added durability to withstand harsh weather conditions. The traditional styling inspired by antique gas lanterns is offered in either Oxford Bronze with Clear Seeded glass, Black finish with Clear Beveled glass, and both finishes with Satin Etched glass. The assortment includes small and large one-light outdoor wall lanterns (with a flat bottom), as well as an additional design of small and large one-light outdoor wall lanterns (with finial on top and bottom) which can be mounted up or down, a one-light outdoor semi-flush convertible pendant and a one-light outdoor post lantern. Both incandescent lamping and ENERGY STAR-qualified LED lamping (for those fixtures with the Satin Etched glass) are available for most of the fixtures, and some can easily convert to LED by purchasing LED replacement lamps sold separately. | OUTDOOR | Kent | Outdoor Lighting | Oxford Bronze | 746 | Die Cast Aluminum | Clear Seeded Glass |  |  |  | 1 Medium A19 100w |  | 1 | No | [14 empty] | 0 | [12 empty] | 47 | 94 | 141 | L:8 3/8'' W:8 3/8'' H:15 1/4'' O:53 3/4'' |  |  | 8.375 | 8.375 | 15.25 | Screw Collar - Chain |  |  | 53.75 |  |  |  | No |  | No | [20 empty] | D:5'' DP:7/8'' Round |  |  |  |  | 72 | Black | 36 |  | Hardwired | 0 | 0 | 0 | 0 | 1 | 0 | 0 | 1 | 1 | 0 | 0 | 785652078514 | [16 empty] | cETL Damp | KENT 1L LG PEND-746 | One Light Outdoor Pendant |  | 60031-746.jpg | 60031.jpg
60048-185 | One Light Outdoor Pendant | The Yorktown outdoor lighting collection by Sea Gull Lighting is crafted in cast aluminum for added durability to withstand harsh weather conditions. The softly curved tiers and subtle strapping create transitional styling which complements a wide range of residential architecture. Offered in with Black or Forged Iron finish with Swirled Marbleized glass, the assortment includes a one-light outdoor pendant, as small one-light outdoor wall lantern with open bottom, medium and large one-light outdoor wall lanterns, a one-light outdoor post lantern and a two-light outdoor ceiling flush mount. Both incandescent lamping and ENERGY STAR-qualified LED lamping are available, and most of the fixtures easily convert to LED by purchasing LED replacement lamps sold separately. | OUTDOOR | Yorktown | Outdoor Lighting | Forged Iron | 185 | Die Cast Aluminum | Swirled Marbleize Glass |  |  |  | 1 Medium A19 100w |  | 1 | No | [14 empty] | 0 | [12 empty] | 54.98 | 109.96 | 164.94 | D:10'' H:17'' O:139'' | 6.3 | 10 |  |  | 17 | Center Lock-Up |  |  | 139 |  |  |  | No |  | No | [20 empty] | D:5'' DP:1 1/4'' Round |  |  |  |  | 120 | Black | 120 | N/A | Hardwired | 0 | 0 | 0 | 0 | 1 | 0 | 0 | 1 | 1 | 0 | 0 | 785652600418 | 11.5 | 11.5 | 19.25 | 7.9 | 1.473 | 175 | Yes | [8 empty] | ETL Damp | cETL Damp | YORKTOWN 1L PEND-185 | One Light Outdoor Pendant |  | 60048-185.jpg | 60048a.jpg
60048EN3-185 | One Light Outdoor Pendant | The Yorktown outdoor lighting collection by Sea Gull Lighting is crafted in cast aluminum for added durability to withstand harsh weather conditions. The softly curved tiers and subtle strapping create transitional styling which complements a wide range of residential architecture. Offered in with Black or Forged Iron finish with Swirled Marbleized glass, the assortment includes a one-light outdoor pendant, as small one-light outdoor wall lantern with open bottom, medium and large one-light outdoor wall lanterns, a one-light outdoor post lantern and a two-light outdoor ceiling flush mount. Both incandescent lamping and ENERGY STAR-qualified LED lamping are available, and most of the fixtures easily convert to LED by purchasing LED replacement lamps sold separately. | OUTDOOR | Yorktown | Outdoor Lighting | Forged Iron | 185 | Die Cast Aluminum | Swirled Marbleize Glass |  |  |  | 1 Medium A19 9.3w |  | 1 | Yes | [14 empty] | 0 | [12 empty] | 56.98 | 113.96 | 170.94 | D:10'' H:17'' O:139'' | 6.3 | 10 |  |  | 17 | Center Lock-Up |  |  | 139 |  |  |  | No |  | No | [20 empty] | D:5'' DP:1 1/4'' Round |  |  |  |  | 120 | Black | 120 | N/A | Hardwired | 0 | 0 | 0 | 1 | 1 | 0 | 0 | 0 | 1 | 0 | 0 | 785652050398 | 11.5 | 11.5 | 19.25 | 7.9 | 1.473 | 175 | Yes | [8 empty] | ETL Damp | cETL Damp | YORKTOWN 1L PEND-185 | One Light Outdoor Pendant |  | 60048EN3-185.jpg | 60048a.jpg
6008-02 | One Light Outdoor Semi-Flush Convertible Pendant | The Classico outdoor lighting collection by Sea Gull Lighting is a time honored standard. Its traditional styling harkens back to charming coach lights and has remained a staple of exterior home décor for years. Offered in a Polished Brass or Black finish, both with Clear Beveled glass, the best visual aesthetics are achieved when paired with clear bulbs. The assortment includes small, medium and large one-light outdoor wall lanterns, a one-light outdoor pendant which can be converted into a semi-flush ceiling fixture, and a one-light outdoor post lantern. Most of the fixtures easily convert to LED by purchasing LED replacement lamps sold separately. | OUTDOOR | Classico | Outdoor Lighting | Polished Brass | 2 | Brass | Clear Beveled Glass |  |  |  | 1 Medium A19 100w |  | 1 | No | [14 empty] | 0 | [12 empty] | 49.98 | 99.96 | 149.94 | D:7'' H:12 1/2'' O:63'' | 3.8 | 7 |  |  | 12.5 | Cap Nuts |  | 13 | 63 |  |  |  | No |  | No | [20 empty] | D:5'' H:3/4'' Round |  |  |  |  | 120 | Gold | 48 | N/A | Hardwired | 0 | 0 | 0 | 0 | 1 | 0 | 0 | 1 | 0 | 0 | 0 | 785652600821 | 8.25 | 8.25 | 14 | 4.9 | 0.551 | 100 | Yes | 2 | 10785652600828 | 19 | 11 | 16.25 | 11.85 | 1.965 | Yes | UL Damp | cUL Damp | CLASSICO 1L PEND-02 | One Light Outdoor Semi-Flush Convertible Pendant |  | 6008-02.jpg | 6008.jpg
6008-12 | One Light Outdoor Semi-Flush Convertible Pendant | The Classico outdoor lighting collection by Sea Gull Lighting is a time honored standard. Its traditional styling harkens back to charming coach lights and has remained a staple of exterior home décor for years. Offered in a Polished Brass or Black finish, both with Clear Beveled glass, the best visual aesthetics are achieved when paired with clear bulbs. The assortment includes small, medium and large one-light outdoor wall lanterns, a one-light outdoor pendant which can be converted into a semi-flush ceiling fixture, and a one-light outdoor post lantern. Most of the fixtures easily convert to LED by purchasing LED replacement lamps sold separately. | OUTDOOR | Classico | Outdoor Lighting | Black | 12 | Brass | Clear Beveled Glass |  |  |  | 1 Medium A19 100w |  | 1 | No | [14 empty] | 0 | [12 empty] | 49.98 | 99.96 | 149.94 | D:7'' H:12 1/2'' O:63'' | 3.8 | 7 |  |  | 12.5 | Cap Nuts |  | 13 | 63 |  |  |  | No |  | No | [20 empty] | D:5'' H:3/4'' Round |  |  |  |  | 120 | Black | 48 | N/A | Hardwired | 0 | 0 | 0 | 0 | 1 | 0 | 0 | 1 | 0 | 0 | 0 | 785652158919 | 8 | 7.25 | 12.25 | 4.7 | 0.411 | 93 | Yes | 2 | 10785652158916 | 15.25 | 9 | 13 | 10.3 | 1.033 | Yes | UL Damp | cUL Damp | CLASSICO 1L PEND-12 | One Light Outdoor Semi-Flush Convertible Pendant |  | 6008-12.png | 6008.jpg
60081-71 | Three Light Outdoor Pendant | Create a warm and inviting welcome day or night with the pagoda-inspired, transitional styling of the Hermitage outdoor lighting collection by Sea Gull Lighting offered in three, rich combinations -- Antique Bronze with Frosted glass (available with incandescent or ENERGY STAR-qualified LED lamping), Antique Bronze with Clear glass or Antique Brushed Nickel with Clear glass (some of which can easily convert to LED by purchasing LED replacement lamps sold separately). The assortment includes a small one-light outdoor wall lantern, a large one-light outdoor wall lantern, a three-light outdoor wall lantern, a three-light outdoor pendant and a three-light outdoor post lantern. | OUTDOOR | Hermitage | Outdoor Lighting | Antique Bronze | 71 | Aluminum | Clear Glass | D:8.375" |  |  | 3 Candelabra Torpedo 40w |  | 3 | No | [14 empty] | 0 | [12 empty] | 174.98 | 349.96 | 524.94 | D:11'' H:19'' O:69 1/2'' | 7.7 | 11 |  |  | 19 | Center Lock-Up |  |  | 69.5 |  |  |  | No |  | No | [20 empty] | D:6 1/2'' DP:1 3/8'' |  |  |  |  | 120 | Brown | 48 | N/A | Hardwired | 0 | 0 | 0 | 0 | 1 | 0 | 0 | 1 | 0 | 0 | 0 | 785652600876 | 13.5 | 13.5 | 20.5 | 24.42 | 2.162 | 93 | Yes | [8 empty] | UL Damp | cUL Damp | HERMITAGE 3L PEND-71 | Three Light Outdoor Pendant |  | 60081-71.jpg | 60081.jpg
60081-965 | Three Light Outdoor Pendant | Create a warm and inviting welcome day or night with the pagoda-inspired, transitional styling of the Hermitage outdoor lighting collection by Sea Gull Lighting offered in three, rich combinations -- Antique Bronze with Frosted glass (available with incandescent or ENERGY STAR-qualified LED lamping), Antique Bronze with Clear glass or Antique Brushed Nickel with Clear glass (some of which can easily convert to LED by purchasing LED replacement lamps sold separately). The assortment includes a small one-light outdoor wall lantern, a large one-light outdoor wall lantern, a three-light outdoor wall lantern, a three-light outdoor pendant and a three-light outdoor post lantern. | OUTDOOR | Hermitage | Outdoor Lighting | Antique Brushed Nickel | 965 | Brass | Clear Glass | D:8.375" |  |  | 3 Candelabra Torpedo 40w |  | 3 | No | [14 empty] | 0 | [12 empty] | 174.98 | 349.96 | 524.94 | D:11'' H:19'' O:69 1/2'' | 7.7 | 11 |  |  | 19 | Center Lock-Up |  |  | 69.5 |  |  |  | No |  | No | [20 empty] | D:6 1/2'' DP:1 3/8'' |  |  |  |  | 120 | Clear | 48 | N/A | Hardwired | 0 | 0 | 0 | 0 | 1 | 0 | 0 | 1 | 0 | 0 | 0 | 785652600845 | 13.5 | 13.5 | 20.5 | 10.35 | 2.162 | 175 | Yes | [8 empty] | UL Damp | cUL Damp | HERMITAGE 3L PEND-965 | Three Light Outdoor Pendant |  | 60081-965.jpg | 60081.jpg
60081EN-71 | Three Light Outdoor Pendant | Create a warm and inviting welcome day or night with the pagoda-inspired, transitional styling of the Hermitage outdoor lighting collection by Sea Gull Lighting offered in three, rich combinations -- Antique Bronze with Frosted glass (available with incandescent or ENERGY STAR-qualified LED lamping), Antique Bronze with Clear glass or Antique Brushed Nickel with Clear glass (some of which can easily convert to LED by purchasing LED replacement lamps sold separately). The assortment includes a small one-light outdoor wall lantern, a large one-light outdoor wall lantern, a three-light outdoor wall lantern, a three-light outdoor pendant and a three-light outdoor post lantern. | OUTDOOR | Hermitage | Outdoor Lighting | Antique Bronze | 71 | Aluminum | Clear Glass | D:8.375" |  |  | 3 Candelabra Torpedo 3.5w |  | 3 | Yes | [14 empty] | 0 | [12 empty] | 189.98 | 379.96 | 569.94 | D:11'' H:19'' O:69 1/2'' | 7.7 | 11 |  |  | 19 | Center Lock-Up |  |  | 69.5 |  |  |  | No |  | No | [20 empty] | D:6 1/2'' DP:1 3/8'' |  |  |  |  | 120 | Brown | 48 | N/A | Hardwired | 0 | 0 | 0 | 1 | 1 | 0 | 0 | 0 | 0 | 0 | 0 | 785652031298 | 20.5 | 13.5 | 13.5 | 24.5 | 2.162 | 93 | Yes | [8 empty] | UL Damp | cUL Damp | HERMITAGE 3L PEND-71 | Three Light Outdoor Pendant |  | 60081EN-71.jpg | 60081.jpg
60081EN-965 | Three Light Outdoor Pendant | Create a warm and inviting welcome day or night with the pagoda-inspired, transitional styling of the Hermitage outdoor lighting collection by Sea Gull Lighting offered in three, rich combinations -- Antique Bronze with Frosted glass (available with incandescent or ENERGY STAR-qualified LED lamping), Antique Bronze with Clear glass or Antique Brushed Nickel with Clear glass (some of which can easily convert to LED by purchasing LED replacement lamps sold separately). The assortment includes a small one-light outdoor wall lantern, a large one-light outdoor wall lantern, a three-light outdoor wall lantern, a three-light outdoor pendant and a three-light outdoor post lantern. | OUTDOOR | Hermitage | Outdoor Lighting | Antique Brushed Nickel | 965 | Brass | Clear Glass | D:8.375" |  |  | 3 Candelabra Torpedo 3.5w |  | 3 | Yes | [14 empty] | 0 | [12 empty] | 189.98 | 379.96 | 569.94 | D:11'' H:19'' O:69 1/2'' | 7.7 | 11 |  |  | 19 | Center Lock-Up |  |  | 69.5 |  |  |  | No |  | No | [20 empty] | D:6 1/2'' DP:1 3/8'' |  |  |  |  | 120 | Clear | 48 | N/A | Hardwired | 0 | 0 | 0 | 1 | 1 | 0 | 0 | 0 | 0 | 0 | 0 | 785652031311 | 13.5 | 13.5 | 20.5 | 10.35 | 2.162 | 175 | Yes | [8 empty] | UL Damp | cUL Damp | HERMITAGE 3L PEND-965 | Three Light Outdoor Pendant |  | 60081EN-965.jpg | 60081.jpg
60131-12 | One Light Outdoor Pendant | There is real curb appeal in the design details of the Herrington outdoor lighting collection by Sea Gull Lighting. Traditional elements are updated with contemporary lines with a sense of Asian-inspired styling. In a classic Black finish, the assortment is offered in both Clear Seeded and Etched White glass and includes a small and large one-light outdoor wall lanterns, a one-light outdoor pendant, a one-light outdoor post lantern and a two-light outdoor ceiling flush mount. Herrington is available in incandescent and ENERGY STAR-qualified LED models (Etched White Glass fixtures only), and all fixtures can easily convert to LED by purchasing LED replacement lamps sold separately. | OUTDOOR | Herrington | Outdoor Lighting | Black | 12 | Aluminum | Clear Seeded Glass | L:3.1875" W:5.1875" H:6.25" |  |  | 1 Medium A19 100w |  | 1 | No | [14 empty] | 0 | [12 empty] | 35.98 | N/A | 107.94 | L:7 1/4'' W:7 1/4'' H:11 1/4'' O:86'' | 4 |  | 7.25 | 7.25 | 11.25 | Center Lock-Up |  |  | 86 |  |  |  | No |  | No | [20 empty] | D:5'' H:1 3/16'' Round |  |  |  |  | 120 | Black | 72 |  | Hardwired | 0 | 0 | 0 | 0 | 1 | 0 | 0 | 1 | 1 | 0 | 0 | 785652601316 | 9.25 | 9 | 13 | 5 | 0.626 | 100 | Yes | [9 empty] | cETL Damp | HERRINGTON 1L PEND-12 | One Light Outdoor Pendant |  | 60131-12.jpg | 60131.jpg
6018-04 | One Light Pendant | While hanging globes are one of lighting's hottest trends, Sea Gull's timeless Leo Collection has been around for 50 years! Constantly evolving with the times, these classic pendants are now offered with NEW Clear Seeded glass and in Satin Aluminum finish. Adjustable cloth cords allow for unlimited variations of hanging heights. All glass softly diffuse the light, each fixture comes with 54” of cuttable cord to customize the installation exactly to your needs. Easily convert every piece in the collection to LED by purchasing LED replacement lamps sold separately. All fixtures are qualified and California Title 24 compliant and damp rated for use in sheltered, damp environments like bathrooms, covered patios or porches. | LINE VOLTAGE PENDANT | Leo - Hanging Globe | Pendants | Satin Aluminum | 4 | Aluminum |  |  |  | Smooth White Glass | 1 Medium A19 100w |  | 1 | No | [14 empty] | 0 | [12 empty] | 31.48 | 62.96 | 94.44 | D:8'' H:8 1/2'' O:56'' | 2 | 8 |  |  | 8.5 | Center Lock-Up |  |  | 56 |  |  |  | No |  | No | [20 empty] | D:5'' DP:1'' |  |  |  |  | 54 | Black |  |  | Hardwired | 0 | 0 | 0 | 0 | 1 | 0 | 0 | 1 | 0 | 0 | 0 | 785652024917 | 10.75 | 8.5 | 8.5 | 2.1 | 0.449 | 175 | Yes | 3 | 10785652024914 | 27.5 | 12 | 10 | 7.6 | 1.91 | Yes | UL Damp | cUL Damp | HANGING GLOBE 1L PEND-04 | One Light Pendant |  | 601891S-04.jpg | 601891S.jpg
6018-15 | One Light Pendant | While hanging globes are one of lighting's hottest trends, Sea Gull's timeless Leo Collection has been around for 50 years! Constantly evolving with the times, these classic pendants are now offered with NEW Clear Seeded glass and in Satin Aluminum finish. Adjustable cloth cords allow for unlimited variations of hanging heights. All glass softly diffuse the light, each fixture comes with 54” of cuttable cord to customize the installation exactly to your needs. Easily convert every piece in the collection to LED by purchasing LED replacement lamps sold separately. All fixtures are qualified and California Title 24 compliant and damp rated for use in sheltered, damp environments like bathrooms, covered patios or porches. | LINE VOLTAGE PENDANT | Leo - Hanging Globe | Pendants | White | 15 | Steel |  |  |  | Smooth White Glass | 1 Medium A19 100w |  | 1 | No | [14 empty] | 0 | [12 empty] | 32.98 | 65.96 | 98.94 | D:8'' H:8 1/2'' O:56'' | 2 | 8 |  |  | 8.5 | Center Lock-Up |  |  | 56 |  |  |  | No |  | No | [20 empty] | D:5'' DP:1'' |  |  |  |  | 54 | White |  | N/A | Hardwired | 0 | 0 | 0 | 0 | 1 | 0 | 0 | 1 | 0 | 0 | 0 | 785652601859 | 13.4 | 8.8 | 8.7 | 2.6 | 0.594 | 175 | Yes | 3 | 10785652601856 | 26.6 | 13.9 | 9.2 | 9.39 | 1.969 | Yes | UL Damp | cUL Damp | HANGING GLOBE 1L PEND-15 | One Light Pendant |  | 601891S-15.jpg | 601891S.jpg
6018-848 | One Light Pendant | While hanging globes are one of lighting's hottest trends, Sea Gull's timeless Leo Collection has been around for 50 years! Constantly evolving with the times, these classic pendants are now offered with NEW Clear Seeded glass and in Satin Aluminum finish. Adjustable cloth cords allow for unlimited variations of hanging heights. All glass softly diffuse the light, each fixture comes with 54” of cuttable cord to customize the installation exactly to your needs. Easily convert every piece in the collection to LED by purchasing LED replacement lamps sold separately. All fixtures are qualified and California Title 24 compliant and damp rated for use in sheltered, damp environments like bathrooms, covered patios or porches. | LINE VOLTAGE PENDANT | Leo - Hanging Globe | Pendants | Satin Bronze | 848 | Steel | Smooth White Glass | D:8" H:7.25" |  |  | 1 Medium A19 100w |  | 1 | No | [14 empty] | 0 | [12 empty] | 31.48 | 62.96 | 94.44 | D:8'' H:8 1/2'' O:56'' | 2 | 8 |  |  | 8.5 | Center Lock-Up |  |  | 56 |  |  |  | No |  | No | [20 empty] | D:5'' DP:1'' |  |  |  |  | 54 | Black |  |  | Hardwired | 0 | 0 | 0 | 0 | 1 | 0 | 0 | 1 | 0 | 0 | 0 | 785652070778 | 10.38 | 8.5 | 8.5 | 2.1 | 0.434 | 175 | Yes | 3 | 10785652070775 | 27.25 | 12.25 | 10 | 7.6 | 1.932 | Yes | UL Damp | cUL Damp | LEO H.G. 1L SM PEND-848 | One Light Pendant |  | 6018-848.jpg | 6018.jpg
601893S-04 | Small LED Pendant | While hanging globes are one of lighting's hottest trends, Sea Gull's timeless Leo Collection has been around for 50 years! Constantly evolving with the times, these classic pendants are now offered with NEW Clear Seeded glass and in Satin Aluminum finish. Adjustable cloth cords allow for unlimited variations of hanging heights. All glass softly diffuse the light, each fixture comes with 54” of cuttable cord to customize the installation exactly to your needs. Easily convert every piece in the collection to LED by purchasing LED replacement lamps sold separately. All fixtures are qualified and California Title 24 compliant and damp rated for use in sheltered, damp environments like bathrooms, covered patios or porches. | LINE VOLTAGE PENDANT | Leo - Hanging Globe | Pendants | Satin Aluminum | 4 | Aluminum | Smooth White Glass | D:8" H:7.25" |  |  |  |  | 1 | No | 700 | 3000 | 90 | 9 | 120 | 19 - Integrated | MODS - Modules |  | 5 | 100 | LED | 9 | 9 | 50000 | 0 | [12 empty] | 53.45 | 106.9 | 160.35 | D:8'' H:8 1/2'' O:56'' | 2 | 8 |  |  | 8.5 | Center Lock-Up |  |  | 56 |  |  |  | No |  | No | [20 empty] | D:5'' DP:1'' |  |  |  |  | 54 | Black |  |  | Hardwired | 0 | 0 | 0 | 0 | 1 | 0 | 0 | 0 | 0 | 0 | 0 | 785652064630 | 10.75 | 9 | 9.5 | 3 | 0.532 | 175 | Yes | 4 | 10785652064637 | 22.75 | 10 | 19 | 13.4 | 2.501 | Yes | UL Damp | cUL Damp | HANGING GLOBE LED PEND-04 | Small LED Pendant |  | 601893S-04.jpg | 601891s.jpg
601893S-15 | Small LED Pendant | While hanging globes are one of lighting's hottest trends, Sea Gull's timeless Leo Collection has been around for 50 years! Constantly evolving with the times, these classic pendants are now offered with NEW Clear Seeded glass and in Satin Aluminum finish. Adjustable cloth cords allow for unlimited variations of hanging heights. All glass softly diffuse the light, each fixture comes with 54” of cuttable cord to customize the installation exactly to your needs. Easily convert every piece in the collection to LED by purchasing LED replacement lamps sold separately. All fixtures are qualified and California Title 24 compliant and damp rated for use in sheltered, damp environments like bathrooms, covered patios or porches. | LINE VOLTAGE PENDANT | Leo - Hanging Globe | Pendants | White | 15 | Aluminum | Smooth White Glass | D:8" H:7.25" |  |  |  |  | 1 | No | 700 | 3000 | 90 | 9 | 120 | 19 - Integrated | MODS - Modules |  | 5 | 100 | LED | 9 | 9 | 50000 | 0 | [12 empty] | 53.45 | 106.9 | 160.35 | D:8'' H:8 1/2'' O:56'' | 2 | 8 |  |  | 8.5 | Center Lock-Up |  |  | 56 |  |  |  | No |  | No | [20 empty] | D:5'' DP:1'' |  |  |  |  | 54 | White |  |  | Hardwired | 0 | 0 | 0 | 0 | 1 | 0 | 0 | 0 | 0 | 0 | 0 | 785652064647 | 10.75 | 9.5 | 9 | 3 | 0.532 | 175 | Yes | 4 | 10785652064644 | 22.75 | 10 | 19 | 13.4 | 2.501 | Yes | UL Damp | cUL Damp | HANGING GLOBE LED PEND-15 | Small LED Pendant |  | 601893S-15.jpg | 601891S.jpg
601893S-848 | Small LED Pendant | While hanging globes are one of lighting's hottest trends, Sea Gull's timeless Leo Collection has been around for 50 years! Constantly evolving with the times, these classic pendants are now offered with NEW Clear Seeded glass and in Satin Aluminum finish. Adjustable cloth cords allow for unlimited variations of hanging heights. All glass softly diffuse the light, each fixture comes with 54” of cuttable cord to customize the installation exactly to your needs. Easily convert every piece in the collection to LED by purchasing LED replacement lamps sold separately. All fixtures are qualified and California Title 24 compliant and damp rated for use in sheltered, damp environments like bathrooms, covered patios or porches. | LINE VOLTAGE PENDANT | Leo - Hanging Globe | Pendants | Satin Bronze | 848 | Aluminum | Smooth White Glass | D:8" H:7.25" |  |  |  |  | 1 | No | 700 | 3000 | 90 | 9 | 120 | 19 - Integrated | MODS - Modules |  | 5 | 100 | LED | 9 | 9 | 50000 | 0 | [12 empty] | 55.98 | 111.96 | 167.94 | D:8'' H:8 1/2'' O:56'' | 2 | 8 |  |  | 8.5 | Center Lock-Up |  |  | 56 |  |  |  | No |  | No | [20 empty] | D:5'' DP:1'' |  |  |  |  | 54 | Black |  |  | Hardwired | 0 | 0 | 0 | 0 | 1 | 0 | 0 | 0 | 0 | 0 | 0 | 785652070785 | 10.58 | 9.38 | 9.25 | 2.6 | 0.531 | 175 | Yes | 4 | 10785652070782 | 22.5 | 19.18 | 10.18 | 11.5 | 2.542 | Yes | UL Damp | cUL Damp | LEO H.G. LED SM PEND-848 | Small LED Pendant |  | 601893S-848.jpg | 601891S.jpg
6018EN3-04 | One Light Pendant | While hanging globes are one of lighting's hottest trends, Sea Gull's timeless Leo Collection has been around for 50 years! Constantly evolving with the times, these classic pendants are now offered with NEW Clear Seeded glass and in Satin Aluminum finish. Adjustable cloth cords allow for unlimited variations of hanging heights. All glass softly diffuse the light, each fixture comes with 54” of cuttable cord to customize the installation exactly to your needs. Easily convert every piece in the collection to LED by purchasing LED replacement lamps sold separately. All fixtures are qualified and California Title 24 compliant and damp rated for use in sheltered, damp environments like bathrooms, covered patios or porches. | LINE VOLTAGE PENDANT | Leo - Hanging Globe | Pendants | Satin Aluminum | 4 | Aluminum |  |  |  | Smooth White Glass | 1 Medium A19 9.3w |  | 1 | Yes | [14 empty] | 0 | [12 empty] | 37.98 | 75.96 | 113.94 | D:8'' H:8 1/2'' O:56'' | 2 | 8 |  |  | 8.5 | Center Lock-Up |  |  | 56 |  |  |  | No |  | No | [20 empty] | D:5'' DP:1'' |  |  |  |  | 54 | Black |  |  | Hardwired | 0 | 0 | 0 | 1 | 1 | 0 | 0 | 0 | 0 | 0 | 0 | 785652050411 | 10.75 | 8.5 | 8.5 | 2.1 | 0.449 | 175 | Yes | 3 | 10785652050418 | 27.5 | 12 | 10 | 7.6 | 1.91 | Yes | UL Damp | cUL Damp | HANGING GLOBE 1L PEND-04 | One Light Pendant |  | 6018EN3-04.jpg | 601891s.jpg
6018EN3-15 | One Light Pendant | While hanging globes are one of lighting's hottest trends, Sea Gull's timeless Leo Collection has been around for 50 years! Constantly evolving with the times, these classic pendants are now offered with NEW Clear Seeded glass and in Satin Aluminum finish. Adjustable cloth cords allow for unlimited variations of hanging heights. All glass softly diffuse the light, each fixture comes with 54” of cuttable cord to customize the installation exactly to your needs. Easily convert every piece in the collection to LED by purchasing LED replacement lamps sold separately. All fixtures are qualified and California Title 24 compliant and damp rated for use in sheltered, damp environments like bathrooms, covered patios or porches. | LINE VOLTAGE PENDANT | Leo - Hanging Globe | Pendants | White | 15 | Steel |  |  |  | Smooth White Glass | 1 Medium A19 9.3w |  | 1 | Yes | [14 empty] | 0 | [12 empty] | 37.98 | 75.96 | 113.94 | D:8'' H:8 1/2'' O:56'' | 2 | 8 |  |  | 8.5 | Center Lock-Up |  |  | 56 |  |  |  | No |  | No | [20 empty] | D:5'' DP:1'' |  |  |  |  | 54 | White |  | N/A | Hardwired | 0 | 0 | 0 | 1 | 1 | 0 | 0 | 0 | 0 | 0 | 0 | 785652050428 | 13.4 | 8.8 | 8.7 | 2.6 | 0.594 | 175 | Yes | 3 | 10785652050425 | 26.6 | 13.9 | 9.2 | 9.4 | 1.969 | Yes | UL Damp | cUL Damp | HANGING GLOBE 1L PEND-15 | One Light Pendant |  | 6018EN3-15.jpg | 601891s.jpg
6018EN3-848 | One Light Pendant | While hanging globes are one of lighting's hottest trends, Sea Gull's timeless Leo Collection has been around for 50 years! Constantly evolving with the times, these classic pendants are now offered with NEW Clear Seeded glass and in Satin Aluminum finish. Adjustable cloth cords allow for unlimited variations of hanging heights. All glass softly diffuse the light, each fixture comes with 54” of cuttable cord to customize the installation exactly to your needs. Easily convert every piece in the collection to LED by purchasing LED replacement lamps sold separately. All fixtures are qualified and California Title 24 compliant and damp rated for use in sheltered, damp environments like bathrooms, covered patios or porches. | LINE VOLTAGE PENDANT | Leo - Hanging Globe | Pendants | Satin Bronze | 848 | Steel | Smooth White Glass | D:8" H:7.25" |  |  | 1 Medium A19 9.3w |  | 1 | Yes | [14 empty] | 0 | [12 empty] | 37.98 | 75.96 | 113.94 | D:8'' H:8 1/2'' O:56'' | 2 | 8 |  |  | 8.5 | Center Lock-Up |  |  | 56 |  |  |  | No |  | No | [20 empty] | D:5'' DP:1'' |  |  |  |  | 54 | Black |  |  | Hardwired | 0 | 0 | 0 | 1 | 1 | 0 | 0 | 0 | 0 | 0 | 0 | 785652072413 | 10.38 | 8.5 | 8.5 | 2.1 | 0.434 | 175 | Yes | 3 | 10785652072410 | 27.25 | 12.25 | 10 | 7.6 | 1.932 | Yes | UL Damp | cUL Damp | LEO H.G. 1L LED SM PEND-848 | One Light Pendant |  | 6018EN3-848.jpg | 6018.jpg
6020-04 | One Light Pendant | While hanging globes are one of lighting's hottest trends, Sea Gull's timeless Leo Collection has been around for 50 years! Constantly evolving with the times, these classic pendants are now offered with NEW Clear Seeded glass and in Satin Aluminum finish. Adjustable cloth cords allow for unlimited variations of hanging heights. All glass softly diffuse the light, each fixture comes with 54” of cuttable cord to customize the installation exactly to your needs. Easily convert every piece in the collection to LED by purchasing LED replacement lamps sold separately. All fixtures are qualified and California Title 24 compliant and damp rated for use in sheltered, damp environments like bathrooms, covered patios or porches. | LINE VOLTAGE PENDANT | Leo - Hanging Globe | Pendants | Satin Aluminum | 4 | Aluminum |  |  |  | Smooth White Glass | 1 Medium A19 150w |  | 1 | No | [14 empty] | 0 | [12 empty] | 42.98 | 85.96 | 128.94 | D:10'' H:10 3/4'' O:58'' | 2.9 | 10 |  |  | 10.75 | Center Lock-Up |  |  | 58 |  |  |  | No |  | No | [20 empty] | D:5'' DP:1'' |  |  |  |  | 54 | Black |  |  | Hardwired | 0 | 0 | 0 | 0 | 1 | 0 | 0 | 1 | 0 | 0 | 0 | 785652024924 | 14.25 | 12.25 | 12.25 | 3.8 | 1.237 | 250 | Yes | [8 empty] | UL Damp | cUL Damp | HANGING GLOBE 1L PEND-04 | One Light Pendant |  | 602091S-04.jpg | 602091S.jpg
6020-15 | One Light Pendant | While hanging globes are one of lighting's hottest trends, Sea Gull's timeless Leo Collection has been around for 50 years! Constantly evolving with the times, these classic pendants are now offered with NEW Clear Seeded glass and in Satin Aluminum finish. Adjustable cloth cords allow for unlimited variations of hanging heights. All glass softly diffuse the light, each fixture comes with 54” of cuttable cord to customize the installation exactly to your needs. Easily convert every piece in the collection to LED by purchasing LED replacement lamps sold separately. All fixtures are qualified and California Title 24 compliant and damp rated for use in sheltered, damp environments like bathrooms, covered patios or porches. | LINE VOLTAGE PENDANT | Leo - Hanging Globe | Pendants | White | 15 | Steel |  |  |  | Smooth White Glass | 1 Medium A19 150w |  | 1 | No | [14 empty] | 0 | [12 empty] | 45.48 | 90.96 | 136.44 | D:10'' H:10 3/4'' O:58'' | 2.9 | 10 |  |  | 10.75 | Center Lock-Up |  |  | 58 |  |  |  | No |  | No | [20 empty] | D:5'' DP:1'' |  |  |  |  | 54 | White |  | N/A | Hardwired | 0 | 0 | 0 | 0 | 1 | 0 | 0 | 1 | 0 | 0 | 0 | 785652602054 | 14.25 | 12.25 | 12.25 | 3.8 | 1.237 | 250 | Yes | [8 empty] | UL Damp | cUL Damp | HANGING GLOBE 1L PEND-15 | One Light Pendant |  | 6020-15.jpg | 602091S.jpg
6020-848 | One Light Pendant | While hanging globes are one of lighting's hottest trends, Sea Gull's timeless Leo Collection has been around for 50 years! Constantly evolving with the times, these classic pendants are now offered with NEW Clear Seeded glass and in Satin Aluminum finish. Adjustable cloth cords allow for unlimited variations of hanging heights. All glass softly diffuse the light, each fixture comes with 54” of cuttable cord to customize the installation exactly to your needs. Easily convert every piece in the collection to LED by purchasing LED replacement lamps sold separately. All fixtures are qualified and California Title 24 compliant and damp rated for use in sheltered, damp environments like bathrooms, covered patios or porches. | LINE VOLTAGE PENDANT | Leo - Hanging Globe | Pendants | Satin Bronze | 848 | Steel | Smooth White Glass | D:10" H:9.625" |  |  | 1 Medium A19 150w |  | 1 | No | [14 empty] | 0 | [12 empty] | 42.98 | 85.96 | 128.94 | D:10'' H:10 3/4'' O:58'' | 2.9 | 10 |  |  | 10.75 | Center Lock-Up |  |  | 58 |  |  |  | No |  | No | [20 empty] | D:5'' DP:1'' |  |  |  |  | 54 | White |  | N/A | Hardwired | 0 | 0 | 0 | 0 | 1 | 0 | 0 | 1 | 0 | 0 | 0 | 785652070792 | 14.25 | 12.5 | 12.5 | 3.8 | 1.289 | 250 | Yes | [8 empty] | UL Damp | cUL Damp | LEO H.G. 1L MD PEND-848 | One Light Pendant |  | 6020-848.jpg | 6020.jpg
602093S-04 | Medium LED Pendant | While hanging globes are one of lighting's hottest trends, Sea Gull's timeless Leo Collection has been around for 50 years! Constantly evolving with the times, these classic pendants are now offered with NEW Clear Seeded glass and in Satin Aluminum finish. Adjustable cloth cords allow for unlimited variations of hanging heights. All glass softly diffuse the light, each fixture comes with 54” of cuttable cord to customize the installation exactly to your needs. Easily convert every piece in the collection to LED by purchasing LED replacement lamps sold separately. All fixtures are qualified and California Title 24 compliant and damp rated for use in sheltered, damp environments like bathrooms, covered patios or porches. | LINE VOLTAGE PENDANT | Leo - Hanging Globe | Pendants | Satin Aluminum | 4 | Aluminum | Smooth White Glass | D:10" H:9.625" |  |  |  |  | 1 | No | 1000 | 3000 | 90 | 14 | 120 | 19 - Integrated | MODS - Modules |  | 5 | 100 | LED | 14 | 14 | 50000 | 0 | [12 empty] | 67.48 | 134.96 | 202.44 | D:10'' H:10 3/4'' O:58'' | 2.9 | 10 |  |  | 10.75 | Center Lock-Up |  |  | 58 |  |  |  | No |  | No | [20 empty] | D:5'' DP:1'' |  |  |  |  | 54 | Black |  |  | Hardwired | 0 | 0 | 0 | 0 | 1 | 0 | 0 | 0 | 0 | 0 | 0 | 785652064654 | 13 | 12 | 12 | 3.3 | 1.083 | 250 | Yes | [8 empty] | UL Damp | cUL Damp | HANGING GLOBE LED PEND-04 | Medium LED Pendant |  | 602093S-04.jpg | 602091S.jpg
602093S-15 | Medium LED Pendant | While hanging globes are one of lighting's hottest trends, Sea Gull's timeless Leo Collection has been around for 50 years! Constantly evolving with the times, these classic pendants are now offered with NEW Clear Seeded glass and in Satin Aluminum finish. Adjustable cloth cords allow for unlimited variations of hanging heights. All glass softly diffuse the light, each fixture comes with 54” of cuttable cord to customize the installation exactly to your needs. Easily convert every piece in the collection to LED by purchasing LED replacement lamps sold separately. All fixtures are qualified and California Title 24 compliant and damp rated for use in sheltered, damp environments like bathrooms, covered patios or porches. | LINE VOLTAGE PENDANT | Leo - Hanging Globe | Pendants | White | 15 | Aluminum | Smooth White Glass | D:10" H:9.625" |  |  |  |  | 1 | No | 1000 | 3000 | 90 | 14 | 120 | 19 - Integrated | MODS - Modules |  | 5 | 100 | LED | 14 | 14 | 50000 | 0 | [12 empty] | 67.48 | 134.96 | 202.44 | D:10'' H:10 3/4'' O:58'' | 2.9 | 10 |  |  | 10.75 | Center Lock-Up |  |  | 58 |  |  |  | No |  | No | [20 empty] | D:5'' DP:1'' |  |  |  |  | 54 | White |  |  | Hardwired | 0 | 0 | 0 | 0 | 1 | 0 | 0 | 0 | 0 | 0 | 0 | 785652064661 | 13 | 11.75 | 11.75 | 3.5 | 1.039 | 250 | Yes | [8 empty] | UL Damp | cUL Damp | HANGING GLOBE LED PEND-15 | Medium LED Pendant |  | 602093S-15.jpg | 602091S.jpg
602093S-848 | Medium LED Pendant | While hanging globes are one of lighting's hottest trends, Sea Gull's timeless Leo Collection has been around for 50 years! Constantly evolving with the times, these classic pendants are now offered with NEW Clear Seeded glass and in Satin Aluminum finish. Adjustable cloth cords allow for unlimited variations of hanging heights. All glass softly diffuse the light, each fixture comes with 54” of cuttable cord to customize the installation exactly to your needs. Easily convert every piece in the collection to LED by purchasing LED replacement lamps sold separately. All fixtures are qualified and California Title 24 compliant and damp rated for use in sheltered, damp environments like bathrooms, covered patios or porches. | LINE VOLTAGE PENDANT | Leo - Hanging Globe | Pendants | Satin Bronze | 848 | Aluminum | Smooth White Glass | D:10" H:9.625" |  |  |  |  | 1 | No | 1000 | 3000 | 90 | 14 | 120 | 19 - Integrated | MODS - Modules |  | 5 | 100 | LED | 14 | 14 | 50000 | 0 | [12 empty] | 67.48 | 134.96 | 202.44 | D:10'' H:10 3/4'' O:58'' | 2.9 | 10 |  |  | 10.75 | Center Lock-Up |  |  | 58 |  |  |  | No |  | No | [20 empty] | D:5'' DP:1'' |  |  |  |  | 54 | Black |  |  | Hardwired | 0 | 0 | 0 | 0 | 1 | 0 | 0 | 0 | 0 | 0 | 0 | 785652070808 | 13 | 12 | 11.75 | 3.5 | 1.061 | 250 | Yes | [8 empty] | UL Damp | cUL Damp | LEO H.G. LED MD PEND-848 | Medium LED Pendant |  | 602093S-848.jpg | 602091S.jpg
6020EN3-04 | One Light Pendant | While hanging globes are one of lighting's hottest trends, Sea Gull's timeless Leo Collection has been around for 50 years! Constantly evolving with the times, these classic pendants are now offered with NEW Clear Seeded glass and in Satin Aluminum finish. Adjustable cloth cords allow for unlimited variations of hanging heights. All glass softly diffuse the light, each fixture comes with 54” of cuttable cord to customize the installation exactly to your needs. Easily convert every piece in the collection to LED by purchasing LED replacement lamps sold separately. All fixtures are qualified and California Title 24 compliant and damp rated for use in sheltered, damp environments like bathrooms, covered patios or porches. | LINE VOLTAGE PENDANT | Leo - Hanging Globe | Pendants | Satin Aluminum | 4 | Aluminum |  |  |  | Smooth White Glass | 1 Medium A19 9.3w |  | 1 | Yes | [14 empty] | 0 | [12 empty] | 49.98 | 99.96 | 149.94 | D:10'' H:10 3/4'' O:58'' | 2.9 | 10 |  |  | 10.75 | Center Lock-Up |  |  | 58 |  |  |  | No |  | No | [20 empty] | D:5'' DP:1'' |  |  |  |  | 54 | Black |  |  | Hardwired | 0 | 0 | 0 | 1 | 1 | 0 | 0 | 0 | 0 | 0 | 0 | 785652050435 | 14.25 | 12.25 | 12.25 | 3.8 | 1.237 | 250 | Yes | [8 empty] | UL Damp | cUL Damp | HANGING GLOBE 1L PEND-04 | One Light Pendant |  | 6020EN3-04.jpg | 6020EN3.jpg
6020EN3-15 | One Light Pendant | While hanging globes are one of lighting's hottest trends, Sea Gull's timeless Leo Collection has been around for 50 years! Constantly evolving with the times, these classic pendants are now offered with NEW Clear Seeded glass and in Satin Aluminum finish. Adjustable cloth cords allow for unlimited variations of hanging heights. All glass softly diffuse the light, each fixture comes with 54” of cuttable cord to customize the installation exactly to your needs. Easily convert every piece in the collection to LED by purchasing LED replacement lamps sold separately. All fixtures are qualified and California Title 24 compliant and damp rated for use in sheltered, damp environments like bathrooms, covered patios or porches. | LINE VOLTAGE PENDANT | Leo - Hanging Globe | Pendants | White | 15 | Steel |  |  |  | Smooth White Glass | 1 Medium A19 9.3w |  | 1 | Yes | [14 empty] | 0 | [12 empty] | 49.98 | 99.96 | 149.94 | D:10'' H:10 3/4'' O:58'' | 2.9 | 10 |  |  | 10.75 | Center Lock-Up |  |  | 58 |  |  |  | No |  | No | [20 empty] | D:5'' DP:1'' |  |  |  |  | 54 | White |  | N/A | Hardwired | 0 | 0 | 0 | 1 | 1 | 0 | 0 | 0 | 0 | 0 | 0 | 785652050442 | 14.25 | 12.25 | 12.25 | 3.8 | 1.237 | 250 | Yes | [8 empty] | UL Damp | cUL Damp | HANGING GLOBE 1L PEND-15 | One Light Pendant |  | 6020EN3-15.jpg | 6020.jpg
6020EN3-848 | One Light Pendant | While hanging globes are one of lighting's hottest trends, Sea Gull's timeless Leo Collection has been around for 50 years! Constantly evolving with the times, these classic pendants are now offered with NEW Clear Seeded glass and in Satin Aluminum finish. Adjustable cloth cords allow for unlimited variations of hanging heights. All glass softly diffuse the light, each fixture comes with 54” of cuttable cord to customize the installation exactly to your needs. Easily convert every piece in the collection to LED by purchasing LED replacement lamps sold separately. All fixtures are qualified and California Title 24 compliant and damp rated for use in sheltered, damp environments like bathrooms, covered patios or porches. | LINE VOLTAGE PENDANT | Leo - Hanging Globe | Pendants | Satin Bronze | 848 | Steel | Smooth White Glass | D:10" H:9.625" |  |  | 1 Medium A19 9.3w |  | 1 | Yes | [14 empty] | 0 | [12 empty] | 49.98 | 99.96 | 149.94 | D:10'' H:10 3/4'' O:58'' | 2.9 | 10 |  |  | 10.75 | Center Lock-Up |  |  | 58 |  |  |  | No |  | No | [20 empty] | D:5'' DP:1'' |  |  |  |  | 54 | White |  | N/A | Hardwired | 0 | 0 | 0 | 1 | 1 | 0 | 0 | 0 | 0 | 0 | 0 | 785652072420 | 14.25 | 12.5 | 12.5 | 3.8 | 1.289 | 250 | Yes | [8 empty] | UL Damp | cUL Damp | LEO H.G. 1L LED MD PEND-848 | One Light Pendant |  | 6020EN3-848.jpg | 6020.jpg
6022-04 | One Light Pendant | While hanging globes are one of lighting's hottest trends, Sea Gull's timeless Leo Collection has been around for 50 years! Constantly evolving with the times, these classic pendants are now offered with NEW Clear Seeded glass and in Satin Aluminum finish. Adjustable cloth cords allow for unlimited variations of hanging heights. All glass softly diffuse the light, each fixture comes with 54” of cuttable cord to customize the installation exactly to your needs. Easily convert every piece in the collection to LED by purchasing LED replacement lamps sold separately. All fixtures are qualified and California Title 24 compliant and damp rated for use in sheltered, damp environments like bathrooms, covered patios or porches. | LINE VOLTAGE PENDANT | Leo - Hanging Globe | Pendants | Satin Aluminum | 4 | Aluminum |  |  |  | Smooth White Glass | 1 Medium A19 150w |  | 1 | No | [14 empty] | 0 | [12 empty] | 56.48 | 112.96 | 169.44 | D:12'' H:12 1/2'' O:60'' | 4.1 | 12 |  |  | 12.5 | Center Lock-Up |  |  | 60 |  |  |  | No |  | No | [20 empty] | D:5'' DP:1'' |  |  |  |  | 54 | Black |  |  | Hardwired | 0 | 0 | 0 | 0 | 1 | 0 | 0 | 1 | 0 | 0 | 0 | 785652024931 | 16.25 | 14.25 | 14.25 | 5.1 | 1.91 | 250 | Yes | [8 empty] | UL Damp | cUL Damp | HANGING GLOBE 1L PEND-04 | One Light Pendant |  | 602291S-04.jpg | 602291S.jpg
6022-15 | One Light Pendant | While hanging globes are one of lighting's hottest trends, Sea Gull's timeless Leo Collection has been around for 50 years! Constantly evolving with the times, these classic pendants are now offered with NEW Clear Seeded glass and in Satin Aluminum finish. Adjustable cloth cords allow for unlimited variations of hanging heights. All glass softly diffuse the light, each fixture comes with 54” of cuttable cord to customize the installation exactly to your needs. Easily convert every piece in the collection to LED by purchasing LED replacement lamps sold separately. All fixtures are qualified and California Title 24 compliant and damp rated for use in sheltered, damp environments like bathrooms, covered patios or porches. | LINE VOLTAGE PENDANT | Leo - Hanging Globe | Pendants | White | 15 | Steel |  |  |  | Smooth White Glass | 1 Medium A19 150w |  | 1 | No | [14 empty] | 0 | [12 empty] | 60.48 | 120.96 | 181.44 | D:12'' H:12 1/2'' O:60'' | 4.1 | 12 |  |  | 12.5 | Center Lock-Up |  |  | 60 |  |  |  | No |  | No | [20 empty] | D:5'' DP:1'' |  |  |  |  | 54 | White |  | N/A | Hardwired | 0 | 0 | 0 | 0 | 1 | 0 | 0 | 1 | 0 | 0 | 0 | 785652602252 | 16.25 | 14.25 | 14.25 | 5.1 | 1.91 | 250 | Yes | [8 empty] | UL Damp | cUL Damp | HANGING GLOBE 1L PEND-15 | One Light Pendant |  | 6022-15.jpg | 602291S.jpg
6022-848 | One Light Pendant | While hanging globes are one of lighting's hottest trends, Sea Gull's timeless Leo Collection has been around for 50 years! Constantly evolving with the times, these classic pendants are now offered with NEW Clear Seeded glass and in Satin Aluminum finish. Adjustable cloth cords allow for unlimited variations of hanging heights. All glass softly diffuse the light, each fixture comes with 54” of cuttable cord to customize the installation exactly to your needs. Easily convert every piece in the collection to LED by purchasing LED replacement lamps sold separately. All fixtures are qualified and California Title 24 compliant and damp rated for use in sheltered, damp environments like bathrooms, covered patios or porches. | LINE VOLTAGE PENDANT | Leo - Hanging Globe | Pendants | Satin Bronze | 848 | Steel | Smooth White Glass | D:12" H:11.1875" |  |  | 1 Medium A19 150w |  | 1 | No | [14 empty] | 0 | [12 empty] | 56.48 | 112.96 | 169.44 | D:12'' H:12 1/2'' O:60'' | 4.1 | 12 |  |  | 12.5 | Center Lock-Up |  |  | 60 |  |  |  | No |  | No | [20 empty] | D:5'' DP:1'' |  |  |  |  | 54 | Black |  |  | Hardwired | 0 | 0 | 0 | 0 | 1 | 0 | 0 | 1 | 0 | 0 | 0 | 785652070815 | 16 | 14.38 | 14.38 | 5.2 | 1.915 | 250 | Yes | [8 empty] | UL Damp | cUL Damp | LEO H.G. 1L LG PEND-848 | One Light Pendant |  | 6022-848.jpg | 6022.jpg
602293S-04 | Large LED Pendant | While hanging globes are one of lighting's hottest trends, Sea Gull's timeless Leo Collection has been around for 50 years! Constantly evolving with the times, these classic pendants are now offered with NEW Clear Seeded glass and in Satin Aluminum finish. Adjustable cloth cords allow for unlimited variations of hanging heights. All glass softly diffuse the light, each fixture comes with 54” of cuttable cord to customize the installation exactly to your needs. Easily convert every piece in the collection to LED by purchasing LED replacement lamps sold separately. All fixtures are qualified and California Title 24 compliant and damp rated for use in sheltered, damp environments like bathrooms, covered patios or porches. | LINE VOLTAGE PENDANT | Leo - Hanging Globe | Pendants | Satin Aluminum | 4 | Aluminum | Smooth White Glass | D:12" H:11.1875" |  |  |  |  | 1 | No | 1000 | 3000 | 90 | 14 | 120 | 19 - Integrated | MODS - Modules |  | 5 | 100 | LED | 14 | 14 | 50000 | 0 | [12 empty] | 80.98 | 161.96 | 242.94 | D:12'' H:12 1/2'' O:60'' | 4.2 | 12 |  |  | 12.5 | Center Lock-Up |  |  | 60 |  |  |  | No |  | No | [20 empty] | D:5'' DP:1'' |  |  |  |  | 54 | Black |  |  | Hardwired | 0 | 0 | 0 | 0 | 1 | 0 | 0 | 0 | 0 | 0 | 0 | 785652064678 | 15.5 | 13.75 | 14 | 5.1 | 1.727 | 250 | Yes | [8 empty] | UL Damp | cUL Damp | HANGING GLOBE LED LEND-04 | Large LED Pendant |  | 602293S-04.jpg | 602291S.jpg
602293S-15 | Large LED Pendant | While hanging globes are one of lighting's hottest trends, Sea Gull's timeless Leo Collection has been around for 50 years! Constantly evolving with the times, these classic pendants are now offered with NEW Clear Seeded glass and in Satin Aluminum finish. Adjustable cloth cords allow for unlimited variations of hanging heights. All glass softly diffuse the light, each fixture comes with 54” of cuttable cord to customize the installation exactly to your needs. Easily convert every piece in the collection to LED by purchasing LED replacement lamps sold separately. All fixtures are qualified and California Title 24 compliant and damp rated for use in sheltered, damp environments like bathrooms, covered patios or porches. | LINE VOLTAGE PENDANT | Leo - Hanging Globe | Pendants | White | 15 | Aluminum | Smooth White Glass | D:12" H:11.1875" |  |  |  |  | 1 | No | 1000 | 3000 | 90 | 14 | 120 | 19 - Integrated | MODS - Modules |  | 5 | 100 | LED | 14 | 14 | 50000 | 0 | [12 empty] | 80.98 | 161.96 | 242.94 | D:12'' H:12 1/2'' O:60'' | 4.2 | 12 |  |  | 12.5 | Center Lock-Up |  |  | 60 |  |  |  | No |  | No | [20 empty] | D:5'' DP:1'' |  |  |  |  | 54 | White |  |  | Hardwired | 0 | 0 | 0 | 0 | 1 | 0 | 0 | 0 | 0 | 0 | 0 | 785652064685 | 15.5 | 13.75 | 14 | 5.1 | 1.727 | 250 | Yes | [8 empty] | UL Damp | cUL Damp | HANGING GLOBE LED LEND-15 | Large LED Pendant |  | 602293S-15.jpg | 602291S.jpg
602293S-848 | Large LED Pendant | While hanging globes are one of lighting's hottest trends, Sea Gull's timeless Leo Collection has been around for 50 years! Constantly evolving with the times, these classic pendants are now offered with NEW Clear Seeded glass and in Satin Aluminum finish. Adjustable cloth cords allow for unlimited variations of hanging heights. All glass softly diffuse the light, each fixture comes with 54” of cuttable cord to customize the installation exactly to your needs. Easily convert every piece in the collection to LED by purchasing LED replacement lamps sold separately. All fixtures are qualified and California Title 24 compliant and damp rated for use in sheltered, damp environments like bathrooms, covered patios or porches. | LINE VOLTAGE PENDANT | Leo - Hanging Globe | Pendants | Satin Bronze | 848 | Aluminum | Smooth White Glass | D:12" H:11.1875" |  |  |  |  | 1 | No | 1000 | 3000 | 90 | 14 | 120 | 19 - Integrated | MODS - Modules |  | 5 | 100 | LED | 14 | 14 | 50000 | 0 | [12 empty] | 80.98 | 161.96 | 242.94 | D:12'' H:12 1/2'' O:60'' | 4.2 | 12 |  |  | 12.5 | Center Lock-Up |  |  | 60 |  |  |  | No |  | No | [20 empty] | D:5'' DP:1'' |  |  |  |  | 54 | Black |  |  | Hardwired | 0 | 0 | 0 | 0 | 1 | 0 | 0 | 0 | 0 | 0 | 0 | 785652070822 | 15.25 | 14 | 14 | 4.8 | 1.73 | 250 | Yes | [8 empty] | UL Damp | cUL Damp | LEO H.G. LED LG LEND-848 | Large LED Pendant |  | 602293S-848.jpg | 602291S.jpg
6022EN3-04 | One Light Pendant | While hanging globes are one of lighting's hottest trends, Sea Gull's timeless Leo Collection has been around for 50 years! Constantly evolving with the times, these classic pendants are now offered with NEW Clear Seeded glass and in Satin Aluminum finish. Adjustable cloth cords allow for unlimited variations of hanging heights. All glass softly diffuse the light, each fixture comes with 54” of cuttable cord to customize the installation exactly to your needs. Easily convert every piece in the collection to LED by purchasing LED replacement lamps sold separately. All fixtures are qualified and California Title 24 compliant and damp rated for use in sheltered, damp environments like bathrooms, covered patios or porches. | LINE VOLTAGE PENDANT | Leo - Hanging Globe | Pendants | Satin Aluminum | 4 | Aluminum |  |  |  | Smooth White Glass | 1 Medium A19 9.3w |  | 1 | Yes | [14 empty] | 0 | [12 empty] | 64.48 | 128.96 | 193.44 | D:12'' H:12 1/2'' O:60'' | 4.1 | 12 |  |  | 12.5 | Center Lock-Up |  |  | 60 |  |  |  | No |  | No | [20 empty] | D:5'' DP:1'' |  |  |  |  | 54 | Black |  |  | Hardwired | 0 | 0 | 0 | 1 | 1 | 0 | 0 | 0 | 0 | 0 | 0 | 785652050459 | 16.25 | 14.25 | 14.25 | 5.1 | 1.91 | 250 | Yes | [8 empty] | UL Damp | cUL Damp | HANGING GLOBE 1L PEND-04 | One Light Pendant |  | 6022EN3-04.jpg | 6022.jpg
6022EN3-15 | One Light Pendant | While hanging globes are one of lighting's hottest trends, Sea Gull's timeless Leo Collection has been around for 50 years! Constantly evolving with the times, these classic pendants are now offered with NEW Clear Seeded glass and in Satin Aluminum finish. Adjustable cloth cords allow for unlimited variations of hanging heights. All glass softly diffuse the light, each fixture comes with 54” of cuttable cord to customize the installation exactly to your needs. Easily convert every piece in the collection to LED by purchasing LED replacement lamps sold separately. All fixtures are qualified and California Title 24 compliant and damp rated for use in sheltered, damp environments like bathrooms, covered patios or porches. | LINE VOLTAGE PENDANT | Leo - Hanging Globe | Pendants | White | 15 | Steel |  |  |  | Smooth White Glass | 1 Medium A19 9.3w |  | 1 | Yes | [14 empty] | 0 | [12 empty] | 64.48 | 128.96 | 193.44 | D:12'' H:12 1/2'' O:60'' | 4.1 | 12 |  |  | 12.5 | Center Lock-Up |  |  | 60 |  |  |  | No |  | No | [20 empty] | D:5'' DP:1'' |  |  |  |  | 54 | White |  | N/A | Hardwired | 0 | 0 | 0 | 1 | 1 | 0 | 0 | 0 | 0 | 0 | 0 | 785652050466 | 16.25 | 14.25 | 14.25 | 5.1 | 1.91 | 250 | Yes | [8 empty] | UL Damp | cUL Damp | HANGING GLOBE 1L PEND-15 | One Light Pendant |  | 6022EN3-15.jpg | 6022.jpg
6022EN3-848 | One Light Pendant | While hanging globes are one of lighting's hottest trends, Sea Gull's timeless Leo Collection has been around for 50 years! Constantly evolving with the times, these classic pendants are now offered with NEW Clear Seeded glass and in Satin Aluminum finish. Adjustable cloth cords allow for unlimited variations of hanging heights. All glass softly diffuse the light, each fixture comes with 54” of cuttable cord to customize the installation exactly to your needs. Easily convert every piece in the collection to LED by purchasing LED replacement lamps sold separately. All fixtures are qualified and California Title 24 compliant and damp rated for use in sheltered, damp environments like bathrooms, covered patios or porches. | LINE VOLTAGE PENDANT | Leo - Hanging Globe | Pendants | Satin Bronze | 848 | Steel | Smooth White Glass | D:12" H:11.1875" |  |  | 1 Medium A19 9.3w |  | 1 | Yes | [14 empty] | 0 | [12 empty] | 64.48 | 128.96 | 193.44 | D:12'' H:12 1/2'' O:60'' | 4.1 | 12 |  |  | 12.5 | Center Lock-Up |  |  | 60 |  |  |  | No |  | No | [20 empty] | D:5'' DP:1'' |  |  |  |  | 54 | Black |  |  | Hardwired | 0 | 0 | 0 | 1 | 1 | 0 | 0 | 0 | 0 | 0 | 0 | 785652072437 | 16 | 14.38 | 14.38 | 5.2 | 1.915 | 250 | Yes | [8 empty] | UL Damp | cUL Damp | LEO H.G. 1L LED LG PEND-848 | One Light Pendant |  | 6022EN3-848.jpg | 6022.jpg
6024-04 | One Light Pendant | While hanging globes are one of lighting's hottest trends, Sea Gull's timeless Leo Collection has been around for 50 years! Constantly evolving with the times, these classic pendants are now offered with NEW Clear Seeded glass and in Satin Aluminum finish. Adjustable cloth cords allow for unlimited variations of hanging heights. All glass softly diffuse the light, each fixture comes with 54” of cuttable cord to customize the installation exactly to your needs. Easily convert every piece in the collection to LED by purchasing LED replacement lamps sold separately. All fixtures are qualified and California Title 24 compliant and damp rated for use in sheltered, damp environments like bathrooms, covered patios or porches. | LINE VOLTAGE PENDANT | Leo - Hanging Globe | Pendants | Satin Aluminum | 4 | Aluminum |  |  |  | Smooth White Glass | 1 Medium A19 150w |  | 1 | No | [14 empty] | 0 | [12 empty] | 70.98 | 141.96 | 212.94 | D:14'' H:14 3/4'' O:62'' | 5.8 | 14 |  |  | 14.75 | Center Lock-Up |  |  | 62 |  |  |  | No |  | No | [20 empty] | D:5'' DP:1'' |  |  |  |  | 54 | Black |  |  | Hardwired | 0 | 0 | 0 | 0 | 1 | 0 | 0 | 1 | 0 | 0 | 0 | 785652024948 | 18.75 | 16.5 | 16.5 | 7.3 | 2.954 | 250 | Yes | [8 empty] | UL Damp | cUL Damp | HANGING GLOBE 1L PEND-04 | One Light Pendant |  | 602491S-04.jpg | 602491S.jpg
6024-15 | One Light Pendant | While hanging globes are one of lighting's hottest trends, Sea Gull's timeless Leo Collection has been around for 50 years! Constantly evolving with the times, these classic pendants are now offered with NEW Clear Seeded glass and in Satin Aluminum finish. Adjustable cloth cords allow for unlimited variations of hanging heights. All glass softly diffuse the light, each fixture comes with 54” of cuttable cord to customize the installation exactly to your needs. Easily convert every piece in the collection to LED by purchasing LED replacement lamps sold separately. All fixtures are qualified and California Title 24 compliant and damp rated for use in sheltered, damp environments like bathrooms, covered patios or porches. | LINE VOLTAGE PENDANT | Leo - Hanging Globe | Pendants | White | 15 | Steel |  |  |  | Smooth White Glass | 1 Medium A19 150w |  | 1 | No | [14 empty] | 0 | [12 empty] | 73.48 | 146.96 | 220.44 | D:14'' H:14 3/4'' O:62'' | 5.8 | 14 |  |  | 14.75 | Center Lock-Up |  |  | 62 |  |  |  | No |  | No | [20 empty] | D:5'' DP:1'' |  |  |  |  | 54 | White |  | N/A | Hardwired | 0 | 0 | 0 | 0 | 1 | 0 | 0 | 1 | 0 | 0 | 0 | 785652602450 | 18.75 | 16.5 | 16.5 | 7.3 | 2.954 | 250 | Yes | [8 empty] | UL Damp | cUL Damp | HANGING GLOBE 1L PEND-15 | One Light Pendant |  | 6024-15.jpg | 602491S.jpg
6024-848 | One Light Pendant | While hanging globes are one of lighting's hottest trends, Sea Gull's timeless Leo Collection has been around for 50 years! Constantly evolving with the times, these classic pendants are now offered with NEW Clear Seeded glass and in Satin Aluminum finish. Adjustable cloth cords allow for unlimited variations of hanging heights. All glass softly diffuse the light, each fixture comes with 54” of cuttable cord to customize the installation exactly to your needs. Easily convert every piece in the collection to LED by purchasing LED replacement lamps sold separately. All fixtures are qualified and California Title 24 compliant and damp rated for use in sheltered, damp environments like bathrooms, covered patios or porches. | LINE VOLTAGE PENDANT | Leo - Hanging Globe | Pendants | Satin Bronze | 848 | Steel | Smooth White Glass | D:14" H:13.375" |  |  | 1 Medium A19 150w |  | 1 | No | [14 empty] | 0 | [12 empty] | 70.98 | 141.96 | 212.94 | D:14'' H:14 3/4'' O:62'' | 5.8 | 14 |  |  | 14.75 | Center Lock-Up |  |  | 62 |  |  |  | No |  | No | [20 empty] | D:5'' DP:1'' |  |  |  |  | 54 | Black |  |  | Hardwired | 0 | 0 | 0 | 0 | 1 | 0 | 0 | 1 | 0 | 0 | 0 | 785652070839 | 18.25 | 16.58 | 16.58 | 6.5 | 2.903 | 250 | Yes | [8 empty] | UL Damp | cUL Damp | LEO H.G. 1L XL PEND-848 | One Light Pendant |  | 6024-848.jpg | 6024.jpg
602493S-04 | Extra Large LED Pendant | While hanging globes are one of lighting's hottest trends, Sea Gull's timeless Leo Collection has been around for 50 years! Constantly evolving with the times, these classic pendants are now offered with NEW Clear Seeded glass and in Satin Aluminum finish. Adjustable cloth cords allow for unlimited variations of hanging heights. All glass softly diffuse the light, each fixture comes with 54” of cuttable cord to customize the installation exactly to your needs. Easily convert every piece in the collection to LED by purchasing LED replacement lamps sold separately. All fixtures are qualified and California Title 24 compliant and damp rated for use in sheltered, damp environments like bathrooms, covered patios or porches. | LINE VOLTAGE PENDANT | Leo - Hanging Globe | Pendants | Satin Aluminum | 4 | Aluminum | Smooth White Glass | D:14" H:13.375" |  |  |  |  | 1 | No | 1000 | 3000 | 90 | 14 | 120 | 19 - Integrated | MODS - Modules |  | 5 | 100 | LED | 14 | 14 | 50000 | 0 | [12 empty] | 95.98 | 191.96 | 287.94 | D:14'' H:14 3/4'' O:62'' | 5.8 | 14 |  |  | 14.75 | Center Lock-Up |  |  | 62 |  |  |  | No |  | No | [20 empty] | D:5'' DP:1'' |  |  |  |  | 54 | Black |  |  | Hardwired | 0 | 0 | 0 | 0 | 1 | 0 | 0 | 0 | 0 | 0 | 0 | 785652064692 | 15.5 | 16 | 17.75 | 6.4 | 2.547 | 250 | Yes | [8 empty] | UL Damp | cUL Damp | HANGING GLOBE LED PEND-04 | Extra Large LED Pendant |  | 602493S-04.jpg | 602491S.jpg
602493S-15 | Extra Large LED Pendant | While hanging globes are one of lighting's hottest trends, Sea Gull's timeless Leo Collection has been around for 50 years! Constantly evolving with the times, these classic pendants are now offered with NEW Clear Seeded glass and in Satin Aluminum finish. Adjustable cloth cords allow for unlimited variations of hanging heights. All glass softly diffuse the light, each fixture comes with 54” of cuttable cord to customize the installation exactly to your needs. Easily convert every piece in the collection to LED by purchasing LED replacement lamps sold separately. All fixtures are qualified and California Title 24 compliant and damp rated for use in sheltered, damp environments like bathrooms, covered patios or porches. | LINE VOLTAGE PENDANT | Leo - Hanging Globe | Pendants | White | 15 | Aluminum | Smooth White Glass | D:14" H:13.375" |  |  |  |  | 1 | No | 1000 | 3000 | 90 | 14 | 120 | 19 - Integrated | MODS - Modules |  | 5 | 100 | LED | 14 | 14 | 50000 | 0 | [12 empty] | 95.98 | 191.96 | 287.94 | D:14'' H:14 3/4'' O:62'' | 5.8 | 14 |  |  | 14.75 | Center Lock-Up |  |  | 62 |  |  |  | No |  | No | [20 empty] | D:5'' DP:1'' |  |  |  |  | 54 | White |  |  | Hardwired | 0 | 0 | 0 | 0 | 1 | 0 | 0 | 0 | 0 | 0 | 0 | 785652064708 | 15.5 | 16 | 17.75 | 6.4 | 2.547 | 250 | Yes | [8 empty] | UL Damp | cUL Damp | HANGING GLOBE LED PEND-15 | Extra Large LED Pendant |  | 602493S-15.jpg | 602491S.jpg
602493S-848 | Extra Large LED Pendant | While hanging globes are one of lighting's hottest trends, Sea Gull's timeless Leo Collection has been around for 50 years! Constantly evolving with the times, these classic pendants are now offered with NEW Clear Seeded glass and in Satin Aluminum finish. Adjustable cloth cords allow for unlimited variations of hanging heights. All glass softly diffuse the light, each fixture comes with 54” of cuttable cord to customize the installation exactly to your needs. Easily convert every piece in the collection to LED by purchasing LED replacement lamps sold separately. All fixtures are qualified and California Title 24 compliant and damp rated for use in sheltered, damp environments like bathrooms, covered patios or porches. | LINE VOLTAGE PENDANT | Leo - Hanging Globe | Pendants | Satin Bronze | 848 | Aluminum | Smooth White Glass | D:14" H:13.375" |  |  |  |  | 1 | No | 1000 | 3000 | 90 | 14 | 120 | 19 - Integrated | MODS - Modules |  | 5 | 100 | LED | 14 | 14 | 50000 | 0 | [12 empty] | 95.98 | 191.96 | 287.94 | D:14'' H:14 3/4'' O:62'' | 5 | 14 |  |  | 14.75 | Center Lock-Up |  |  | 62 |  |  |  | No |  | No | [20 empty] | D:5'' DP:1'' |  |  |  |  | 54 | Black |  |  | Hardwired | 0 | 0 | 0 | 0 | 1 | 0 | 0 | 0 | 0 | 0 | 0 | 785652070846 | 17.5 | 15.78 | 15.58 | 5.7 | 2.49 | 250 | Yes | [8 empty] | UL Damp | cUL Damp | LEO H.G. LED XL PEND-848 | Extra Large LED Pendant |  | 602493S-848.jpg | 602491S.jpg
6024EN3-04 | One Light Pendant | While hanging globes are one of lighting's hottest trends, Sea Gull's timeless Leo Collection has been around for 50 years! Constantly evolving with the times, these classic pendants are now offered with NEW Clear Seeded glass and in Satin Aluminum finish. Adjustable cloth cords allow for unlimited variations of hanging heights. All glass softly diffuse the light, each fixture comes with 54” of cuttable cord to customize the installation exactly to your needs. Easily convert every piece in the collection to LED by purchasing LED replacement lamps sold separately. All fixtures are qualified and California Title 24 compliant and damp rated for use in sheltered, damp environments like bathrooms, covered patios or porches. | LINE VOLTAGE PENDANT | Leo - Hanging Globe | Pendants | Satin Aluminum | 4 | Aluminum |  |  |  | Smooth White Glass | 1 Medium A19 9.3w |  | 1 | Yes | [14 empty] | 0 | [12 empty] | 79.98 | 159.96 | 239.94 | D:14'' H:14 3/4'' O:62'' | 5.8 | 14 |  |  | 14.75 | Center Lock-Up |  |  | 62 |  |  |  | No |  | No | [20 empty] | D:5'' DP:1'' |  |  |  |  | 54 | Black |  |  | Hardwired | 0 | 0 | 0 | 1 | 1 | 0 | 0 | 0 | 0 | 0 | 0 | 785652050473 | 18.75 | 16.5 | 16.5 | 7.3 | 2.954 | 250 | Yes | [8 empty] | UL Damp | cUL Damp | HANGING GLOBE 1L PEND-04 | One Light Pendant |  | 6024EN3-04.jpg | 6024.jpg
6024EN3-15 | One Light Pendant | While hanging globes are one of lighting's hottest trends, Sea Gull's timeless Leo Collection has been around for 50 years! Constantly evolving with the times, these classic pendants are now offered with NEW Clear Seeded glass and in Satin Aluminum finish. Adjustable cloth cords allow for unlimited variations of hanging heights. All glass softly diffuse the light, each fixture comes with 54” of cuttable cord to customize the installation exactly to your needs. Easily convert every piece in the collection to LED by purchasing LED replacement lamps sold separately. All fixtures are qualified and California Title 24 compliant and damp rated for use in sheltered, damp environments like bathrooms, covered patios or porches. | LINE VOLTAGE PENDANT | Leo - Hanging Globe | Pendants | White | 15 | Steel |  |  |  | Smooth White Glass | 1 Medium A19 9.3w |  | 1 | Yes | [14 empty] | 0 | [12 empty] | 79.98 | 159.96 | 239.94 | D:14'' H:14 3/4'' O:62'' | 5.8 | 14 |  |  | 14.75 | Center Lock-Up |  |  | 62 |  |  |  | No |  | No | [20 empty] | D:5'' DP:1'' |  |  |  |  | 54 | White |  | N/A | Hardwired | 0 | 0 | 0 | 1 | 1 | 0 | 0 | 0 | 0 | 0 | 0 | 785652050480 | 18.75 | 16.5 | 16.5 | 7.3 | 2.954 | 250 | Yes | [8 empty] | UL Damp | cUL Damp | HANGING GLOBE 1L PEND-15 | One Light Pendant |  | 6024EN3-15.jpg | 6024.jpg
6024EN3-848 | One Light Pendant | While hanging globes are one of lighting's hottest trends, Sea Gull's timeless Leo Collection has been around for 50 years! Constantly evolving with the times, these classic pendants are now offered with NEW Clear Seeded glass and in Satin Aluminum finish. Adjustable cloth cords allow for unlimited variations of hanging heights. All glass softly diffuse the light, each fixture comes with 54” of cuttable cord to customize the installation exactly to your needs. Easily convert every piece in the collection to LED by purchasing LED replacement lamps sold separately. All fixtures are qualified and California Title 24 compliant and damp rated for use in sheltered, damp environments like bathrooms, covered patios or porches. | LINE VOLTAGE PENDANT | Leo - Hanging Globe | Pendants | Satin Bronze | 848 | Steel | Smooth White Glass | D:14" H:13.375" |  |  | 1 Medium A19 9.3w |  | 1 | Yes | [14 empty] | 0 | [12 empty] | 79.98 | 159.96 | 239.94 | D:14'' H:14 3/4'' O:62'' | 5.8 | 14 |  |  | 14.75 | Center Lock-Up |  |  | 62 |  |  |  | No |  | No | [20 empty] | D:5'' DP:1'' |  |  |  |  | 54 | Black |  |  | Hardwired | 0 | 0 | 0 | 1 | 1 | 0 | 0 | 0 | 0 | 0 | 0 | 785652072444 | 18.25 | 16.58 | 16.58 | 6.5 | 2.903 | 250 | Yes | [8 empty] | UL Damp | cUL Damp | LEO H.G. 1L LED XL PEND-848 | One Light Pendant |  | 6024EN3-848.jpg | 6024.jpg
6025-12 | One Light Outdoor Pendant | The traditional design accents and pleasant proportions of the Brentwood outdoor lighting collection from Sea Gull Lighting make it a versatile selection for any home. Offered in either a Black Powdercoat or White Powdercoat finish, and either Clear or White Glass. The assortment offered in both finishes includes a small one-light outdoor wall lantern, a medium one-uplight outdoor wall lantern, a medium one-downlight outdoor wall lantern, a large one-light wall lantern, a one-light outdoor pendant and a one-light outdoor post lantern. In the Black Powdercoat finish only, a two-light outdoor ceiling flush mount is also available. Most of these fixtures easily convert to LED by purchasing LED replacement lamps sold separately. | OUTDOOR | Brentwood | Outdoor Lighting | Black | 12 | Die Cast Aluminum | Clear Glass | W:3.625" H:7.6875" |  |  | 1 Medium A19 100w |  | 1 | No | [14 empty] | 0 | [12 empty] | 53.48 | 106.96 | 160.44 | D:10 1/4'' H:18 3/4'' O:56 1/2'' | 5.7 | 10.25 |  |  | 18.75 | Center Lock-Up |  |  | 56.5 |  |  |  | No |  | No | [20 empty] | D:5 3/8'' H:1 3/16'' Round |  |  |  |  | 120 | Black | 36 |  | Hardwired | 0 | 0 | 0 | 0 | 1 | 0 | 0 | 1 | 0 | 0 | 0 | 785652602528 | 13.5 | 13.75 | 16.5 | 7.6 | 1.772 | 175 | Yes | [8 empty] | UL Damp | cUL Damp | BRENTWOOD 1L PEND-12 | One Light Outdoor Pendant |  | 6025-12.jpg | 6025.jpg
6039-02 | Three Light Outdoor Pendant | Light has a way of sparkling against glass to create a warm and inviting welcome, and the Lancaster outdoor collection by Sea Gull Lighting is a classic example of such traditional design. Clear Curved Beveled glass is paired with one of four beautiful finish options including Polished Brass, Black, Antique Bronze and Antique Brushed Nickel. The assortment includes small, medium and large one-light outdoor wall lanterns, two-light outdoor wall lantern, three-light outdoor wall lantern, two-light and three-light outdoor post lanterns and a three-light outdoor pendant. Some of the fixtures can easily convert to LED by purchasing LED replacement lamps sold separately. | OUTDOOR | Lancaster | Outdoor Lighting | Polished Brass | 2 | Brass | Clear Curved Beveled Glass |  |  |  | 3 Candelabra Torpedo 40w |  | 3 | No | [14 empty] | 0 | [12 empty] | 114.98 | 229.96 | 344.94 | D:11 3/4'' H:20 3/4'' O:70 3/4'' | 10.2 | 11.75 |  |  | 20.75 | Center Lock-Up |  |  | 70.75 |  |  |  | No |  | No | [20 empty] | D:5 1/4'' DP:1 1/16'' Round |  |  |  |  | 120 | Gold | 48 | N/A | Hardwired | 0 | 0 | 0 | 0 | 1 | 0 | 0 | 1 | 0 | 0 | 0 | 785652603921 | 14.25 | 12.75 | 18 | 12.7 | 1.893 | 125 | Yes | [8 empty] | UL Damp | cUL Damp | LANCASTER 3L PEND-02 | Three Light Outdoor Pendant |  | 6039-02.jpg | 6039.jpg
6039-12 | Three Light Outdoor Pendant | Light has a way of sparkling against glass to create a warm and inviting welcome, and the Lancaster outdoor collection by Sea Gull Lighting is a classic example of such traditional design. Clear Curved Beveled glass is paired with one of four beautiful finish options including Polished Brass, Black, Antique Bronze and Antique Brushed Nickel. The assortment includes small, medium and large one-light outdoor wall lanterns, two-light outdoor wall lantern, three-light outdoor wall lantern, two-light and three-light outdoor post lanterns and a three-light outdoor pendant. Some of the fixtures can easily convert to LED by purchasing LED replacement lamps sold separately. | OUTDOOR | Lancaster | Outdoor Lighting | Black | 12 | Brass | Clear Curved Beveled Glass |  |  |  | 3 Candelabra Torpedo 40w |  | 3 | No | [14 empty] | 0 | [12 empty] | 114.98 | 229.96 | 344.94 | D:11 3/4'' H:20 3/4'' O:70 3/4'' | 10.2 | 11.75 |  |  | 20.75 | Center Lock-Up |  |  | 70.75 |  |  |  | No |  | No | [20 empty] | D:5 1/4'' DP:1 1/16'' Round |  |  |  |  | 120 | Black | 48 | N/A | Hardwired | 0 | 0 | 0 | 0 | 1 | 0 | 0 | 1 | 0 | 0 | 0 | 785652603907 | 14.6 | 12.8 | 17.9 | 12.8 | 1.936 | 125 | Yes | [8 empty] | UL Damp | cUL Damp | LANCASTER 3L PEND-12 | Three Light Outdoor Pendant |  | 6039-12.jpg | 6039.jpg
6039-71 | Three Light Outdoor Pendant | Light has a way of sparkling against glass to create a warm and inviting welcome, and the Lancaster outdoor collection by Sea Gull Lighting is a classic example of such traditional design. Clear Curved Beveled glass is paired with one of four beautiful finish options including Polished Brass, Black, Antique Bronze and Antique Brushed Nickel. The assortment includes small, medium and large one-light outdoor wall lanterns, two-light outdoor wall lantern, three-light outdoor wall lantern, two-light and three-light outdoor post lanterns and a three-light outdoor pendant. Some of the fixtures can easily convert to LED by purchasing LED replacement lamps sold separately. | OUTDOOR | Lancaster | Outdoor Lighting | Antique Bronze | 71 | Brass | Clear Curved Beveled Glass |  |  |  | 3 Candelabra Torpedo 40w |  | 3 | No | [14 empty] | 0 | [12 empty] | 114.98 | 229.96 | 344.94 | D:11 3/4'' H:20 3/4'' O:70 3/4'' | 10.2 | 11.75 |  |  | 20.75 | Center Lock-Up |  |  | 70.75 |  |  |  | No |  | No | [20 empty] | D:5 1/4'' DP:1 1/16'' |  |  |  |  | 120 | Brown | 48 | N/A | Hardwired | 0 | 0 | 0 | 0 | 1 | 0 | 0 | 1 | 0 | 0 | 0 | 785652603983 | 14.25 | 12.75 | 18 | 12.7 | 1.893 | 125 | Yes | [8 empty] | UL Damp | cUL Damp | LANCASTER 3L PEND-71 | Three Light Outdoor Pendant |  | 6039-71.jpg | 6039.jpg
6039-965 | Three Light Outdoor Pendant | Light has a way of sparkling against glass to create a warm and inviting welcome, and the Lancaster outdoor collection by Sea Gull Lighting is a classic example of such traditional design. Clear Curved Beveled glass is paired with one of four beautiful finish options including Polished Brass, Black, Antique Bronze and Antique Brushed Nickel. The assortment includes small, medium and large one-light outdoor wall lanterns, two-light outdoor wall lantern, three-light outdoor wall lantern, two-light and three-light outdoor post lanterns and a three-light outdoor pendant. Some of the fixtures can easily convert to LED by purchasing LED replacement lamps sold separately. | OUTDOOR | Lancaster | Outdoor Lighting | Antique Brushed Nickel | 965 | Brass | Clear Curved Beveled Glass |  |  |  | 3 Candelabra Torpedo 40w |  | 3 | No | [14 empty] | 0 | [12 empty] | 114.98 | 229.96 | 344.94 | D:11 3/4'' H:20 3/4'' O:70 3/4'' | 10.2 | 11.75 |  |  | 20.75 | Center Lock-Up |  |  | 70.75 |  |  |  | No |  | No | [20 empty] | D:5 1/4'' DP:1 1/16'' Round |  |  |  |  | 120 | Clear | 48 | N/A | Hardwired | 0 | 0 | 0 | 0 | 1 | 0 | 0 | 1 | 0 | 0 | 0 | 785652603952 | 14 | 12.5 | 18 | 13 | 1.823 | 125 | Yes | [8 empty] | UL Damp | cUL Damp | LANCASTER 3L PEND-965 | Three Light Outdoor Pendant |  | 6039-965.jpg | 6039.jpg
6039EN-02 | Three Light Outdoor Pendant | Light has a way of sparkling against glass to create a warm and inviting welcome, and the Lancaster outdoor collection by Sea Gull Lighting is a classic example of such traditional design. Clear Curved Beveled glass is paired with one of four beautiful finish options including Polished Brass, Black, Antique Bronze and Antique Brushed Nickel. The assortment includes small, medium and large one-light outdoor wall lanterns, two-light outdoor wall lantern, three-light outdoor wall lantern, two-light and three-light outdoor post lanterns and a three-light outdoor pendant. Some of the fixtures can easily convert to LED by purchasing LED replacement lamps sold separately. | OUTDOOR | Lancaster | Outdoor Lighting | Polished Brass | 2 | Brass | Undefined Glass |  |  |  | 3 Candelabra Torpedo 3.5w |  | 3 | Yes | [14 empty] | 0 | [12 empty] | 124.98 | 249.96 | 374.94 | D:11 3/4'' H:20 3/4'' O:70 3/4'' | 10.2 | 11.75 |  |  | 20.75 | Center Lock-Up |  |  | 70.75 |  |  |  | No |  | No | [20 empty] | D:5 1/4'' DP:1 1/16'' Round |  |  |  |  | 120 | Gold | 48 | N/A | Hardwired | 0 | 0 | 0 | 1 | 1 | 0 | 0 | 0 | 0 | 0 | 0 | 785652031335 | 18 | 12.75 | 14.25 | 12.7 | 1.893 | 125 | Yes | [8 empty] | UL Damp | cUL Damp | LANCASTER 3L PEND-02 | Three Light Outdoor Pendant |  | 6039EN-02.jpg | 6039.jpg
6039EN-12 | Three Light Outdoor Pendant | Light has a way of sparkling against glass to create a warm and inviting welcome, and the Lancaster outdoor collection by Sea Gull Lighting is a classic example of such traditional design. Clear Curved Beveled glass is paired with one of four beautiful finish options including Polished Brass, Black, Antique Bronze and Antique Brushed Nickel. The assortment includes small, medium and large one-light outdoor wall lanterns, two-light outdoor wall lantern, three-light outdoor wall lantern, two-light and three-light outdoor post lanterns and a three-light outdoor pendant. Some of the fixtures can easily convert to LED by purchasing LED replacement lamps sold separately. | OUTDOOR | Lancaster | Outdoor Lighting | Black | 12 | Brass | Undefined Glass |  |  |  | 3 Candelabra Torpedo 3.5w |  | 3 | Yes | [14 empty] | 0 | [12 empty] | 124.98 | 249.96 | 374.94 | D:11 3/4'' H:20 3/4'' O:70 3/4'' | 10.2 | 11.75 |  |  | 20.75 | Center Lock-Up |  |  | 70.75 |  |  |  | No |  | No | [20 empty] | D:5 1/4'' DP:1 1/16'' Round |  |  |  |  | 120 | Black | 48 | N/A | Hardwired | 0 | 0 | 0 | 1 | 1 | 0 | 0 | 0 | 0 | 0 | 0 | 785652031366 | 17.9 | 12.8 | 14.6 | 12.8 | 1.936 | 125 | Yes | [8 empty] | UL Damp | cUL Damp | LANCASTER 3L PEND-12 | Three Light Outdoor Pendant |  | 6039EN-12.jpg | 6039.jpg
6039EN-71 | Three Light Outdoor Pendant | Light has a way of sparkling against glass to create a warm and inviting welcome, and the Lancaster outdoor collection by Sea Gull Lighting is a classic example of such traditional design. Clear Curved Beveled glass is paired with one of four beautiful finish options including Polished Brass, Black, Antique Bronze and Antique Brushed Nickel. The assortment includes small, medium and large one-light outdoor wall lanterns, two-light outdoor wall lantern, three-light outdoor wall lantern, two-light and three-light outdoor post lanterns and a three-light outdoor pendant. Some of the fixtures can easily convert to LED by purchasing LED replacement lamps sold separately. | OUTDOOR | Lancaster | Outdoor Lighting | Antique Bronze | 71 | Brass | Undefined Glass |  |  |  | 3 Candelabra Torpedo 3.5w |  | 3 | Yes | [14 empty] | 0 | [12 empty] | 132.48 | 264.96 | 397.44 | D:11 3/4'' H:20 3/4'' O:70 3/4'' | 10.2 | 11.75 |  |  | 20.75 | Center Lock-Up |  |  | 70.75 |  |  |  | No |  | No | [20 empty] | D:5 1/4'' DP:1 1/16'' Round |  |  |  |  | 120 | Brown | 48 | N/A | Hardwired | 0 | 0 | 0 | 1 | 1 | 0 | 0 | 0 | 0 | 0 | 0 | 785652031373 | 14.25 | 12.75 | 18 | 12.7 | 1.893 | 125 | Yes | [8 empty] | UL Damp | cUL Damp | LANCASTER 3L PEND-71 | Three Light Outdoor Pendant |  | 6039EN-71.jpg | 6039.jpg
6039EN-965 | Three Light Outdoor Pendant | Light has a way of sparkling against glass to create a warm and inviting welcome, and the Lancaster outdoor collection by Sea Gull Lighting is a classic example of such traditional design. Clear Curved Beveled glass is paired with one of four beautiful finish options including Polished Brass, Black, Antique Bronze and Antique Brushed Nickel. The assortment includes small, medium and large one-light outdoor wall lanterns, two-light outdoor wall lantern, three-light outdoor wall lantern, two-light and three-light outdoor post lanterns and a three-light outdoor pendant. Some of the fixtures can easily convert to LED by purchasing LED replacement lamps sold separately. | OUTDOOR | Lancaster | Outdoor Lighting | Antique Brushed Nickel | 965 | Brass | Undefined Glass |  |  |  | 3 Candelabra Torpedo 3.5w |  | 3 | Yes | [14 empty] | 0 | [12 empty] | 132.48 | 264.96 | 397.44 | D:11 3/4'' H:20 3/4'' O:70 3/4'' | 10.2 | 11.75 |  |  | 20.75 | Center Lock-Up |  |  | 70.75 |  |  |  | No |  | No | [20 empty] | D:5 1/4'' DP:1 1/16'' Round |  |  |  |  | 120 | Clear | 48 | N/A | Hardwired | 0 | 0 | 0 | 1 | 1 | 0 | 0 | 0 | 0 | 0 | 0 | 785652031403 | 14 | 12.5 | 18 | 13 | 1.823 | 125 | Yes | [8 empty] | UL Damp | cUL Damp | LANCASTER 3L PEND-965 | Three Light Outdoor Pendant |  | 6039EN-965.jpg | 6039.jpg
60529-12 | One Light Outdoor Semi-Flush Convertible Pendant | Kent outdoor lighting fixtures by Sea Gull Lighting are crafted in die-cast aluminum for added durability to withstand harsh weather conditions. The traditional styling inspired by antique gas lanterns is offered in either Oxford Bronze with Clear Seeded glass, Black finish with Clear Beveled glass, and both finishes with Satin Etched glass. The assortment includes small and large one-light outdoor wall lanterns (with a flat bottom), as well as an additional design of small and large one-light outdoor wall lanterns (with finial on top and bottom) which can be mounted up or down, a one-light outdoor semi-flush convertible pendant and a one-light outdoor post lantern. Both incandescent lamping and ENERGY STAR-qualified LED lamping (for those fixtures with the Satin Etched glass) are available for most of the fixtures, and some can easily convert to LED by purchasing LED replacement lamps sold separately. | OUTDOOR | Kent | Outdoor Lighting | Black | 12 | Die Cast Aluminum | Satin Etched Glass |  |  |  | 1 Medium A19 100w |  | 1 | No | [14 empty] | 0 | [12 empty] | 34.98 | 69.96 | 104.94 | L:6 1/2'' W:6 1/2'' H:10 1/2'' O:60'' | 3.76 |  | 6.5 | 6.5 | 10.5 | Center Lock-Up |  | 9.75 | 60 |  |  |  | No |  | No | [20 empty] | D:5 3/16'' DP:7/8'' Round |  |  |  |  | 120 | Black | 48 | N/A | Hardwired | 0 | 0 | 0 | 0 | 1 | 0 | 0 | 1 | 0 | 0 | 0 | 785652117404 | 13.5 | 8.25 | 8.25 | 4.7 | 0.532 | 100 | Yes | [8 empty] | UL Damp | cUL Damp | KENT 1L PEND-12 | One Light Outdoor Semi-Flush Convertible Pendant |  | 60529-12.jpg | 60029.jpg
60529-746 | One Light Outdoor Semi-Flush Convertible Pendant | Kent outdoor lighting fixtures by Sea Gull Lighting are crafted in die-cast aluminum for added durability to withstand harsh weather conditions. The traditional styling inspired by antique gas lanterns is offered in either Oxford Bronze with Clear Seeded glass, Black finish with Clear Beveled glass, and both finishes with Satin Etched glass. The assortment includes small and large one-light outdoor wall lanterns (with a flat bottom), as well as an additional design of small and large one-light outdoor wall lanterns (with finial on top and bottom) which can be mounted up or down, a one-light outdoor semi-flush convertible pendant and a one-light outdoor post lantern. Both incandescent lamping and ENERGY STAR-qualified LED lamping (for those fixtures with the Satin Etched glass) are available for most of the fixtures, and some can easily convert to LED by purchasing LED replacement lamps sold separately. | OUTDOOR | Kent | Outdoor Lighting | Oxford Bronze | 746 | Die Cast Aluminum | Satin Etched Glass |  |  |  | 1 Medium A19 100w |  | 1 | No | [14 empty] | 0 | [12 empty] | 34.98 | 69.96 | 104.94 | L:6 1/2'' W:6 1/2'' H:10 1/2'' O:60'' | 3.76 |  | 6.5 | 6.5 | 10.5 | Center Lock-Up |  | 9.75 | 60 |  |  |  | No |  | No | [20 empty] | D:5 3/16'' DP:7/8'' Round |  |  |  |  | 120 | Black | 48 | N/A | Hardwired | 0 | 0 | 0 | 0 | 1 | 0 | 0 | 1 | 0 | 0 | 0 | 785652117411 | 13.5 | 8.25 | 8.25 | 4.7 | 0.532 | 100 | Yes | [8 empty] | UL Damp | cUL Damp | KENT 1L PEND-746 | One Light Outdoor Semi-Flush Convertible Pendant |  | 60529-746.jpg | 60029.jpg
60529EN3-12 | One Light Outdoor Semi-Flush Convertible Pendant | Kent outdoor lighting fixtures by Sea Gull Lighting are crafted in die-cast aluminum for added durability to withstand harsh weather conditions. The traditional styling inspired by antique gas lanterns is offered in either Oxford Bronze with Clear Seeded glass, Black finish with Clear Beveled glass, and both finishes with Satin Etched glass. The assortment includes small and large one-light outdoor wall lanterns (with a flat bottom), as well as an additional design of small and large one-light outdoor wall lanterns (with finial on top and bottom) which can be mounted up or down, a one-light outdoor semi-flush convertible pendant and a one-light outdoor post lantern. Both incandescent lamping and ENERGY STAR-qualified LED lamping (for those fixtures with the Satin Etched glass) are available for most of the fixtures, and some can easily convert to LED by purchasing LED replacement lamps sold separately. | OUTDOOR | Kent | Outdoor Lighting | Black | 12 | Die Cast Aluminum | Satin Etched Glass |  |  |  | 1 Medium A19 9.3w |  | 1 | Yes | [14 empty] | 0 | [12 empty] | 40.48 | 80.96 | 121.44 | L:6 1/2'' W:6 1/2'' H:10 1/2'' O:60'' | 3.76 |  | 6.5 | 6.5 | 10.5 | Center Lock-Up |  | 9.75 | 60 |  |  |  | No |  | No | [20 empty] | D:5 3/16'' DP:7/8'' Round |  |  |  |  | 120 | Black | 48 | N/A | Hardwired | 0 | 0 | 0 | 1 | 1 | 0 | 0 | 0 | 0 | 0 | 0 | 785652050497 | 13.5 | 8.25 | 8.25 | 4.7 | 0.532 | 100 | Yes | [8 empty] | UL Damp | cUL Damp | KENT 1L PEND-12 | One Light Outdoor Semi-Flush Convertible Pendant |  | 60529EN3-12.jpg | 60529.jpg
60529EN3-746 | One Light Outdoor Semi-Flush Convertible Pendant | Kent outdoor lighting fixtures by Sea Gull Lighting are crafted in die-cast aluminum for added durability to withstand harsh weather conditions. The traditional styling inspired by antique gas lanterns is offered in either Oxford Bronze with Clear Seeded glass, Black finish with Clear Beveled glass, and both finishes with Satin Etched glass. The assortment includes small and large one-light outdoor wall lanterns (with a flat bottom), as well as an additional design of small and large one-light outdoor wall lanterns (with finial on top and bottom) which can be mounted up or down, a one-light outdoor semi-flush convertible pendant and a one-light outdoor post lantern. Both incandescent lamping and ENERGY STAR-qualified LED lamping (for those fixtures with the Satin Etched glass) are available for most of the fixtures, and some can easily convert to LED by purchasing LED replacement lamps sold separately. | OUTDOOR | Kent | Outdoor Lighting | Oxford Bronze | 746 | Die Cast Aluminum | Satin Etched Glass |  |  |  | 1 Medium A19 9.3w |  | 1 | Yes | [14 empty] | 0 | [12 empty] | 40.48 | 80.96 | 121.44 | L:6 1/2'' W:6 1/2'' H:10 1/2'' O:60'' | 3.76 |  | 6.5 | 6.5 | 10.5 | Center Lock-Up |  | 9.75 | 60 |  |  |  | No |  | No | [20 empty] | D:5 3/16'' DP:7/8'' Round |  |  |  |  | 120 | Black | 48 | N/A | Hardwired | 0 | 0 | 0 | 1 | 1 | 0 | 0 | 0 | 0 | 0 | 0 | 785652050503 | 13.5 | 8.25 | 8.25 | 4.7 | 0.532 | 100 | Yes | [8 empty] | UL Damp | cUL Damp | KENT 1L PEND-746 | One Light Outdoor Semi-Flush Convertible Pendant |  | 60529EN3-746.jpg | 60529.jpg
60531-12 | One Light Outdoor Pendant | Kent outdoor lighting fixtures by Sea Gull Lighting are crafted in die-cast aluminum for added durability to withstand harsh weather conditions. The traditional styling inspired by antique gas lanterns is offered in either Oxford Bronze with Clear Seeded glass, Black finish with Clear Beveled glass, and both finishes with Satin Etched glass. The assortment includes small and large one-light outdoor wall lanterns (with a flat bottom), as well as an additional design of small and large one-light outdoor wall lanterns (with finial on top and bottom) which can be mounted up or down, a one-light outdoor semi-flush convertible pendant and a one-light outdoor post lantern. Both incandescent lamping and ENERGY STAR-qualified LED lamping (for those fixtures with the Satin Etched glass) are available for most of the fixtures, and some can easily convert to LED by purchasing LED replacement lamps sold separately. | OUTDOOR | Kent | Outdoor Lighting | Black | 12 | Die Cast Aluminum | Satin Etched Glass |  |  |  | 1 Medium A19 100w |  | 1 | No | [14 empty] | 0 | [12 empty] | 47 | 94 | 141 | L:8 3/8'' W:8 3/8'' H:15 1/4'' O:53 3/4'' |  |  | 8.375 | 8.375 | 15.25 | Screw Collar - Chain |  |  | 53.75 |  |  |  | No |  | No | [20 empty] | D:5'' DP:7/8'' Round |  |  |  |  | 72 | Black | 36 |  | Hardwired | 0 | 0 | 0 | 0 | 1 | 0 | 0 | 1 | 1 | 0 | 0 | 785652078521 | [16 empty] | cETL Damp | KENT 1L LG PEND-12 | One Light Outdoor Pendant |  | 60531-12.jpg | 60531.jpg
60531-746 | One Light Outdoor Pendant | Kent outdoor lighting fixtures by Sea Gull Lighting are crafted in die-cast aluminum for added durability to withstand harsh weather conditions. The traditional styling inspired by antique gas lanterns is offered in either Oxford Bronze with Clear Seeded glass, Black finish with Clear Beveled glass, and both finishes with Satin Etched glass. The assortment includes small and large one-light outdoor wall lanterns (with a flat bottom), as well as an additional design of small and large one-light outdoor wall lanterns (with finial on top and bottom) which can be mounted up or down, a one-light outdoor semi-flush convertible pendant and a one-light outdoor post lantern. Both incandescent lamping and ENERGY STAR-qualified LED lamping (for those fixtures with the Satin Etched glass) are available for most of the fixtures, and some can easily convert to LED by purchasing LED replacement lamps sold separately. | OUTDOOR | Kent | Outdoor Lighting | Oxford Bronze | 746 | Die Cast Aluminum | Satin Etched Glass |  |  |  | 1 Medium A19 100w |  | 1 | No | [14 empty] | 0 | [12 empty] | 47 | 94 | 141 | L:8 3/8'' W:8 3/8'' H:15 1/4'' O:53 3/4'' |  |  | 8.375 | 8.375 | 15.25 | Screw Collar - Chain |  |  | 53.75 |  |  |  | No |  | No | [20 empty] | D:5'' DP:7/8'' Round |  |  |  |  | 72 | Black | 36 |  | Hardwired | 0 | 0 | 0 | 0 | 1 | 0 | 0 | 1 | 1 | 0 | 0 | 785652078538 | [16 empty] | cETL Damp | KENT 1L LG PEND-746 | One Light Outdoor Pendant |  | 60531-746.jpg | 60531.jpg
60531EN3-12 | One Light Outdoor Pendant | Kent outdoor lighting fixtures by Sea Gull Lighting are crafted in die-cast aluminum for added durability to withstand harsh weather conditions. The traditional styling inspired by antique gas lanterns is offered in either Oxford Bronze with Clear Seeded glass, Black finish with Clear Beveled glass, and both finishes with Satin Etched glass. The assortment includes small and large one-light outdoor wall lanterns (with a flat bottom), as well as an additional design of small and large one-light outdoor wall lanterns (with finial on top and bottom) which can be mounted up or down, a one-light outdoor semi-flush convertible pendant and a one-light outdoor post lantern. Both incandescent lamping and ENERGY STAR-qualified LED lamping (for those fixtures with the Satin Etched glass) are available for most of the fixtures, and some can easily convert to LED by purchasing LED replacement lamps sold separately. | OUTDOOR | Kent | Outdoor Lighting | Black | 12 | Die Cast Aluminum | Satin Etched Glass |  |  |  | 1 Medium A19 9.3w |  | 1 | Yes | [14 empty] | 0 | [12 empty] | 52 | 104 | 156 | L:8 3/8'' W:8 3/8'' H:15 1/4'' O:53 3/4'' |  |  | 8.375 | 8.375 | 15.25 | Screw Collar - Chain |  |  | 53.75 |  |  |  | No |  | No | [20 empty] | D:5'' DP:7/8'' Round |  |  |  |  | 72 | Black | 36 |  | Hardwired | 0 | 0 | 0 | 1 | 1 | 0 | 0 | 0 | 1 | 0 | 0 | 785652082863 | [16 empty] | cETL Damp | KENT 1L LG PEND-12 | One Light Outdoor Pendant |  | 60531EN3-12.jpg | 60531EN3.jpg
60531EN3-746 | One Light Outdoor Pendant | Kent outdoor lighting fixtures by Sea Gull Lighting are crafted in die-cast aluminum for added durability to withstand harsh weather conditions. The traditional styling inspired by antique gas lanterns is offered in either Oxford Bronze with Clear Seeded glass, Black finish with Clear Beveled glass, and both finishes with Satin Etched glass. The assortment includes small and large one-light outdoor wall lanterns (with a flat bottom), as well as an additional design of small and large one-light outdoor wall lanterns (with finial on top and bottom) which can be mounted up or down, a one-light outdoor semi-flush convertible pendant and a one-light outdoor post lantern. Both incandescent lamping and ENERGY STAR-qualified LED lamping (for those fixtures with the Satin Etched glass) are available for most of the fixtures, and some can easily convert to LED by purchasing LED replacement lamps sold separately. | OUTDOOR | Kent | Outdoor Lighting | Oxford Bronze | 746 | Die Cast Aluminum | Satin Etched Glass |  |  |  | 1 Medium A19 9.3w |  | 1 | Yes | [14 empty] | 0 | [12 empty] | 52 | 104 | 156 | L:8 3/8'' W:8 3/8'' H:15 1/4'' O:53 3/4'' |  |  | 8.375 | 8.375 | 15.25 | Screw Collar - Chain |  |  | 53.75 |  |  |  | No |  | No | [20 empty] | D:5'' DP:7/8'' Round |  |  |  |  | 72 | Black | 36 |  | Hardwired | 0 | 0 | 0 | 1 | 1 | 0 | 0 | 0 | 1 | 0 | 0 | 785652082870 | [16 empty] | cETL Damp | KENT 1L LG PEND-746 | One Light Outdoor Pendant |  | 60531EN3-746.jpg | 60531EN3.jpg
6059-46 | Three Light Outdoor Pendant | Classic cottage and coach lantern designs are melded into the Trafalgar outdoor lighting collection by Sea Gull Lighting for an impactful presentation. The candelabra based bulbs add grace and shine well through the Clear Seeded glass, which is a nice contrast to the rich, Oxidized Bronze finish. The assortment includes small and large two-light outdoor wall lanterns, a three-light outdoor wall lantern, and three-light outdoor pendant and a three-light outdoor post lantern. | OUTDOOR | Trafalgar | Outdoor Lighting | Oxidized Bronze | 46 | Glass | Clear Seeded Glass |  |  |  | 3 Candelabra Torpedo 40w |  | 3 | No | [14 empty] | 0 | [12 empty] | 139.45 | 278.9 | 418.35 | D:12 1/4'' H:20 3/4'' O:58 3/4'' | 10 | 12.25 |  |  | 20.75 | Center Lock-Up |  |  | 58.75 |  |  |  | No |  | No | [20 empty] | D:5 1/2'' DP:1 1/4'' |  |  |  |  | 120 | Brown | 36 | N/A | Hardwired | 0 | 0 | 0 | 0 | 1 | 0 | 0 | 1 | 0 | 0 | 0 | 785652605963 | 16 | 16 | 23.75 | 12.8 | 3.519 | 250 | Yes | [8 empty] | ETL Damp | cETL Damp | TRAFALGAR 3L PEND-46 | Three Light Outdoor Pendant |  | 6059-46.jpg | 6059.jpg
6059EN-46 | Three Light Outdoor Pendant | Classic cottage and coach lantern designs are melded into the Trafalgar outdoor lighting collection by Sea Gull Lighting for an impactful presentation. The candelabra based bulbs add grace and shine well through the Clear Seeded glass, which is a nice contrast to the rich, Oxidized Bronze finish. The assortment includes small and large two-light outdoor wall lanterns, a three-light outdoor wall lantern, and three-light outdoor pendant and a three-light outdoor post lantern. | OUTDOOR | Trafalgar | Outdoor Lighting | Oxidized Bronze | 46 | Glass | Undefined Glass |  |  |  | 3 Candelabra Torpedo 3.5w |  | 3 | Yes | [14 empty] | 0 | [12 empty] | 152.95 | 305.9 | 458.85 | D:12 1/4'' H:20 3/4'' O:58 3/4'' | 10 | 12.25 |  |  | 20.75 | Center Lock-Up |  |  | 58.75 |  |  |  | No |  | No | [20 empty] | D:5 1/2'' DP:1 1/4'' |  |  |  |  | 120 | Brown | 36 | N/A | Hardwired | 0 | 0 | 0 | 1 | 1 | 0 | 0 | 0 | 0 | 0 | 0 | 785652031410 | 23.75 | 16 | 16 | 12.8 | 3.519 | 250 | Yes | [8 empty] | ETL Damp | cETL Damp | TRAFALGAR 3L PEND-46 | Three Light Outdoor Pendant |  | 6059EN-46.jpg | 6059.jpg
6062-44 | Two Light Outdoor Pendant | The Chatham outdoor lighting collection by Sea Gull Lighting offers a timeless, traditional design with a classic window pane detailing over Frosted Seeded glass or Clear Seeded glass, and crowed with a cupola atop the dramatic mansard roofline. Offered in either a Weathered Copper finish or an Oxidized Bronze finish, the assortment includes a small one-light outdoor wall lantern (available in a Dark Sky version too), a large one-light outdoor wall lantern (available in a Dark Sky version too), a large two-light outdoor wall lantern, one-light or two-light outdoor post lanterns, as well as one-light or two-light outdoor pendants. Both incandescent lamping and ENERGY STAR-qualified LED lamping are available for all of the fixtures, and all incandescent fixtures can convert to LED by purchasing LED replacement lamps sold separately. | OUTDOOR | Chatham | Outdoor Lighting | Weathered Copper | 44 | Brass | Clear Seeded Glass |  |  |  | 2 Candelabra Torpedo 40w |  | 2 | No | [14 empty] | 0 | [12 empty] | 194.98 | 389.96 | 584.94 | L:9 1/4'' W:9 1/4'' H:19'' O:57'' | 9 |  | 9.25 | 9.25 | 19 | Center Lock-Up |  |  | 57 |  |  |  | No |  | No | [20 empty] | D:5 1/2'' DP:1 1/4'' Round |  |  |  |  | 120 | Brown | 36 | N/A | Hardwired | 0 | 0 | 0 | 0 | 1 | 0 | 0 | 1 | 0 | 0 | 0 | 785652606243 | 13.2 | 13.3 | 23.6 | 12.8 | 2.398 | 175 | Yes | [8 empty] | UL Damp | cUL Damp | CHATHAM 2L PEND-44 | Two Light Outdoor Pendant |  | 6062-44.jpg | 6062.jpg
6062-46 | Two Light Outdoor Pendant | The Chatham outdoor lighting collection by Sea Gull Lighting offers a timeless, traditional design with a classic window pane detailing over Frosted Seeded glass or Clear Seeded glass, and crowed with a cupola atop the dramatic mansard roofline. Offered in either a Weathered Copper finish or an Oxidized Bronze finish, the assortment includes a small one-light outdoor wall lantern (available in a Dark Sky version too), a large one-light outdoor wall lantern (available in a Dark Sky version too), a large two-light outdoor wall lantern, one-light or two-light outdoor post lanterns, as well as one-light or two-light outdoor pendants. Both incandescent lamping and ENERGY STAR-qualified LED lamping are available for all of the fixtures, and all incandescent fixtures can convert to LED by purchasing LED replacement lamps sold separately. | OUTDOOR | Chatham | Outdoor Lighting | Oxidized Bronze | 46 | Brass | Clear Seeded Glass |  |  |  | 2 Candelabra Torpedo 40w |  | 2 | No | [14 empty] | 0 | [12 empty] | 194.98 | 389.96 | 584.94 | L:9 1/4'' W:9 1/4'' H:19'' O:57'' | 9 |  | 9.25 | 9.25 | 19 | Center Lock-Up |  |  | 57 |  |  |  | No |  | No | [20 empty] | D:5 1/2'' DP:1 1/4'' Round |  |  |  |  | 120 | Brown | 36 | N/A | Hardwired | 0 | 0 | 0 | 0 | 1 | 0 | 0 | 1 | 0 | 0 | 0 | 785652606267 | 13.5 | 13.5 | 18.5 | 12.1 | 1.951 | 125 | Yes | [8 empty] | UL Damp | cUL Damp | CHATHAM 2L PEND-46 | Two Light Outdoor Pendant |  | 6062-46.jpg | 6062.jpg
6062EN-44 | Two Light Outdoor Pendant | The Chatham outdoor lighting collection by Sea Gull Lighting offers a timeless, traditional design with a classic window pane detailing over Frosted Seeded glass or Clear Seeded glass, and crowed with a cupola atop the dramatic mansard roofline. Offered in either a Weathered Copper finish or an Oxidized Bronze finish, the assortment includes a small one-light outdoor wall lantern (available in a Dark Sky version too), a large one-light outdoor wall lantern (available in a Dark Sky version too), a large two-light outdoor wall lantern, one-light or two-light outdoor post lanterns, as well as one-light or two-light outdoor pendants. Both incandescent lamping and ENERGY STAR-qualified LED lamping are available for all of the fixtures, and all incandescent fixtures can convert to LED by purchasing LED replacement lamps sold separately. | LINE VOLTAGE PENDANT | Chatham | Outdoor Lighting | Weathered Copper | 44 | Brass | Clear Seeded Glass |  |  |  | 2 Candelabra Torpedo 3.5w |  | 2 | Yes | [14 empty] | 0 | [12 empty] | 199.98 | 399.96 | 599.94 | L:9 1/4'' W:9 1/4'' H:19'' O:57'' | 9 |  | 9.25 | 9.25 | 19 | Center Lock-Up |  |  | 57 |  |  |  | No |  | No | [20 empty] | D:5 1/2'' DP:1 1/4'' Round |  |  |  |  | 120 | Brown | 36 | N/A | Hardwired | 0 | 0 | 0 | 1 | 1 | 0 | 0 | 0 | 0 | 0 | 0 | 785652031427 | 23.6 | 13.3 | 13.2 | 12.8 | 2.398 | 175 | Yes | [8 empty] | UL Damp | cUL Damp | CHATHAM 2L PEND-44 | Two Light Outdoor Pendant |  | 6062EN-44.jpg | 6062.jpg
6062EN-46 | Two Light Outdoor Pendant | The Chatham outdoor lighting collection by Sea Gull Lighting offers a timeless, traditional design with a classic window pane detailing over Frosted Seeded glass or Clear Seeded glass, and crowed with a cupola atop the dramatic mansard roofline. Offered in either a Weathered Copper finish or an Oxidized Bronze finish, the assortment includes a small one-light outdoor wall lantern (available in a Dark Sky version too), a large one-light outdoor wall lantern (available in a Dark Sky version too), a large two-light outdoor wall lantern, one-light or two-light outdoor post lanterns, as well as one-light or two-light outdoor pendants. Both incandescent lamping and ENERGY STAR-qualified LED lamping are available for all of the fixtures, and all incandescent fixtures can convert to LED by purchasing LED replacement lamps sold separately. | LINE VOLTAGE PENDANT | Chatham | Outdoor Lighting | Oxidized Bronze | 46 | Brass | Clear Seeded Glass |  |  |  | 2 Candelabra Torpedo 3.5w |  | 2 | Yes | [14 empty] | 0 | [12 empty] | 199.98 | 399.96 | 599.94 | L:9 1/4'' W:9 1/4'' H:19'' O:57'' | 9 |  | 9.25 | 9.25 | 19 | Center Lock-Up |  |  | 57 |  |  |  | No |  | No | [20 empty] | D:5 1/2'' DP:1 1/4'' Round |  |  |  |  | 120 | Brown | 36 | N/A | Hardwired | 0 | 0 | 0 | 1 | 1 | 0 | 0 | 0 | 0 | 0 | 0 | 785652031434 | 23.6 | 13.3 | 13.2 | 12.8 | 2.398 | 175 | Yes | [8 empty] | UL Damp | cUL Damp | CHATHAM 2L PEND-46 | Two Light Outdoor Pendant |  | 6062EN-46.jpg | 6062.jpg
60660-185 | One Light Outdoor Pendant | The Winnetka outdoor lighting collection by Sea Gull Lighting has a clean design which lends itself to a modern-mission style. The geometric, cylinder design has subtle ornamentation, while still offering impressive style. The outdoor lighting collection is offered in a Forged Iron finish with Satin Etched glass. Both incandescent lamping and ENERGY STAR-qualified LED lamping are available. Most of these fixtures easily convert to LED by purchasing LED replacement lamps sold separately. | OUTDOOR | Winnetka Outdoor | Outdoor Lighting | Forged Iron | 185 | Aluminum | Satin Etched Glass | D:9.75" |  |  | 1 Medium A19 100w |  | 1 | No | [14 empty] | 0 | [12 empty] | 110.95 | 221.9 | 332.85 | D:10'' H:20'' O:59 1/2'' | 6.8 | 10 |  |  | 20 | Center Lock-Up |  |  | 59.5 |  |  |  | No |  | No | [20 empty] | D:6'' DP:1 9/16'' |  |  |  |  | 120 | Black | 36 | N/A | Hardwired | 0 | 0 | 0 | 0 | 1 | 0 | 0 | 1 | 0 | 0 | 0 | 785652060014 | 12.25 | 12.25 | 18.5 | 8.5 | 1.607 | 175 | Yes | [9 empty] | cETL Damp | WINNETKA 1L PEND-185 | One Light Outdoor Pendant |  | 60660-185.jpg | 60660.jpg
60660EN3-185 | One Light Outdoor Pendant | The Winnetka outdoor lighting collection by Sea Gull Lighting has a clean design which lends itself to a modern-mission style. The geometric, cylinder design has subtle ornamentation, while still offering impressive style. The outdoor lighting collection is offered in a Forged Iron finish with Satin Etched glass. Both incandescent lamping and ENERGY STAR-qualified LED lamping are available. Most of these fixtures easily convert to LED by purchasing LED replacement lamps sold separately. | OUTDOOR | Winnetka Outdoor | Outdoor Lighting | Forged Iron | 185 | Aluminum | Satin Etched Glass | D:9.75" |  |  | 1 Medium A19 9.3w |  | 1 | Yes | [14 empty] | 0 | [12 empty] | 114.45 | 228.9 | 343.35 | D:10'' H:20'' O:59 1/2'' | 6.8 | 10 |  |  | 20 | Center Lock-Up |  |  | 59.5 |  |  |  | No |  | No | [20 empty] | D:6'' DP:1 9/16'' |  |  |  |  | 120 | Black | 36 | N/A | Hardwired | 0 | 0 | 1 | 1 | 1 | 0 | 0 | 0 | 0 | 0 | 0 | 785652050510 | 18.5 | 12.25 | 12.25 | 8.5 | 1.607 | 175 | Yes | [9 empty] | cETL Damp | WINNETKA 1L PEND-185 | One Light Outdoor Pendant |  | 60660EN3-185.jpg | 60660.jpg
60880-51 | One Light Outdoor Pendant | The Medford Lakes outdoor lighting collection by Sea Gull Lighting is Arts and Crafts inspired with simple organic lines, yet big on style with linear design details, contrasted with sweeping arches – which demonstrates a subtle Asian influence as well. The Etched Hammered Glass with Light Amber Tint creates a warm glow and beautifully complements the Statuary Bronze finish. The assortment includes small, medium and large one-light outdoor wall lanterns, a one-light outdoor post lantern, a one-light outdoor pendant and a two-light outdoor ceiling flush mount. Both incandescent lamping and ENERGY STAR-qualified LED lamping are available, and most of the fixtures easily convert to LED by purchasing LED replacement lamps sold separately. | OUTDOOR | Medford Lakes | Outdoor Lighting | Statuary Bronze | 51 | Aluminum | Etched Hammered with Light Amber Glass |  |  |  | 1 Medium A19 100w |  | 1 | No | [14 empty] | 0 | [12 empty] | 174.98 | 349.96 | 524.94 | L:11'' W:11'' H:14 3/4'' O:89 1/4'' | 7.7 |  | 11 | 11 | 14.75 | Center Lock-Up |  |  | 89.25 |  |  |  | No |  | No | [20 empty] | D:5 1/2'' DP:7/8'' Round |  |  |  |  | 120 | Brown | 72 | N/A | Hardwired | 0 | 0 | 0 | 0 | 1 | 0 | 0 | 1 | 0 | 0 | 0 | 785652608803 | 13.25 | 13 | 15.75 | 11.1 | 1.57 | 125 | Yes | [9 empty] | cETL Damp | MEDFORD LAKES 1L PEND-51 | One Light Outdoor Pendant |  | 60880-51.jpg | 60880.jpg
60880EN3-51 | One Light Outdoor Pendant | The Medford Lakes outdoor lighting collection by Sea Gull Lighting is Arts and Crafts inspired with simple organic lines, yet big on style with linear design details, contrasted with sweeping arches – which demonstrates a subtle Asian influence as well. The Etched Hammered Glass with Light Amber Tint creates a warm glow and beautifully complements the Statuary Bronze finish. The assortment includes small, medium and large one-light outdoor wall lanterns, a one-light outdoor post lantern, a one-light outdoor pendant and a two-light outdoor ceiling flush mount. Both incandescent lamping and ENERGY STAR-qualified LED lamping are available, and most of the fixtures easily convert to LED by purchasing LED replacement lamps sold separately. | OUTDOOR | Medford Lakes | Outdoor Lighting | Statuary Bronze | 51 | Aluminum | Etched Hammered with Light Amber Glass |  |  |  | 1 Medium A19 9.3w |  | 1 | Yes | [14 empty] | 0 | [12 empty] | 174.98 | 349.96 | 524.94 | L:11'' W:11'' H:14 3/4'' O:89 1/4'' | 7.7 |  | 11 | 11 | 14.75 | Center Lock-Up |  |  | 89.25 |  |  |  | No |  | No | [20 empty] | D:5 1/2'' DP:7/8'' Round |  |  |  |  | 120 | Brown | 72 | N/A | Hardwired | 0 | 0 | 0 | 1 | 1 | 0 | 0 | 0 | 0 | 0 | 0 | 785652050527 | 13.25 | 13 | 15.75 | 11.1 | 1.57 | 125 | Yes | [9 empty] | cETL Damp | MEDFORD LAKES 1L PEND-51 | One Light Outdoor Pendant |  | 60880EN3-51.jpg | 60880.jpg
60938-12 | One Light Outdoor Pendant | Bakersville outdoor lighting fixtures from Sea Gull Lighting are made to complement a wide range of architectural styles. Each light is crafted from high quality, durable steel and aluminum to provide you sensible style that lasts. The large, 1-light outdoor wall lantern is offered in Heirloom Bronze with Satin Etched glass or Clear Beveled glass. The remaining assortment of wall lanterns in three sizes and a Flush mount ceiling fixture are offered in a Black Powdercoat finish with Satin Etched glass (with ENERGY-STAR-qualified LED lamping options) or Clear Beveled glass (which can easily convert to LED by purchasing LED replacement lamps sold separately). | OUTDOOR | Bakersville | Outdoor Lighting | Black | 12 | Aluminum | Clear Beveled Glass |  |  |  | 1 Medium A19 100w |  | 1 | No | [14 empty] | 0 | [12 empty] | 31.98 | 63.96 | 95.94 | D:7 7/8'' H:14 7/16'' O:53'' |  | 7.875 |  |  | 14.4375 | Screw Collar - Chain |  |  | 53 |  |  |  | No |  | No | [20 empty] | D:5'' H:7/8'' Round |  |  |  |  | 72 | Black | 36 |  | Hardwired | 0 | 0 | 0 | 0 | 1 | 0 | 0 | 1 | 1 | 0 | 0 | 785652156748 | 13 | 8.75 | 9.75 | 4 | 0.642 | 125 | Yes | [8 empty] | ETL Damp | cETL Damp | BAKERSVILLE 1L PEND-12 | One Light Outdoor Pendant | Windgate line extension | 60938-12.jpg | 60938.jpg
60938-782 | One Light Outdoor Pendant | Bakersville outdoor lighting fixtures from Sea Gull Lighting are made to complement a wide range of architectural styles. Each light is crafted from high quality, durable steel and aluminum to provide you sensible style that lasts. The large, 1-light outdoor wall lantern is offered in Heirloom Bronze with Satin Etched glass or Clear Beveled glass. The remaining assortment of wall lanterns in three sizes and a Flush mount ceiling fixture are offered in a Black Powdercoat finish with Satin Etched glass (with ENERGY-STAR-qualified LED lamping options) or Clear Beveled glass (which can easily convert to LED by purchasing LED replacement lamps sold separately). | OUTDOOR | Bakersville | Outdoor Lighting | Heirloom Bronze | 782 | Aluminum | Clear Beveled Glass |  |  |  | 1 Medium A19 100w |  | 1 | No | [14 empty] | 0 | [12 empty] | 32 | 64 | 96 | D:7 7/8'' H:14 7/16'' O:53'' |  | 7.875 |  |  | 14.4375 | Screw Collar - Chain |  |  | 53 |  |  |  | No |  | No | [20 empty] | D:5'' H:7/8'' Round |  |  |  |  | 72 | Brown | 36 |  | Hardwired | 0 | 0 | 0 | 0 | 1 | 0 | 0 | 1 | 1 | 0 | 0 | 785652079245 | [16 empty] | cETL Damp | BAKERSVILLE 1L PEND-782 | One Light Outdoor Pendant | Windgate line extension | 60938-782.jpg | 60938.jpg
60941-12 | One Light Outdoor Pendant | Bakersville outdoor lighting fixtures from Sea Gull Lighting are made to complement a wide range of architectural styles. Each light is crafted from high quality, durable steel and aluminum to provide you sensible style that lasts. The large, 1-light outdoor wall lantern is offered in Heirloom Bronze with Satin Etched glass or Clear Beveled glass. The remaining assortment of wall lanterns in three sizes and a Flush mount ceiling fixture are offered in a Black Powdercoat finish with Satin Etched glass (with ENERGY-STAR-qualified LED lamping options) or Clear Beveled glass (which can easily convert to LED by purchasing LED replacement lamps sold separately). | OUTDOOR | Bakersville | Outdoor Lighting | Black | 12 | Aluminum | Satin Etched Glass |  |  |  | 1 Medium A19 100w |  | 1 | No | [14 empty] | 0 | [12 empty] | 32 | 64 | 96 | D:7 7/8'' H:14 7/16'' O:53'' |  | 7.875 |  |  | 14.4375 | Screw Collar - Chain |  |  | 53 |  |  |  | No |  | No | [20 empty] | D:5'' H:7/8'' Round |  |  |  |  | 72 | Brown | 36 |  | Hardwired | 0 | 0 | 0 | 0 | 1 | 0 | 0 | 1 | 1 | 0 | 0 | 785652078408 | [16 empty] | cETL Damp | BAKERSVILLE 1L PEND-12 | One Light Outdoor Pendant |  | 60941-12.jpg | 60941.jpg
60941-782 | One Light Outdoor Pendant | Bakersville outdoor lighting fixtures from Sea Gull Lighting are made to complement a wide range of architectural styles. Each light is crafted from high quality, durable steel and aluminum to provide you sensible style that lasts. The large, 1-light outdoor wall lantern is offered in Heirloom Bronze with Satin Etched glass or Clear Beveled glass. The remaining assortment of wall lanterns in three sizes and a Flush mount ceiling fixture are offered in a Black Powdercoat finish with Satin Etched glass (with ENERGY-STAR-qualified LED lamping options) or Clear Beveled glass (which can easily convert to LED by purchasing LED replacement lamps sold separately). | OUTDOOR | Bakersville | Outdoor Lighting | Heirloom Bronze | 782 | Aluminum | Satin Etched Glass |  |  |  | 1 Medium A19 100w |  | 1 | No | [14 empty] | 0 | [12 empty] | 32 | 64 | 96 | D:7 7/8'' H:14 7/16'' O:53'' |  | 7.875 |  |  | 14.4375 | Screw Collar - Chain |  |  | 53 |  |  |  | No |  | No | [20 empty] | D:5'' H:7/8'' Round |  |  |  |  | 72 | Brown | 36 |  | Hardwired | 0 | 0 | 0 | 0 | 1 | 0 | 0 | 1 | 1 | 0 | 0 | 785652079252 | [16 empty] | cETL Damp | BAKERSVILLE 1L PEND-782 | One Light Outdoor Pendant |  | 60941-782.jpg | 60941.jpg
60941EN3-12 | One Light Outdoor Pendant | Bakersville outdoor lighting fixtures from Sea Gull Lighting are made to complement a wide range of architectural styles. Each light is crafted from high quality, durable steel and aluminum to provide you sensible style that lasts. The large, 1-light outdoor wall lantern is offered in Heirloom Bronze with Satin Etched glass or Clear Beveled glass. The remaining assortment of wall lanterns in three sizes and a Flush mount ceiling fixture are offered in a Black Powdercoat finish with Satin Etched glass (with ENERGY-STAR-qualified LED lamping options) or Clear Beveled glass (which can easily convert to LED by purchasing LED replacement lamps sold separately). | OUTDOOR | Bakersville | Outdoor Lighting | Black | 12 | Aluminum | Satin Etched Glass |  |  |  | 1 Medium A19 9.3w |  | 1 | Yes | [14 empty] | 0 | [12 empty] | 37 | 74 | 111 | D:7 7/8'' H:14 7/16'' O:53'' |  | 7.875 |  |  | 14.4375 | Screw Collar - Chain |  |  | 53 |  |  |  | No |  | No | [20 empty] | D:5'' H:7/8'' Round |  |  |  |  | 72 | Brown | 36 |  | Hardwired | 0 | 0 | 0 | 1 | 1 | 0 | 0 | 0 | 1 | 0 | 0 | 785652082764 | [16 empty] | cETL Damp | BAKERSVILLE 1L PEND-12 | One Light Outdoor Pendant |  | 60941EN3-12.jpg | 60941EN3.jpg
60941EN3-782 | One Light Outdoor Pendant | Bakersville outdoor lighting fixtures from Sea Gull Lighting are made to complement a wide range of architectural styles. Each light is crafted from high quality, durable steel and aluminum to provide you sensible style that lasts. The large, 1-light outdoor wall lantern is offered in Heirloom Bronze with Satin Etched glass or Clear Beveled glass. The remaining assortment of wall lanterns in three sizes and a Flush mount ceiling fixture are offered in a Black Powdercoat finish with Satin Etched glass (with ENERGY-STAR-qualified LED lamping options) or Clear Beveled glass (which can easily convert to LED by purchasing LED replacement lamps sold separately). | OUTDOOR | Bakersville | Outdoor Lighting | Heirloom Bronze | 782 | Aluminum | Satin Etched Glass |  |  |  | 1 Medium A19 9.3w |  | 1 | Yes | [14 empty] | 0 | [12 empty] | 37 | 74 | 111 | D:7 7/8'' H:14 7/16'' O:53'' |  | 7.875 |  |  | 14.4375 | Screw Collar - Chain |  |  | 53 |  |  |  | No |  | No | [20 empty] | D:5'' H:7/8'' Round |  |  |  |  | 72 | Brown | 36 |  | Hardwired | 0 | 0 | 0 | 1 | 1 | 0 | 0 | 0 | 1 | 0 | 0 | 785652082771 | [16 empty] | cETL Damp | BAKERSVILLE 1L PEND-782 | One Light Outdoor Pendant |  | 60941EN3-782.jpg | 60941EN3.jpg
61035EN3-962 | One Light Mini-Pendant | The Metropolis collection from Sea Gull Lighting delivers a subtle urban feel that's not overwhelming. The simple, softly curved design takes a dramatic turn with a rich Brushed Nickel finish and Satin Etched glass. Use Metropolis to coordinate with a wide range of interior design, from traditional to eclectic to add a level of eye catching shapes and texture. The assortment includes five-light and three-light chandeliers, pendants in three sizes, a flush mount ceiling fixture and a one-light up-light wall sconce. Both incandescent lamping and ENERGY STAR-qualified LED lamping are available. All fixtures are California Title 24 compliant. | LINE VOLTAGE PENDANT | Metropolis | Pendants | Brushed Nickel | 962 | Steel | Satin Etched Glass | D:6.5" |  |  | 1 Medium A19 9.3w |  | 1 | Yes | [14 empty] | 0 | [12 empty] | 36.25 | 72.5 | 108.75 | D:6 1/2'' H:8'' O:60'' | 4.1 | 6.5 |  |  | 8 | Cap Nuts |  |  | 60 |  |  |  | No |  | No | [20 empty] | D:5'' H:1'' Round |  |  |  |  | 120 | Clear | 12 | N/A | Hardwired | 0 | 0 | 0 | 1 | 1 | 0 | 0 | 0 | 0 | 0 | 0 | 785652054853 | 7.18 | 8 | 14.5 | 5.1 | 0.482 | 93 | Yes | [8 empty] | ETL Dry | cETL Dry | METROPOLIS 1L MINPEND-962 | One Light Mini-Pendant |  | 61035EN3-962.jpg | 61035.jpg
61060-782 | One Light Mini-Pendant | The Sussex lighting collection from Sea Gull Lighting is a perfect crossover from cottage style into urban chic. The Sussex collection's retro appeal softens and warms-up contemporary spaces, while retaining an up-to-date decor. Look to Sussex when balance and unity are required in your interior design. Offered in Brushed Nickel finish with Satin White glass or Heirloom Bronze with Satin Etched glass. For the wall/bath fixtures only, a Chrome finish coupled with Satin White glass is also available. The assortment includes nine-light, five-light and three-light chandeliers, pendants in six sizes, both flush and semi-flush ceiling fixtures, as well as one-light, two-light, three-light and four-light wall/bath fixtures. Both incandescent lamping and ENERGY STAR-qualified LED lamping are available. Most of these fixtures easily convert to LED by purchasing LED replacement lamps sold separately. | LINE VOLTAGE PENDANT | Sussex | Pendants | Heirloom Bronze | 782 | Steel | Satin Etched Glass | D:7.5" H:4.125" |  |  | 1 Medium A19 100w |  | 1 | No | [14 empty] | 0 | [12 empty] | 60.48 | 120.96 | 181.44 | D:7 1/2'' H:7 1/2'' O:58 1/2'' | 3.9 | 7.5 |  |  | 7.5 | Cap Nuts |  |  | 58.5 |  |  |  | No |  | No | [20 empty] | D:6 5/8'' H:3'' |  |  |  |  | 120 | Brown | 12 | N/A | Hardwired | 0 | 0 | 0 | 0 | 1 | 0 | 0 | 1 | 0 | 0 | 0 | 785652610608 | 16 | 9.25 | 7.25 | 4.85 | 0.621 | 125 | Yes | [8 empty] | ETL Dry | cETL Dry | SUSSEX 1L MINPEND-782 | One Light Mini-Pendant |  | 61060-782.jpg | 61060.jpg
61060-962 | One Light Mini-Pendant | The Sussex lighting collection from Sea Gull Lighting is a perfect crossover from cottage style into urban chic. The Sussex collection's retro appeal softens and warms-up contemporary spaces, while retaining an up-to-date decor. Look to Sussex when balance and unity are required in your interior design. Offered in Brushed Nickel finish with Satin White glass or Heirloom Bronze with Satin Etched glass. For the wall/bath fixtures only, a Chrome finish coupled with Satin White glass is also available. The assortment includes nine-light, five-light and three-light chandeliers, pendants in six sizes, both flush and semi-flush ceiling fixtures, as well as one-light, two-light, three-light and four-light wall/bath fixtures. Both incandescent lamping and ENERGY STAR-qualified LED lamping are available. Most of these fixtures easily convert to LED by purchasing LED replacement lamps sold separately. | LINE VOLTAGE PENDANT | Sussex | Pendants | Brushed Nickel | 962 | Steel | Satin White Glass | D:7.5" H:4.125" |  |  | 1 Medium A19 100w |  | 1 | No | [14 empty] | 0 | [12 empty] | 60.48 | 120.96 | 181.44 | D:7 1/2'' H:7 1/2'' O:58 1/2'' | 3.9 | 7.5 |  |  | 7.5 | Cap Nuts |  |  | 58.5 |  |  |  | No |  | No | [20 empty] | D:6 5/8'' H:3'' |  |  |  |  | 120 | Clear | 12 | N/A | Hardwired | 0 | 0 | 0 | 0 | 1 | 0 | 0 | 1 | 0 | 0 | 0 | 785652610615 | 16.25 | 9.38 | 7 | 4.9 | 0.617 | 125 | Yes | [8 empty] | ETL Dry | cETL Dry | SUSSEX 1L MINPEND-962 | One Light Mini-Pendant |  | 61060-962.jpg | 61060.jpg
61060EN3-782 | One Light Mini-Pendant | The Sussex lighting collection from Sea Gull Lighting is a perfect crossover from cottage style into urban chic. The Sussex collection's retro appeal softens and warms-up contemporary spaces, while retaining an up-to-date decor. Look to Sussex when balance and unity are required in your interior design. Offered in Brushed Nickel finish with Satin White glass or Heirloom Bronze with Satin Etched glass. For the wall/bath fixtures only, a Chrome finish coupled with Satin White glass is also available. The assortment includes nine-light, five-light and three-light chandeliers, pendants in six sizes, both flush and semi-flush ceiling fixtures, as well as one-light, two-light, three-light and four-light wall/bath fixtures. Both incandescent lamping and ENERGY STAR-qualified LED lamping are available. Most of these fixtures easily convert to LED by purchasing LED replacement lamps sold separately. | LINE VOLTAGE PENDANT | Sussex | Pendants | Heirloom Bronze | 782 | Steel | Satin Etched Glass | D:7.5" H:4.0625" |  |  | 1 Medium A19 9.3w |  | 1 | Yes | [14 empty] | 0 | [12 empty] | 65.48 | 130.96 | 196.44 | D:7 1/2'' H:7 1/2'' O:58 1/2'' | 3.9 | 7.5 |  |  | 7.5 | Cap Nuts |  |  | 58.5 |  |  |  | No |  | No | [20 empty] | D:6 5/8'' H:3'' |  |  |  |  | 120 | Brown | 12 | N/A | Hardwired | 0 | 0 | 0 | 1 | 1 | 0 | 0 | 0 | 0 | 0 | 0 | 785652047039 | 16 | 9.25 | 7.25 | 4.85 | 0.621 | 125 | Yes | [8 empty] | ETL Dry | cETL Dry | SUSSEX 1L MINPEND-782 | One Light Mini-Pendant |  | 61060EN3-782.jpg | 61060.jpg
61060EN3-962 | One Light Mini-Pendant | The Sussex lighting collection from Sea Gull Lighting is a perfect crossover from cottage style into urban chic. The Sussex collection's retro appeal softens and warms-up contemporary spaces, while retaining an up-to-date decor. Look to Sussex when balance and unity are required in your interior design. Offered in Brushed Nickel finish with Satin White glass or Heirloom Bronze with Satin Etched glass. For the wall/bath fixtures only, a Chrome finish coupled with Satin White glass is also available. The assortment includes nine-light, five-light and three-light chandeliers, pendants in six sizes, both flush and semi-flush ceiling fixtures, as well as one-light, two-light, three-light and four-light wall/bath fixtures. Both incandescent lamping and ENERGY STAR-qualified LED lamping are available. Most of these fixtures easily convert to LED by purchasing LED replacement lamps sold separately. | LINE VOLTAGE PENDANT | Sussex | Pendants | Brushed Nickel | 962 | Steel | Satin White Glass | D:7.5" H:4.125" |  |  | 1 Medium A19 9.3w |  | 1 | Yes | [14 empty] | 0 | [12 empty] | 65.48 | 130.96 | 196.44 | D:7 1/2'' H:7 1/2'' O:58 1/2'' | 3.9 | 7.5 |  |  | 7.5 | Cap Nuts |  |  | 58.5 |  |  |  | No |  | No | [20 empty] | D:6 5/8'' H:3'' |  |  |  |  | 120 | Clear | 12 | N/A | Hardwired | 0 | 0 | 0 | 1 | 1 | 0 | 0 | 0 | 0 | 0 | 0 | 785652047046 | 13 | 9.25 | 7 | 4.2 | 0.487 | 100 | Yes | [8 empty] | ETL Dry | cETL Dry | SUSSEX 1L MINPEND-962 | One Light Mini-Pendant |  | 61060EN3-962.jpg | 61060.jpg
6110401-715 | One Light Mini-Pendant | Named after the Italian word for “sphere,” the transitional Sfera collection by Sea Gull Lighting features detailed center bands and rounded, sweeping curves -- rustic with a modern inspiration. Offered in Autumn Bronze finish with several glass options – extraordinary painted Mercury glass and Café Tint glass, as well as a Smoky Amber glass for wall/bath fixtures only. The assortment includes six-light and four-light chandeliers, pendants in three sizes, both flush and semi-flush ceiling fixtures, as well as two-light, three-light and four-light wall/bath fixtures. Both incandescent lamping and ENERGY STAR-qualified LED lamping are available. Most of these fixtures easily convert to LED by purchasing LED replacement lamps sold separately. | LINE VOLTAGE PENDANT | Sfera | Pendants | Autumn Bronze | 715 | Steel | Mercury Glass | D:3.5" H:6.5" | D:3.5" |  | 1 Medium A19 100w |  | 1 | No | [14 empty] | 0 | [12 empty] | 49.95 | 99.9 | 149.85 | D:4'' H:7 1/4'' O:53 1/2'' | 3 | 4 |  |  | 7.25 | Dual Mount |  |  | 53.5 | 17.5 - 53.5 |  |  | No |  | No | [20 empty] | D:5'' H:1 1/4'' Round |  |  |  |  | 120 | Brown | 3 |  | Hardwired | 0 | 0 | 0 | 0 | 1 | 0 | 0 | 1 | 0 | 0 | 0 | 785652240287 | 13.5 | 8.25 | 7.5 | 3.8 | 0.483 | 125 | Yes | [9 empty] | cETL Damp | SFERA 1L MERCURY MINPEND-715 | One Light Mini-Pendant |  | 6110401-715.jpg | 6110401.jpg
6110401EN3-715 | One Light Mini-Pendant | Named after the Italian word for “sphere,” the transitional Sfera collection by Sea Gull Lighting features detailed center bands and rounded, sweeping curves -- rustic with a modern inspiration. Offered in Autumn Bronze finish with several glass options – extraordinary painted Mercury glass and Café Tint glass, as well as a Smoky Amber glass for wall/bath fixtures only. The assortment includes six-light and four-light chandeliers, pendants in three sizes, both flush and semi-flush ceiling fixtures, as well as two-light, three-light and four-light wall/bath fixtures. Both incandescent lamping and ENERGY STAR-qualified LED lamping are available. Most of these fixtures easily convert to LED by purchasing LED replacement lamps sold separately. | LINE VOLTAGE PENDANT | Sfera | Pendants | Autumn Bronze | 715 | Steel | Mercury Glass | D:3.5" H:6.5" | D:3.5" |  | 1 Medium A19 9.3w |  | 1 | Yes | [14 empty] | 0 | [12 empty] | 57.98 | 115.96 | 173.94 | D:4'' H:7 1/4'' O:53 1/2'' | 3 | 4 |  |  | 7.25 | Dual Mount |  |  | 53.5 |  |  |  | No |  | No | [20 empty] | D:5'' H:1 1/4'' Round |  |  |  |  | 120 | Brown | 3 |  | Hardwired | 0 | 0 | 0 | 1 | 1 | 0 | 0 | 0 | 0 | 0 | 0 | 785652046834 | 13.5 | 8.2 | 7.5 | 3.8 | 0.48 | 125 | Yes | [9 empty] | cETL Damp | SFERA 1L MERCURY MINPEND-715 | One Light Mini-Pendant |  | 6110401EN3-715.jpg | 6110401.jpg
61120-820 | One Light Mini-Pendant | The Del Prato collection by Sea Gull Lighting has a rustic transitional style making it a great choice for all décor styles. Sweeping curves add interest without complication. Coordinate Del Prato in the Chestnut Bronze finish with earth tone walls for an added level of sophistication. The Seeded, Acid-Etched glass shades with a Café Tint contribute to the overall impact as well. The assortment includes nine-light and five-light chandeliers, pendants in five sizes, both flush and semi-flush ceiling fixtures, as well as one-light, two-light, three-light and four-light wall/bath fixtures. Most of these fixtures easily convert to LED by purchasing LED replacement lamps sold separately. | LINE VOLTAGE PENDANT | Del Prato | Pendants | Chestnut Bronze | 820 | Steel | Seeded acid etch with cafe tint Glass | D:8" |  |  | 1 Medium A19 100w |  | 1 | No | [14 empty] | 0 | [12 empty] | 64 | 128 | 192 | D:8'' H:13 3/4'' O:65 1/2'' | 4.3 | 8 |  |  | 13.75 | Cap Nuts |  |  | 65.5 |  |  |  | No |  | No | [20 empty] | D:6'' DP:1 5/8'' Round |  |  |  |  | 120 | Brown | 12 | N/A | Hardwired | 0 | 0 | 0 | 0 | 1 | 0 | 0 | 1 | 0 | 0 | 0 | 785652075858 | 13.75 | 10.25 | 8.25 | 5.8 | 0.673 | 100 | Yes | [8 empty] | UL Dry | cUL Dry | DEL PRATO 1L MINPEND-820 | One Light Mini-Pendant |  | 61120-820.jpg | 61120.jpg
61120EN3-820 | One Light Mini-Pendant | The Del Prato collection by Sea Gull Lighting has a rustic transitional style making it a great choice for all décor styles. Sweeping curves add interest without complication. Coordinate Del Prato in the Chestnut Bronze finish with earth tone walls for an added level of sophistication. The Seeded, Acid-Etched glass shades with a Café Tint contribute to the overall impact as well. The assortment includes nine-light and five-light chandeliers, pendants in five sizes, both flush and semi-flush ceiling fixtures, as well as one-light, two-light, three-light and four-light wall/bath fixtures. Most of these fixtures easily convert to LED by purchasing LED replacement lamps sold separately. | LINE VOLTAGE PENDANT | Del Prato | Pendants | Chestnut Bronze | 820 | Steel | Seeded acid etch with cafe tint Glass | D:8" |  |  | 1 Medium A19 9.3w |  | 1 | Yes | [14 empty] | 0 | [12 empty] | 65.05 | 130.1 | 195.15 | D:8'' H:13 3/4'' O:65 1/2'' | 4.3 | 8 |  |  | 13.75 | Cap Nuts |  |  | 65.5 |  |  |  | No |  | No | [20 empty] | D:6'' DP:1 5/8'' Round |  |  |  |  | 120 | Brown | 12 | N/A | Hardwired | 0 | 0 | 0 | 1 | 1 | 0 | 0 | 0 | 0 | 0 | 0 | 785652054877 | 13.75 | 10.25 | 8.25 | 5.8 | 0.673 | 100 | Yes | [8 empty] | UL Dry | cUL Dry | DEL PRATO 1L MINPEND-820 | One Light Mini-Pendant |  | 61120EN3-820.jpg | 61120.jpg
6113001-845 | One Light Mini-Pendant | The subtle details of the Parkfield lighting collection by Sea Gull Lighting make this transitional design perfect for a wide range of décor. The four-sided, glass shades and the supporting sockets feature a graduated step detail which gives each fixture a slightly more masculine and tailored look. Available in both a casual Flemish Bronze finish with Crème Parchment glass or the elegantly modern Brushed Nickel finish with Opal Etched glass, the full lighting collection offers a nine-light or five-light chandelier, a three-light down chandelier; a two-light semi-flush mount; a three-light up pendant; and one-light, two-light, three-light and four-light bath fixture (all of which can mount up or down). Incandescent and ENERGY STAR-qualified LED lamping are available. | LINE VOLTAGE PENDANT | Parkfield | Pendants | Flemish Bronze | 845 | Steel | Creme Parchment Glass | L:5.25" W:5.25" H:5.375" |  |  | 1 Medium A19 75w |  | 1 | No | [14 empty] | 0 | [12 empty] | 46.48 | 92.96 | 139.44 | L:5 1/4'' W:5 1/4'' H:6 3/4'' O:6 3/4'' | 3.3 |  | 5.25 | 5.25 | 6.75 | Dual Mount |  | 9.375 | 6.75 | 15 - 51 |  |  | No |  | No | [20 empty] | D:5'' H:5/8'' Round |  |  |  |  | 72 | Brown |  |  | Hardwired | 0 | 0 | 0 | 0 | 1 | 0 | 0 | 1 | 0 | 0 | 0 | 785652274879 | 14.75 | 8.75 | 7.5 | 4.3 | 0.56 | 125 | Yes | [9 empty] | cETL Damp | PARKFIELD 1L MINPEND-845 | One Light Mini-Pendant |  | 6113001-845.jpg | 6113001.jpg
6113001-962 | One Light Mini-Pendant | The subtle details of the Parkfield lighting collection by Sea Gull Lighting make this transitional design perfect for a wide range of décor. The four-sided, glass shades and the supporting sockets feature a graduated step detail which gives each fixture a slightly more masculine and tailored look. Available in both a casual Flemish Bronze finish with Crème Parchment glass or the elegantly modern Brushed Nickel finish with Opal Etched glass, the full lighting collection offers a nine-light or five-light chandelier, a three-light down chandelier; a two-light semi-flush mount; a three-light up pendant; and one-light, two-light, three-light and four-light bath fixture (all of which can mount up or down). Incandescent and ENERGY STAR-qualified LED lamping are available. | LINE VOLTAGE PENDANT | Parkfield | Pendants | Brushed Nickel | 962 | Steel | Etched / White Inside Glass | L:5.25" W:5.25" H:5.375" |  |  | 1 Medium A19 75w |  | 1 | No | [14 empty] | 0 | [12 empty] | 46.48 | 92.96 | 139.44 | L:5 1/4'' W:5 1/4'' H:6 3/4'' O:6 3/4'' | 3.3 |  | 5.25 | 5.25 | 6.75 | Dual Mount |  | 9.375 | 6.75 | 15 - 51 |  |  | No |  | No | [20 empty] | D:5'' H:5/8'' Round |  |  |  |  | 72 | Brown |  |  | Hardwired | 0 | 0 | 0 | 0 | 1 | 0 | 0 | 1 | 0 | 0 | 0 | 785652274886 | 14.5 | 8.75 | 7.5 | 4 | 0.551 | 125 | Yes | [9 empty] | cETL Damp | PARKFIELD 1L MINPEND-962 | One Light Mini-Pendant |  | 6113001-962.jpg | 6113001.jpg
6113001EN3-845 | One Light Mini-Pendant | The subtle details of the Parkfield lighting collection by Sea Gull Lighting make this transitional design perfect for a wide range of décor. The four-sided, glass shades and the supporting sockets feature a graduated step detail which gives each fixture a slightly more masculine and tailored look. Available in both a casual Flemish Bronze finish with Crème Parchment glass or the elegantly modern Brushed Nickel finish with Opal Etched glass, the full lighting collection offers a nine-light or five-light chandelier, a three-light down chandelier; a two-light semi-flush mount; a three-light up pendant; and one-light, two-light, three-light and four-light bath fixture (all of which can mount up or down). Incandescent and ENERGY STAR-qualified LED lamping are available. | LINE VOLTAGE PENDANT | Parkfield | Pendants | Flemish Bronze | 845 | Steel | Creme Parchment Glass | L:5.25" W:5.25" H:5.375" |  |  | 1 Medium A19 9.3w |  | 1 | Yes | [14 empty] | 0 | [12 empty] | 49.98 | 99.96 | 149.94 | L:5 1/4'' W:5 1/4'' H:6 3/4'' O:6 3/4'' | 3.3 |  | 5.25 | 5.25 | 6.75 | Dual Mount |  | 9.375 | 6.75 |  |  |  | No |  | No | [20 empty] | D:5'' H:5/8'' Round |  |  |  |  | 72 | Brown |  |  | Hardwired | 0 | 0 | 0 | 1 | 1 | 0 | 0 | 0 | 0 | 0 | 0 | 785652046599 | 14.75 | 8.75 | 7.5 | 4.3 | 0.56 | 125 | Yes | [9 empty] | cETL Damp | PARKFIELD 1L MINPEND-845 | One Light Mini-Pendant |  | 6113001EN3-845.jpg | 6113001.jpg
6113001EN3-962 | One Light Mini-Pendant | The subtle details of the Parkfield lighting collection by Sea Gull Lighting make this transitional design perfect for a wide range of décor. The four-sided, glass shades and the supporting sockets feature a graduated step detail which gives each fixture a slightly more masculine and tailored look. Available in both a casual Flemish Bronze finish with Crème Parchment glass or the elegantly modern Brushed Nickel finish with Opal Etched glass, the full lighting collection offers a nine-light or five-light chandelier, a three-light down chandelier; a two-light semi-flush mount; a three-light up pendant; and one-light, two-light, three-light and four-light bath fixture (all of which can mount up or down). Incandescent and ENERGY STAR-qualified LED lamping are available. | LINE VOLTAGE PENDANT | Parkfield | Pendants | Brushed Nickel | 962 | Steel | Etched / White Inside Glass | L:5.25" W:5.25" H:5.375" |  |  | 1 Medium A19 9.3w |  | 1 | Yes | [14 empty] | 0 | [12 empty] | 49.98 | 99.96 | 149.94 | L:5 1/4'' W:5 1/4'' H:6 3/4'' O:6 3/4'' | 3.3 |  | 5.25 | 5.25 | 6.75 | Dual Mount |  | 9.375 | 6.75 |  |  |  | No |  | No | [20 empty] | D:5'' H:5/8'' Round |  |  |  |  | 72 | Brown |  |  | Hardwired | 0 | 0 | 0 | 1 | 1 | 0 | 0 | 0 | 0 | 0 | 0 | 785652046605 | 14.5 | 8.75 | 7.5 | 4 | 0.551 | 125 | Yes | [9 empty] | cETL Damp | PARKFIELD 1L MINPEND-962 | One Light Mini-Pendant |  | 6113001EN3-962.jpg | 6113001.jpg
6113201-715 | One Light Mini-Pendant | The soft curves give the transitional Metcalf lighting collection by Sea Gull Lighting its clean, subtle look. The modern silhouette of the Satin Etched glass shades reinforces the easy and casual lines of this design. Equally at home in a contemporary, urban setting or a transitional décor in the suburbs, the full lighting collection is offered in Autumn Bronze and Brushed Nickel finishes and is comprised of nine-, five- and three-light chandeliers; one- and three-light pendants, mini pendant, two-light semi-flush mount; and one-, two-, three- and four-light bath fixtures. Incandescent and ENERGY STAR-qualified LED lamping are available; all fixtures are California Title 24 compliant. | LINE VOLTAGE PENDANT | Metcalf | Pendants | Autumn Bronze | 715 | Steel | Satin Etched Glass | D:6.25" H:5.25" |  |  | 1 Medium A19 75w |  | 1 | No | [14 empty] | 0 | [12 empty] | 49.98 | 99.96 | 149.94 | D:6 1/4'' H:7'' O:51 1/2'' | 2.8 | 6.25 |  |  | 7 | Dual Mount |  |  | 51.5 | 21.75 - 51.75 |  |  | No |  | No | [20 empty] | D:5 1/8'' H:1'' Round |  |  |  |  | 96 | Brown |  |  | Hardwired | 0 | 0 | 0 | 0 | 1 | 0 | 0 | 1 | 0 | 0 | 0 | 785652275166 | 14 | 8 | 7.5 | 4 | 0.486 | 100 | Yes | 4 | 10785652275163 | 17.5 | 16 | 15.25 | 17.3 | 2.471 | Yes |  | cETL Damp | METCALF 1L MINPEND-715 | One Light Mini-Pendant |  | 6113201-715.jpg | 6113201.jpg
6113201-962 | One Light Mini-Pendant | The soft curves give the transitional Metcalf lighting collection by Sea Gull Lighting its clean, subtle look. The modern silhouette of the Satin Etched glass shades reinforces the easy and casual lines of this design. Equally at home in a contemporary, urban setting or a transitional décor in the suburbs, the full lighting collection is offered in Autumn Bronze and Brushed Nickel finishes and is comprised of nine-, five- and three-light chandeliers; one- and three-light pendants, mini pendant, two-light semi-flush mount; and one-, two-, three- and four-light bath fixtures. Incandescent and ENERGY STAR-qualified LED lamping are available; all fixtures are California Title 24 compliant. | LINE VOLTAGE PENDANT | Metcalf | Pendants | Brushed Nickel | 962 | Steel | Satin Etched Glass | D:6.25" H:5.25" |  |  | 1 Medium A19 75w |  | 1 | No | [14 empty] | 0 | [12 empty] | 49.98 | 99.96 | 149.94 | D:6 1/4'' H:7'' O:51 3/4'' | 2.8 | 6.25 |  |  | 7 | Dual Mount |  |  | 51.75 | 21.75 - 51.75 |  |  | No |  | No | [20 empty] | D:5 1/8'' H:1'' Round |  |  |  |  | 96 | Clear Silver |  |  | Hardwired | 0 | 0 | 0 | 0 | 1 | 0 | 0 | 1 | 0 | 0 | 0 | 785652275173 | 14 | 8 | 7.5 | 4 | 0.486 | 100 | Yes | 4 | 10785652275170 | 17.5 | 16 | 15.25 | 17.3 | 2.471 | Yes |  | cETL Damp | METCALF 1L MINPEND-962 | One Light Mini-Pendant |  | 6113201-962.jpg | 6113201.jpg
6113201EN3-715 | One Light Mini-Pendant | The soft curves give the transitional Metcalf lighting collection by Sea Gull Lighting its clean, subtle look. The modern silhouette of the Satin Etched glass shades reinforces the easy and casual lines of this design. Equally at home in a contemporary, urban setting or a transitional décor in the suburbs, the full lighting collection is offered in Autumn Bronze and Brushed Nickel finishes and is comprised of nine-, five- and three-light chandeliers; one- and three-light pendants, mini pendant, two-light semi-flush mount; and one-, two-, three- and four-light bath fixtures. Incandescent and ENERGY STAR-qualified LED lamping are available; all fixtures are California Title 24 compliant. | LINE VOLTAGE PENDANT | Metcalf | Pendants | Autumn Bronze | 715 | Steel | Satin Etched Glass | D:6.25" H:5.25" |  |  | 1 Medium A19 9.3w |  | 1 | Yes | [14 empty] | 0 | [12 empty] | 56.48 | 112.96 | 169.44 | D:6 1/4'' H:7'' O:51 1/2'' | 2.8 | 6.25 |  |  | 7 | Dual Mount |  |  | 51.5 |  |  |  | No |  | No | [20 empty] | D:5 1/8'' H:1'' Round |  |  |  |  | 96 | Brown |  |  | Hardwired | 0 | 0 | 0 | 1 | 1 | 0 | 0 | 0 | 0 | 0 | 0 | 785652050534 | 14 | 8 | 7.5 | 4 | 0.486 | 100 | Yes | 4 | 10785652050531 | 17.5 | 16 | 15.25 | 17.3 | 2.471 | Yes |  | cETL Damp | METCALF 1L MINPEND-715 | One Light Mini-Pendant |  | 6113201EN3-715.jpg | 6113201.jpg
6113201EN3-962 | One Light Mini-Pendant | The soft curves give the transitional Metcalf lighting collection by Sea Gull Lighting its clean, subtle look. The modern silhouette of the Satin Etched glass shades reinforces the easy and casual lines of this design. Equally at home in a contemporary, urban setting or a transitional décor in the suburbs, the full lighting collection is offered in Autumn Bronze and Brushed Nickel finishes and is comprised of nine-, five- and three-light chandeliers; one- and three-light pendants, mini pendant, two-light semi-flush mount; and one-, two-, three- and four-light bath fixtures. Incandescent and ENERGY STAR-qualified LED lamping are available; all fixtures are California Title 24 compliant. | LINE VOLTAGE PENDANT | Metcalf | Pendants | Brushed Nickel | 962 | Steel | Satin Etched Glass | D:6.25" H:5.25" |  |  | 1 Medium A19 9.3w |  | 1 | Yes | [14 empty] | 0 | [12 empty] | 56.48 | 112.96 | 169.44 | D:6 1/4'' H:7'' O:51 3/4'' | 2.8 | 6.25 |  |  | 7 | Dual Mount |  |  | 51.75 |  |  |  | No |  | No | [20 empty] | D:5 1/8'' H:1'' Round |  |  |  |  | 96 | Clear Silver |  |  | Hardwired | 0 | 0 | 0 | 1 | 1 | 0 | 0 | 0 | 0 | 0 | 0 | 785652050541 | 14 | 8 | 7.5 | 4 | 0.486 | 100 | Yes | 4 | 10785652050548 | 17.5 | 16 | 15.25 | 17.3 | 2.471 | Yes |  | cETL Damp | METCALF 1L MINPEND-962 | One Light Mini-Pendant |  | 6113201EN3-962.jpg | 6113201.jpg
6113301-846 | One Light Mini-Pendant | Making a statement without overpowering the surrounding décor, the Dunning lighting collection by Sea Gull Lighting is a chic addition to a wide range of interiors. The bold design is inspired by farmhouse influences seen in the rustic rope detail highlighting the open, square frame which surrounds medium based lamps covered in Crème Parchment glass shades. The Dunning collection features a unique two-tone finish of Stardust on the overall metal structure, with the open frame in Cerused Oak finish. The full lighting collection features a three-light and five-light chandeliers; a one-light mini-pendant, a four-light island chandelier; a two-light flush mount; and one-light, two-light, three-light and four-light bath fixtures (all of which can mount up or down). Both incandescent lamping and ENERGY STAR-qualified LED lamping are available. | LINE VOLTAGE PENDANT | Dunning | Pendants | Stardust / Cerused Oak | 846 / 735 | Steel | Creme Parchment Glass | D:3.75" H:6.3125" |  |  | 1 Medium A19 100w |  | 1 | No | [14 empty] | 0 | [12 empty] | 83.98 | N/A | 251.94 | L:6'' W:6'' H:9 1/2'' O:54 1/4'' | 2.9 |  | 6 | 6 | 9.5 | Dual Mount |  |  | 54.25 | 20.0625 - 54.25 |  |  | No |  | No | [20 empty] | D:5 1/4'' H:1 1/8'' Round |  |  |  |  | 120 | Brown |  |  | Hardwired | 0 | 0 | 0 | 0 | 1 | 0 | 0 | 1 | 0 | 0 | 0 | 785652275852 | 14.75 | 10.5 | 9.25 | 7.1 | 0.829 | 100 | Yes | [9 empty] | cETL Damp | DUNNING 1L MINPEND-846 | One Light Mini-Pendant |  | 6113301-846.jpg | 6113301.jpg
6113301EN3-846 | One Light Mini-Pendant | Making a statement without overpowering the surrounding décor, the Dunning lighting collection by Sea Gull Lighting is a chic addition to a wide range of interiors. The bold design is inspired by farmhouse influences seen in the rustic rope detail highlighting the open, square frame which surrounds medium based lamps covered in Crème Parchment glass shades. The Dunning collection features a unique two-tone finish of Stardust on the overall metal structure, with the open frame in Cerused Oak finish. The full lighting collection features a three-light and five-light chandeliers; a one-light mini-pendant, a four-light island chandelier; a two-light flush mount; and one-light, two-light, three-light and four-light bath fixtures (all of which can mount up or down). Both incandescent lamping and ENERGY STAR-qualified LED lamping are available. | LINE VOLTAGE PENDANT | Dunning | Pendants | Stardust / Cerused Oak | 846 / 735 | Steel | Creme Parchment Glass | D:3.75" H:6.3125" |  |  | 1 Medium A19 9.3w |  | 1 | Yes | [14 empty] | 0 | [12 empty] | 88.48 | N/A | 265.44 | L:6'' W:6'' H:9 1/2'' O:54 1/4'' | 2.9 |  | 6 | 6 | 9.5 | Dual Mount |  |  | 54.25 |  |  |  | No |  | No | [20 empty] | D:5 1/4'' H:1 1/8'' Round |  |  |  |  | 120 | Brown | 3.125 |  | Hardwired | 0 | 0 | 0 | 1 | 1 | 0 | 0 | 0 | 0 | 0 | 0 | 785652045493 | 14.75 | 10.5 | 9.5 | 7.1 | 0.851 | 100 | Yes | [9 empty] | cETL Damp | DUNNING 1L MINPEND-846 | One Light Mini-Pendant |  | 6113301EN3-846.jpg | 6113301.jpg
6113401EN3-05 | One Light Mini-Pendant | The modern Englehorn collection by Sea Gull Lighting brings a heightened sense of beauty through the use of dramatic and flawless optic crystal. Even with the crystal’s delicate appearance, the overall design makes a strong statement. Offered in a Chrome finish with Etched White glass. The assortment includes nine-light, five-light, and three-light chandeliers, three-light and mini-pendants, two-light semi-flush mount, as well as one-light, two-light, three-light and four-light wall/bath fixtures. Incandescent and ENERGY STAR-qualified LED lamping are available; all fixtures are California Title 24 compliant. | LINE VOLTAGE PENDANT | Englehorn | Pendants | Chrome / Optic Crystal | 05 / 602 | Steel | Etched / White Inside Glass | D:3.9375" H:6.6875" | D:3.9375" |  | 1 Medium A19 9.3w |  | 1 | Yes | [14 empty] | 0 | [12 empty] | 63.45 | 126.9 | 190.35 | D:4'' H:9 1/4'' O:56'' | 2.8 | 4 |  |  | 9.25 | Dual Mount |  |  | 56 |  |  |  | No |  | No | [20 empty] | D:5'' H:1 1/8'' Round |  |  |  |  | 120 | Clear |  |  | Hardwired | 0 | 0 | 0 | 1 | 1 | 0 | 0 | 0 | 0 | 0 | 0 | 785652045622 | 13.125 | 8.2 | 7.625 | 3.8 | 0.475 | 100 | Yes | 3 | 10785652045629 | 23 | 8.625 | 14.375 | 12.9 | 1.65 | Yes | C-UL-US Dry |  | ENGLEHORN 1L MINPEND-05 | One Light Mini-Pendant |  | 6113401EN3-05.jpg | 6113401.jpg
6113701-778 | One Light Mini-Pendant | Ellis Harper has an Arts and Crafts pedigree with a Modernist twist. The array of fixtures showcases Sea Gull's commitment to high style with robust construction and craftsmanship at an exceptional price. The subtle detail allows this transitional design to easily fit into any décor. The sleek, geometric arms and square Satin Etched glass shades add touches of elegance to its streamlined profile. The assortment includes: four- and eight-light chandeliers, a six-light linear, one-light mini-pendant, and one-, two-, three- and four-light bath fixtures. All fixtures are offered in either a Brushed Nickel or Brushed Oil Rubbed Bronze. | LINE VOLTAGE PENDANT | Ellis Harper | Pendants | Brushed Oil Rubbed Bronze | 778 | Steel | Etched / White Inside Glass | L:5.75" W:5.75" H:5.5" |  |  | 1 Medium A19 75w |  | 1 | No | [14 empty] | 0 | [12 empty] | 41.48 | 82.96 | 124.44 | L:5 3/4'' W:5 3/4'' H:12'' O:56 5/8'' | 3.52 |  | 5.75 | 5.75 | 12 | Screw Collar - Stem |  |  | 56.625 |  |  |  | No |  | No | [20 empty] | DP:5'' W:5'' H:1'' Square |  |  |  |  | 120 | Brown |  |  | Hardwired | 0 | 0 | 0 | 0 | 1 | 0 | 0 | 1 | 0 | 0 | 0 | 785652069727 | 13.75 | 9 | 8 | 4.6 | 0.573 | 100 | Yes | [9 empty] | cETL Damp | ELLIS HARPER 1L MINPEND-778 | One Light Mini-Pendant |  | 6113701-778.jpg | 6113701.jpg
6113701-962 | One Light Mini-Pendant | Ellis Harper has an Arts and Crafts pedigree with a Modernist twist. The array of fixtures showcases Sea Gull's commitment to high style with robust construction and craftsmanship at an exceptional price. The subtle detail allows this transitional design to easily fit into any décor. The sleek, geometric arms and square Satin Etched glass shades add touches of elegance to its streamlined profile. The assortment includes: four- and eight-light chandeliers, a six-light linear, one-light mini-pendant, and one-, two-, three- and four-light bath fixtures. All fixtures are offered in either a Brushed Nickel or Brushed Oil Rubbed Bronze. | LINE VOLTAGE PENDANT | Ellis Harper | Pendants | Brushed Nickel | 962 | Steel | Etched / White Inside Glass | L:5.75" W:5.75" H:5.5" |  |  | 1 Medium A19 75w |  | 1 | No | [14 empty] | 0 | [12 empty] | 41.48 | 82.96 | 124.44 | L:5 3/4'' W:5 3/4'' H:12'' O:56 5/8'' | 3.52 |  | 5.75 | 5.75 | 12 | Screw Collar - Stem |  |  | 56.625 |  |  |  | No |  | No | [20 empty] | DP:5'' W:5'' H:1'' Square |  |  |  |  | 120 | Clear Silver |  |  | Hardwired | 0 | 0 | 0 | 0 | 1 | 0 | 0 | 1 | 0 | 0 | 0 | 785652069734 | 14 | 9.25 | 8.25 | 4.5 | 0.618 | 125 | Yes | [9 empty] | cETL Damp | ELLIS HARPER 1L MINPEND-962 | One Light Mini-Pendant |  | 6113701-962.jpg | 6113701.jpg
6113701EN3-778 | One Light Mini-Pendant | Ellis Harper has an Arts and Crafts pedigree with a Modernist twist. The array of fixtures showcases Sea Gull's commitment to high style with robust construction and craftsmanship at an exceptional price. The subtle detail allows this transitional design to easily fit into any décor. The sleek, geometric arms and square Satin Etched glass shades add touches of elegance to its streamlined profile. The assortment includes: four- and eight-light chandeliers, a six-light linear, one-light mini-pendant, and one-, two-, three- and four-light bath fixtures. All fixtures are offered in either a Brushed Nickel or Brushed Oil Rubbed Bronze. | LINE VOLTAGE PENDANT | Ellis Harper | Pendants | Brushed Oil Rubbed Bronze | 778 | Steel | Etched / White Inside Glass | L:5.75" W:5.75" H:5.5" |  |  | 1 Medium A19 9.3w |  | 1 | Yes | [14 empty] | 0 | [12 empty] | 46.98 | 93.96 | 140.94 | L:5 3/4'' W:5 3/4'' H:12'' O:56 5/8'' | 3.52 |  | 5.75 | 5.75 | 12 | Screw Collar - Stem |  |  | 56.625 |  |  |  | No |  | No | [20 empty] | DP:5'' W:5'' H:1'' Square |  |  |  |  | 120 | Brown |  |  | Hardwired | 0 | 0 | 0 | 1 | 1 | 0 | 0 | 0 | 0 | 0 | 0 | 785652071492 | 13.75 | 9 | 8 | 4.6 | 0.573 | 100 | Yes | [9 empty] | cETL Damp | ELLIS HARPR 1L LED MINPEND-778 | One Light Mini-Pendant |  | 6113701EN3-778.jpg | 6113701EN3.jpg
6113701EN3-962 | One Light Mini-Pendant | Ellis Harper has an Arts and Crafts pedigree with a Modernist twist. The array of fixtures showcases Sea Gull's commitment to high style with robust construction and craftsmanship at an exceptional price. The subtle detail allows this transitional design to easily fit into any décor. The sleek, geometric arms and square Satin Etched glass shades add touches of elegance to its streamlined profile. The assortment includes: four- and eight-light chandeliers, a six-light linear, one-light mini-pendant, and one-, two-, three- and four-light bath fixtures. All fixtures are offered in either a Brushed Nickel or Brushed Oil Rubbed Bronze. | LINE VOLTAGE PENDANT | Ellis Harper | Pendants | Brushed Nickel | 962 | Steel | Etched / White Inside Glass | L:5.75" W:5.75" H:5.5" |  |  | 1 Medium A19 93w |  | 1 | Yes | [14 empty] | 0 | [12 empty] | 46.98 | 93.96 | 140.94 | L:5 3/4'' W:5 3/4'' H:12'' O:56 5/8'' | 3.52 |  | 5.75 | 5.75 | 12 | Screw Collar - Stem |  |  | 56.625 |  |  |  | No |  | No | [20 empty] | DP:5'' W:5'' H:1'' Square |  |  |  |  | 120 | Clear Silver |  |  | Hardwired | 0 | 0 | 0 | 1 | 1 | 0 | 0 | 0 | 0 | 0 | 0 | 785652071508 | 14 | 9.25 | 8.25 | 4.5 | 0.618 | 125 | Yes | [9 empty] | cETL Damp | ELLIS HARPR 1L LED MINPEND-962 | One Light Mini-Pendant |  | 6113701EN3-962.jpg | 6113701EN3.jpg
6114001-710 | One Light Mini-Pendant | The dazzling and timeless Carondelet lighting collection by Sea Gull Lighting features a cascade of faceted, linear glass crystals delivering the ultimate sparkle without the fuss of traditional crystal. The sleek, contemporary silhouette adds drama and excitement to any –room—without upstaging the beautiful furnishings and décor. With the option of Burnt Sienna or Antique Brushed Nickel finishes, the full lighting collection offers a six-light or four-light chandelier; one-light mini pendant; two-light flush mount and semi-flush mount; and one-light, two-light, three-light and four-light bath fixtures. Both incandescent lamping and ENERGY STAR-qualified LED lamping are available; all fixtures are California Title 24 compliant. | LINE VOLTAGE PENDANT | Carondelet | Pendants | Burnt Sienna | 710 | Steel | Clear Beveled Glass | W:0.875" H:7" |  |  | 1 Medium A19 100w |  | 1 | No | [14 empty] | 0 | [12 empty] | 65.48 | 130.96 | 196.44 | D:5 1/8'' H:8'' O:52 1/2'' | 3.5 | 5.125 |  |  | 8 | Dual Mount |  |  | 52.5 |  |  |  | No |  | No | [20 empty] | D:5'' H:1'' Round |  |  |  |  | 120 | Brown |  |  | Hardwired | 0 | 0 | 0 | 0 | 1 | 0 | 0 | 1 | 0 | 0 | 0 | 785652260773 | 14.5 | 8.75 | 7.25 | 5.4 | 0.532 | 93 | Yes | [9 empty] | cETL Damp | CARONDELET 1L MINPEND-710 | One Light Mini-Pendant |  | 6114001-710.jpg | 6114001.jpg
6114001-965 | One Light Mini-Pendant | The dazzling and timeless Carondelet lighting collection by Sea Gull Lighting features a cascade of faceted, linear glass crystals delivering the ultimate sparkle without the fuss of traditional crystal. The sleek, contemporary silhouette adds drama and excitement to any –room—without upstaging the beautiful furnishings and décor. With the option of Burnt Sienna or Antique Brushed Nickel finishes, the full lighting collection offers a six-light or four-light chandelier; one-light mini pendant; two-light flush mount and semi-flush mount; and one-light, two-light, three-light and four-light bath fixtures. Both incandescent lamping and ENERGY STAR-qualified LED lamping are available; all fixtures are California Title 24 compliant. | LINE VOLTAGE PENDANT | Carondelet | Pendants | Antique Brushed Nickel | 965 | Steel | Clear Beveled Glass | W:0.875" H:7" |  |  | 1 Medium A19 100w |  | 1 | No | [14 empty] | 0 | [12 empty] | 65.48 | 130.96 | 196.44 | D:5 1/8'' H:8'' O:52 1/2'' | 3.5 | 5.125 |  |  | 8 | Dual Mount |  |  | 52.5 |  |  |  | No |  | No | [20 empty] | D:5'' H:1'' Round |  |  |  |  | 120 | Clear Silver |  |  | Hardwired | 0 | 0 | 0 | 0 | 1 | 0 | 0 | 1 | 0 | 0 | 0 | 785652275968 | 14.5 | 8.75 | 7.25 | 5.4 | 0.532 | 93 | Yes | [9 empty] | cETL Damp | CARONDELET 1L MINPEND-965 | One Light Mini-Pendant |  | 6114001-965.jpg | 6114001.jpg
6114001EN3-710 | One Light Mini-Pendant | The dazzling and timeless Carondelet lighting collection by Sea Gull Lighting features a cascade of faceted, linear glass crystals delivering the ultimate sparkle without the fuss of traditional crystal. The sleek, contemporary silhouette adds drama and excitement to any –room—without upstaging the beautiful furnishings and décor. With the option of Burnt Sienna or Antique Brushed Nickel finishes, the full lighting collection offers a six-light or four-light chandelier; one-light mini pendant; two-light flush mount and semi-flush mount; and one-light, two-light, three-light and four-light bath fixtures. Both incandescent lamping and ENERGY STAR-qualified LED lamping are available; all fixtures are California Title 24 compliant. | LINE VOLTAGE PENDANT | Carondelet | Pendants | Burnt Sienna | 710 | Steel | Clear Beveled Glass | W:0.875" H:7" |  |  | 1 Medium A19 9.3w |  | 1 | Yes | [14 empty] | 0 | [12 empty] | 70.48 | 140.96 | 211.44 | D:5 1/8'' H:8'' O:52 1/2'' | 3.5 | 5.125 |  |  | 8 | Dual Mount |  |  | 52.5 |  |  |  | No |  | No | [20 empty] | D:5'' H:1'' Round |  |  |  |  | 120 | Brown |  |  | Hardwired | 0 | 0 | 0 | 1 | 1 | 0 | 0 | 0 | 0 | 0 | 0 | 785652044724 | 14.5 | 8.75 | 7.25 | 5.4 | 0.532 | 93 | Yes | [9 empty] | cETL Damp | CARONDELET 1L MINPEND-710 | One Light Mini-Pendant |  | 6114001EN3-710.jpg | 6114001.jpg
6114001EN3-965 | One Light Mini-Pendant | The dazzling and timeless Carondelet lighting collection by Sea Gull Lighting features a cascade of faceted, linear glass crystals delivering the ultimate sparkle without the fuss of traditional crystal. The sleek, contemporary silhouette adds drama and excitement to any –room—without upstaging the beautiful furnishings and décor. With the option of Burnt Sienna or Antique Brushed Nickel finishes, the full lighting collection offers a six-light or four-light chandelier; one-light mini pendant; two-light flush mount and semi-flush mount; and one-light, two-light, three-light and four-light bath fixtures. Both incandescent lamping and ENERGY STAR-qualified LED lamping are available; all fixtures are California Title 24 compliant. | LINE VOLTAGE PENDANT | Carondelet | Pendants | Antique Brushed Nickel | 965 | Steel | Clear Beveled Glass | W:0.875" H:7" |  |  | 1 Medium A19 9.3w |  | 1 | Yes | [14 empty] | 0 | [12 empty] | 70.48 | 140.96 | 211.44 | D:5 1/8'' W:8'' O:52 1/2'' | 3.5 | 5.125 |  | 8 |  | Dual Mount |  |  | 52.5 |  |  |  | No |  | No | [20 empty] | D:5'' H:1'' Round |  |  |  |  | 120 | Clear Silver |  |  | Hardwired | 0 | 0 | 0 | 1 | 1 | 0 | 0 | 0 | 0 | 0 | 0 | 785652044731 | 14.5 | 8.75 | 7.25 | 5.4 | 0.532 | 93 | Yes | [9 empty] | cETL Damp | CARONDELET 1L MINPEND-965 | One Light Mini-Pendant |  | 6114001EN3-965.jpg | 6114001.jpg
6114501-782 | One Light Mini-Pendant | Influenced by the vintage industrial designs of early 20th Century America, the transitional Belton lighting collection by Sea Gull Lighting has Seeded glass shades that highlight the classic Edison bulbs. The rich Heirloom Bronze and Brushed Nickel finishes adds to the layer of retro design to the warm look. The assortment includes three- and five- down light chandeliers; five-light upright chandelier; a four-light island pendant; one-light pendant; one-light mini pendant; and one-, two-, three- and four-light bath fixtures. All fixtures are California Title 24 compliant and easily convert to LED by purchasing LED lamps sold separately. | LINE VOLTAGE PENDANT | Belton | Pendants | Heirloom Bronze | 782 | Steel | Clear Seeded Glass | D:5.375" H:6.125" |  |  | 1 Medium A19 60w |  | 1 | No | [14 empty] | 0 | [12 empty] | 49.98 | N/A | 149.94 | D:5 3/8'' H:9'' O:53 1/2'' | 2.55 | 5.375 |  |  | 9 | Center Lock-Up |  |  | 53.5 |  |  |  | No |  | No | [20 empty] | D:5'' H:3/4'' Round |  |  |  |  | 72 | Brown |  |  | Hardwired | 0 | 0 | 0 | 0 | 1 | 0 | 0 | 0 | 0 | 0 | 0 | 785652108761 | 14 | 8 | 8.25 | 3.4 | 0.535 | 125 | Yes | 2 | 10785652108768 | 16.5 | 9 | 15.5 | 7.7 | 1.332 | Yes |  | cETL Dry | BELTON 1L MINPEND-782 | One Light Mini-Pendant |  | 6114501-782.jpg | 6114501.jpg
6114501-962 | One Light Mini-Pendant | Influenced by the vintage industrial designs of early 20th Century America, the transitional Belton lighting collection by Sea Gull Lighting has Seeded glass shades that highlight the classic Edison bulbs. The rich Heirloom Bronze and Brushed Nickel finishes adds to the layer of retro design to the warm look. The assortment includes three- and five- down light chandeliers; five-light upright chandelier; a four-light island pendant; one-light pendant; one-light mini pendant; and one-, two-, three- and four-light bath fixtures. All fixtures are California Title 24 compliant and easily convert to LED by purchasing LED lamps sold separately. | LINE VOLTAGE PENDANT | Belton | Pendants | Brushed Nickel | 962 | Steel | Clear Seeded Glass | D:5.375" H:6.125" |  |  | 1 Medium A19 60w |  | 1 | No | [14 empty] | 0 | [12 empty] | 47.98 | N/A | 143.94 | D:5 3/8'' H:9'' O:53 1/2'' | 2.55 | 5.375 |  |  | 9 | Center Lock-Up |  |  | 53.5 |  |  |  | No |  | No | [20 empty] | D:5'' H:3/4'' Round |  |  |  |  | 72 | Clear Silver |  |  | Hardwired | 0 | 0 | 0 | 0 | 1 | 0 | 0 | 0 | 0 | 0 | 0 | 785652003431 | 14 | 8 | 8.25 | 3.4 | 0.535 | 125 | Yes | 2 | 10785652003438 | 16.5 | 9 | 15.5 | 7.7 | 1.332 | Yes |  | cETL Dry | BELTON 1L MINPEND-962 | One Light Mini-Pendant |  | 6114501-962.jpg | 6114501.jpg
6114501EN7-782 | One Light Mini-Pendant | Influenced by the vintage industrial designs of early 20th Century America, the transitional Belton lighting collection by Sea Gull Lighting has Seeded glass shades that highlight the classic Edison bulbs. The rich Heirloom Bronze and Brushed Nickel finishes adds to the layer of retro design to the warm look. The assortment includes three- and five- down light chandeliers; five-light upright chandelier; a four-light island pendant; one-light pendant; one-light mini pendant; and one-, two-, three- and four-light bath fixtures. All fixtures are California Title 24 compliant and easily convert to LED by purchasing LED lamps sold separately. | LINE VOLTAGE PENDANT | Belton | Pendants | Heirloom Bronze | 782 | Steel | Clear Seeded Glass | D:5.375" H:6.125" |  |  | 1 Medium A19 8.5w |  | 1 | Yes | [14 empty] | 0 | [12 empty] | 58.48 | N/A | 175.44 | D:5 3/8'' H:9'' O:53 1/2'' | 2.55 | 5.375 |  |  | 9 | Center Lock-Up |  |  | 53.5 |  |  |  | No |  | No | [20 empty] | D:5'' H:3/4'' Round |  |  |  |  | 72 | Brown |  |  | Hardwired | 0 | 0 | 0 | 1 | 1 | 0 | 0 | 0 | 0 | 0 | 0 | 785652069086 | 14 | 8 | 8.25 | 3.4 | 0.535 | 125 | Yes | 2 | 10785652069083 | 16.5 | 9 | 15.5 | 7.7 | 1.332 | Yes |  | cETL Dry | BELTON 1L LED MINPEND-782 | One Light Mini-Pendant |  | 6114501EN7-782.jpg | 6114501.jpg
6114501EN7-962 | One Light Mini-Pendant | Influenced by the vintage industrial designs of early 20th Century America, the transitional Belton lighting collection by Sea Gull Lighting has Seeded glass shades that highlight the classic Edison bulbs. The rich Heirloom Bronze and Brushed Nickel finishes adds to the layer of retro design to the warm look. The assortment includes three- and five- down light chandeliers; five-light upright chandelier; a four-light island pendant; one-light pendant; one-light mini pendant; and one-, two-, three- and four-light bath fixtures. All fixtures are California Title 24 compliant and easily convert to LED by purchasing LED lamps sold separately. | LINE VOLTAGE PENDANT | Belton | Pendants | Brushed Nickel | 962 | Steel | Clear Seeded Glass | D:5.375" H:6.125" |  |  | 1 Medium A19 8.5w |  | 1 | Yes | [14 empty] | 0 | [12 empty] | 55.98 | N/A | 167.94 | D:5 3/8'' H:9'' O:53 1/2'' | 2.55 | 5.375 |  |  | 9 | Center Lock-Up |  |  | 53.5 |  |  |  | No |  | No | [20 empty] | D:5'' H:3/4'' Round |  |  |  |  | 72 | Clear Silver |  |  | Hardwired | 0 | 0 | 0 | 1 | 1 | 0 | 0 | 0 | 0 | 0 | 0 | 785652069093 | 14 | 8 | 8.25 | 3.4 | 0.535 | 125 | Yes | 2 | 10785652069090 | 16.5 | 9 | 15.5 | 7.7 | 1.332 | Yes |  | cETL Dry | BELTON 1L LED MINPEND-962 | One Light Mini-Pendant |  | 6114501EN7-962.jpg | 6114501.jpg
6115201-05 | One Light Mini-Pendant | With a simple, airy appearance, the Kerrville lighting collection by Sea Gull Lighting embraces its modern design roots while enhancing virtually any home’s decor. Tubular steel arms extend outward and curve to present beautiful tapered, Satin Etched glass shades. The collection has a Brushed Nickel, Burnt Sienna or Chrome finish and offers three-, five- and nine-light chandeliers, a one-light mini pendant, one- and three-light pendants, a two-light semi-flush mount which can convert to a pendant, and one-, two-, three- and four-light bath fixtures. Incandescent and ENERGY STAR-qualified LED lamping are available; all fixtures are California Title 24 compliant. | LINE VOLTAGE PENDANT | Kerrville | Pendants | Chrome | 5 | Steel | Satin Etched Glass | D:4.375" H:5.375" |  |  | 1 Medium A19 100w |  | 1 | No | [14 empty] | 0 | [12 empty] | 39.48 | 78.96 | 118.44 | D:4 3/8'' H:6 3/8'' O:56 3/8'' | 2.8 | 4.375 |  |  | 6.375 | Center Lock-Up |  |  | 56.375 |  |  |  | No |  | No | [20 empty] | D:5'' H:3/4'' Round |  |  |  |  | 72 | Clear Silver | 12 |  | Hardwired | 0 | 0 | 0 | 0 | 1 | 0 | 0 | 1 | 0 | 0 | 0 | 785652059568 | 14.25 | 7 | 6.75 | 3.5 | 0.39 | 100 | Yes | 4 | 10785652059565 | 15 | 14.25 | 14 | 15 | 1.732 | Yes |  | cETL Damp | KERRVILLE 1L MINPEND-05 | One Light Mini-Pendant |  | 6115201-05.png | 6115201.jpg
6115201-782 | One Light Mini-Pendant | With a simple, airy appearance, the Kerrville lighting collection by Sea Gull Lighting embraces its modern design roots while enhancing virtually any home’s decor. Tubular steel arms extend outward and curve to present beautiful tapered, Satin Etched glass shades. The collection has a Brushed Nickel, Burnt Sienna or Chrome finish and offers three-, five- and nine-light chandeliers, a one-light mini pendant, one- and three-light pendants, a two-light semi-flush mount which can convert to a pendant, and one-, two-, three- and four-light bath fixtures. Incandescent and ENERGY STAR-qualified LED lamping are available; all fixtures are California Title 24 compliant. | LINE VOLTAGE PENDANT | Kerrville | Pendants | Heirloom Bronze | 782 | Steel | Satin Etched Glass | D:4.375" H:5.375" |  |  | 1 Medium A19 100w |  | 1 | No | [14 empty] | 0 | [12 empty] | 39.48 | 78.96 | 118.44 | D:4 3/8'' H:6 3/8'' O:56 3/8'' | 2.8 | 4.375 |  |  | 6.375 | Center Lock-Up |  |  | 56.375 |  |  |  | No |  | No | [20 empty] | D:5'' H:3/4'' Round |  |  |  |  | 72 | Brown | 12 |  | Hardwired | 0 | 0 | 0 | 0 | 1 | 0 | 0 | 1 | 0 | 0 | 0 | 785652111723 | 13.75 | 7 | 6.75 | 3.5 | 0.376 | 100 | Yes | 4 | 10785652111720 | 14.75 | 14.5 | 14.5 | 15.3 | 1.795 | Yes |  | cETL Damp | KERRVILLE 1L MINPEND-782 | One Light Mini-Pendant |  | 6115201-782.jpg | 6115201.jpg
6115201-962 | One Light Mini-Pendant | With a simple, airy appearance, the Kerrville lighting collection by Sea Gull Lighting embraces its modern design roots while enhancing virtually any home’s decor. Tubular steel arms extend outward and curve to present beautiful tapered, Satin Etched glass shades. The collection has a Brushed Nickel, Burnt Sienna or Chrome finish and offers three-, five- and nine-light chandeliers, a one-light mini pendant, one- and three-light pendants, a two-light semi-flush mount which can convert to a pendant, and one-, two-, three- and four-light bath fixtures. Incandescent and ENERGY STAR-qualified LED lamping are available; all fixtures are California Title 24 compliant. | LINE VOLTAGE PENDANT | Kerrville | Pendants | Brushed Nickel | 962 | Steel | Satin Etched Glass | D:4.375" H:5.375" |  |  | 1 Medium A19 100w |  | 1 | No | [14 empty] | 0 | [12 empty] | 39.48 | 78.96 | 118.44 | D:4 3/8'' H:6 3/8'' O:56 3/8'' | 2.8 | 4.375 |  |  | 6.375 | Center Lock-Up |  |  | 56.375 |  |  |  | No |  | No | [20 empty] | D:5'' H:3/4'' Round |  |  |  |  | 72 | Clear Silver | 12 |  | Hardwired | 0 | 0 | 0 | 0 | 1 | 0 | 0 | 1 | 0 | 0 | 0 | 785652111730 | 13.75 | 7 | 6.75 | 3.4 | 0.376 | 100 | Yes | 4 | 10785652111737 | 14.75 | 14.5 | 14.5 | 15 | 1.795 | Yes |  | cETL Damp | KERRVILLE 1L MINPEND-962 | One Light Mini-Pendant |  | 6115201-962.jpg | 6115201.jpg
6115201EN3-05 | One Light Mini-Pendant | With a simple, airy appearance, the Kerrville lighting collection by Sea Gull Lighting embraces its modern design roots while enhancing virtually any home’s decor. Tubular steel arms extend outward and curve to present beautiful tapered, Satin Etched glass shades. The collection has a Brushed Nickel, Burnt Sienna or Chrome finish and offers three-, five- and nine-light chandeliers, a one-light mini pendant, one- and three-light pendants, a two-light semi-flush mount which can convert to a pendant, and one-, two-, three- and four-light bath fixtures. Incandescent and ENERGY STAR-qualified LED lamping are available; all fixtures are California Title 24 compliant. | LINE VOLTAGE PENDANT | Kerrville | Pendants | Chrome | 5 | Steel | Satin Etched Glass | D:4.375" H:5.375" |  |  | 1 Medium A19 9.3w |  | 1 | Yes | [14 empty] | 0 | [12 empty] | 44.98 | 89.96 | 134.94 | D:4 3/8'' H:6 3/8'' O:56 3/8'' | 2.8 | 4.375 |  |  | 6.375 | Center Lock-Up |  |  | 56.375 |  |  |  | No |  | No | [20 empty] | D:5'' H:3/4'' Round |  |  |  |  | 72 | Clear Silver | 12 |  | Hardwired | 0 | 0 | 0 | 1 | 1 | 0 | 0 | 0 | 0 | 0 | 0 | 785652060106 | 14.25 | 7 | 6.75 | 3.5 | 0.39 | 100 | Yes | 4 | 10785652060103 | 15 | 14.25 | 14 | 15 | 1.732 | Yes |  | cETL Damp | KERRVILLE 1L MINPEND-05 | One Light Mini-Pendant |  | 6115201EN3-05.png | 6115201EN3.jpg
6115201EN3-782 | One Light Mini-Pendant | With a simple, airy appearance, the Kerrville lighting collection by Sea Gull Lighting embraces its modern design roots while enhancing virtually any home’s decor. Tubular steel arms extend outward and curve to present beautiful tapered, Satin Etched glass shades. The collection has a Brushed Nickel, Burnt Sienna or Chrome finish and offers three-, five- and nine-light chandeliers, a one-light mini pendant, one- and three-light pendants, a two-light semi-flush mount which can convert to a pendant, and one-, two-, three- and four-light bath fixtures. Incandescent and ENERGY STAR-qualified LED lamping are available; all fixtures are California Title 24 compliant. | LINE VOLTAGE PENDANT | Kerrville | Pendants | Heirloom Bronze | 782 | Steel | Satin Etched Glass | D:4.375" H:5.375" |  |  | 1 Medium A19 9.3w |  | 1 | Yes | [14 empty] | 0 | [12 empty] | 44.98 | 89.96 | 134.94 | D:4 3/8'' H:6 3/8'' O:56 3/8'' | 2.8 | 4.375 |  |  | 6.375 | Center Lock-Up |  |  | 56.375 |  |  |  | No |  | No | [20 empty] | D:5'' H:3/4'' Round |  |  |  |  | 72 | Brown | 12 |  | Hardwired | 0 | 0 | 0 | 1 | 1 | 0 | 0 | 0 | 0 | 0 | 0 | 785652050558 | 13.75 | 7 | 6.75 | 3.5 | 0.376 | 100 | Yes | 4 | 10785652050555 | 14.75 | 14.5 | 14.5 | 15.3 | 1.795 | Yes |  | cETL Damp | KERRVILLE 1L MINPEND-782 | One Light Mini-Pendant |  | 6115201EN3-782.jpg | 6115201.jpg
6115201EN3-962 | One Light Mini-Pendant | With a simple, airy appearance, the Kerrville lighting collection by Sea Gull Lighting embraces its modern design roots while enhancing virtually any home’s decor. Tubular steel arms extend outward and curve to present beautiful tapered, Satin Etched glass shades. The collection has a Brushed Nickel, Burnt Sienna or Chrome finish and offers three-, five- and nine-light chandeliers, a one-light mini pendant, one- and three-light pendants, a two-light semi-flush mount which can convert to a pendant, and one-, two-, three- and four-light bath fixtures. Incandescent and ENERGY STAR-qualified LED lamping are available; all fixtures are California Title 24 compliant. | LINE VOLTAGE PENDANT | Kerrville | Pendants | Brushed Nickel | 962 | Steel | Satin Etched Glass | D:4.375" H:5.375" |  |  | 1 Medium A19 9.3w |  | 1 | Yes | [14 empty] | 0 | [12 empty] | 44.98 | 89.96 | 134.94 | D:4 3/8'' H:6 3/8'' O:56 3/8'' | 2.8 | 4.375 |  |  | 6.375 | Center Lock-Up |  |  | 56.375 |  |  |  | No |  | No | [20 empty] | D:5'' H:3/4'' Round |  |  |  |  | 72 | Clear Silver | 12 |  | Hardwired | 0 | 0 | 0 | 1 | 1 | 0 | 0 | 0 | 0 | 0 | 0 | 785652050565 | 13.75 | 7 | 6.75 | 3.4 | 0.376 | 100 | Yes | 4 | 10785652050562 | 14.75 | 14.5 | 14.5 | 15 | 1.795 | Yes |  | cETL Damp | KERRVILLE 1L MINPEND-962 | One Light Mini-Pendant |  | 6115201EN3-962.jpg | 6115201.jpg
6115501-962 | One Light Mini-Pendant | The Jourdanton lighting collection by Sea Gull Lighting features perforated metal outer shades with a classic Ogee design detail surrounding faux silk inner shades. Frosted glass diffusers evenly distribute the light, and the versatile Brushed Nickel finish highlights the transitional design. The collection includes a four-light island pendant, a three-light pendant, a four-light pendant, a one-light mini-pendant, and a two-light semi-flush mount that can convert into a chain hanging pendant. Incandescent and ENERGY STAR-qualified LED lamping are available. All fixtures are California Title 24 compliant. | LINE VOLTAGE PENDANT | Jourdanton | Pendants | Brushed Nickel | 962 | Steel | Faux Silk Fabric | D:5.125" H:6.3125" |  |  | 1 Medium A19 60w |  | 1 | No | [14 empty] | 0 | [12 empty] | 86.98 | 173.96 | 260.94 | D:7 1/2'' H:8 1/2'' O:52 3/4'' | 3.5 | 7.5 |  |  | 8.5 | Center Lock-Up |  |  | 52.75 |  |  |  | No |  | No | [20 empty] | D:5'' H:1'' Round |  |  |  |  | 120 | Clear Silver |  |  | Hardwired | 0 | 0 | 0 | 0 | 1 | 0 | 0 | 1 | 0 | 0 | 0 | 785652107535 | 13 | 9.25 | 9 | 4.4 | 0.626 | 125 | Yes | [9 empty] | cETL Damp | JOURDANTON 1L MINPEND-962 | One Light Mini-Pendant |  | 6115501-962.jpg | 6115501.jpg
6115501EN3-962 | One Light Mini-Pendant | The Jourdanton lighting collection by Sea Gull Lighting features perforated metal outer shades with a classic Ogee design detail surrounding faux silk inner shades. Frosted glass diffusers evenly distribute the light, and the versatile Brushed Nickel finish highlights the transitional design. The collection includes a four-light island pendant, a three-light pendant, a four-light pendant, a one-light mini-pendant, and a two-light semi-flush mount that can convert into a chain hanging pendant. Incandescent and ENERGY STAR-qualified LED lamping are available. All fixtures are California Title 24 compliant. | LINE VOLTAGE PENDANT | Jourdanton | Pendants | Brushed Nickel | 962 | Steel | Stainless Stainless Steel | D:7.5" H:6.6875" |  |  | 1 Medium A19 9.3w |  | 1 | Yes | [14 empty] | 0 | [12 empty] | 90.48 | 180.96 | 271.44 | D:7 1/2'' H:8 1/2'' O:52 3/4'' | 3.5 | 7.5 |  |  | 8.5 | Center Lock-Up |  |  | 52.75 |  |  |  | No |  | No | [20 empty] | D:5'' H:1'' Round |  |  |  |  | 120 | Clear Silver |  |  | Hardwired | 0 | 0 | 0 | 1 | 1 | 0 | 0 | 0 | 0 | 0 | 0 | 785652046117 | 13 | 9.25 | 9 | 4.4 | 0.626 | 125 | Yes | [9 empty] | cETL Damp | JOURDANTON 1L MINPEND-962 | One Light Mini-Pendant |  | 6115501EN3-962.jpg | 6115501.jpg
61160-05 | One Light Mini-Pendant | The Oslo lighting collection by Sea Gull Lighting is a sleek design, with smooth and clean lines. The Opal Etched glass adds to this collection's contemporary and minimalist character. Offered in Chrome, Brushed Nickel and textured Blacksmith finishes, the collection includes nine-, five-, and three-light chandeliers, pendants in four sizes, both flush and semi-flush ceiling fixtures, as well as one-, two-, three- and four-light wall/bath fixtures. Both incandescent lamping and ENERGY STAR-qualified LED lamping are available. All fixtures are California Title 24 compliant. | LINE VOLTAGE PENDANT | Oslo | Pendants | Chrome | 5 | Steel | Cased Opal Etched Glass | D:3.9375" H:5.90625" |  |  | 1 Medium A19 100w |  | 1 | No | [14 empty] | 0 | [12 empty] | 47.98 | 95.96 | 143.94 | D:4'' H:5 3/4'' O:51'' | 2.6 | 4 |  |  | 5.75 | Cap Nuts |  |  | 51 |  |  |  | No |  | No | [20 empty] | D:5 1/2'' H:13/16'' Round |  |  |  |  | 144 | Clear Silver |  |  |  | 0 | 0 | 0 | 0 | 1 | 0 | 0 | 1 | 0 | 0 | 0 | 785652171536 | 13.875 | 7.5 | 7.5 | 3.3 | 0.452 | 125 | Yes | [9 empty] | cETL Dry | OSLO 1L MINPEND-05 | One Light Mini-Pendant |  | 61160-05.jpg | 61160.jpg
61160-710 | One Light Mini-Pendant | The Oslo lighting collection by Sea Gull Lighting is a sleek design, with smooth and clean lines. The Opal Etched glass adds to this collection's contemporary and minimalist character. Offered in Chrome, Brushed Nickel and textured Blacksmith finishes, the collection includes nine-, five-, and three-light chandeliers, pendants in four sizes, both flush and semi-flush ceiling fixtures, as well as one-, two-, three- and four-light wall/bath fixtures. Both incandescent lamping and ENERGY STAR-qualified LED lamping are available. All fixtures are California Title 24 compliant. | LINE VOLTAGE PENDANT | Oslo | Pendants | Burnt Sienna | 710 | Steel | Cased Opal Etched Glass | D:3.9375" H:5.90625" |  |  | 1 Medium A19 100w |  | 1 | No | [14 empty] | 0 | [12 empty] | 45.95 | 91.9 | 137.85 | D:4'' H:5 3/4'' O:51'' | 2.6 | 4 |  |  | 5.75 | Cap Nuts |  |  | 51 |  |  |  | No |  | No | [20 empty] | D:5 1/2'' H:13/16'' Round |  |  |  |  | 144 | Brown |  |  |  | 0 | 0 | 0 | 0 | 1 | 0 | 0 | 1 | 0 | 0 | 0 | 785652077869 | 13.875 | 7.5 | 7.5 | 3.3 | 0.452 | 125 | Yes | [9 empty] | cETL Dry | OSLO 1L MINPEND-710 | One Light Mini-Pendant |  | 61160-710.jpg | 61160.jpg
61160-839 | One Light Mini-Pendant | The Oslo lighting collection by Sea Gull Lighting is a sleek design, with smooth and clean lines. The Opal Etched glass adds to this collection's contemporary and minimalist character. Offered in Chrome, Brushed Nickel and textured Blacksmith finishes, the collection includes nine-, five-, and three-light chandeliers, pendants in four sizes, both flush and semi-flush ceiling fixtures, as well as one-, two-, three- and four-light wall/bath fixtures. Both incandescent lamping and ENERGY STAR-qualified LED lamping are available. All fixtures are California Title 24 compliant. | LINE VOLTAGE PENDANT | Oslo | Pendants | Blacksmith | 839 | Steel | Cased Opal Etched Glass | D:3.9375" H:5.90625" |  |  | 1 Medium A19 100w |  | 1 | No | [14 empty] | 0 | [12 empty] | 47.98 | 95.96 | 143.94 | D:4'' H:5 3/4'' O:51'' | 2.6 | 4 |  |  | 5.75 | Cap Nuts |  |  | 51 |  |  |  | No |  | No | [20 empty] | D:5 1/2'' H:13/16'' Round |  |  |  |  | 144 | Brown |  |  |  | 0 | 0 | 0 | 0 | 1 | 0 | 0 | 1 | 0 | 0 | 0 | 785652171604 | 13.875 | 7.5 | 7.5 | 3.3 | 0.452 | 125 | Yes | [9 empty] | cETL Dry | OSLO 1L MINPEND-839 | One Light Mini-Pendant |  | 61160-839.jpg | 61160.jpg
61160-962 | One Light Mini-Pendant | The Oslo lighting collection by Sea Gull Lighting is a sleek design, with smooth and clean lines. The Opal Etched glass adds to this collection's contemporary and minimalist character. Offered in Chrome, Brushed Nickel and textured Blacksmith finishes, the collection includes nine-, five-, and three-light chandeliers, pendants in four sizes, both flush and semi-flush ceiling fixtures, as well as one-, two-, three- and four-light wall/bath fixtures. Both incandescent lamping and ENERGY STAR-qualified LED lamping are available. All fixtures are California Title 24 compliant. | LINE VOLTAGE PENDANT | Oslo | Pendants | Brushed Nickel | 962 | Steel | Cased Opal Etched Glass | D:3.9375" H:5.90625" |  |  | 1 Medium A19 100w |  | 1 | No | [14 empty] | 0 | [12 empty] | 44.48 | 88.96 | 133.44 | D:4'' H:5 3/4'' O:51'' | 2.6 | 4 |  |  | 5.75 | Cap Nuts |  |  | 51 |  |  |  | No |  | No | [20 empty] | D:5 1/2'' H:13/16'' Round |  |  |  |  | 144 | Clear Silver |  |  | Hardwired | 0 | 0 | 0 | 0 | 1 | 0 | 0 | 1 | 0 | 0 | 0 | 785652003011 | 13.875 | 7.5 | 7.5 | 3.3 | 0.452 | 125 | Yes | [9 empty] | cETL Dry | OSLO 1L MINPEND-962 | One Light Mini-Pendant |  | 61160-962.jpg | 61160.jpg
61160EN3-05 | One Light Mini-Pendant | The Oslo lighting collection by Sea Gull Lighting is a sleek design, with smooth and clean lines. The Opal Etched glass adds to this collection's contemporary and minimalist character. Offered in Chrome, Brushed Nickel and textured Blacksmith finishes, the collection includes nine-, five-, and three-light chandeliers, pendants in four sizes, both flush and semi-flush ceiling fixtures, as well as one-, two-, three- and four-light wall/bath fixtures. Both incandescent lamping and ENERGY STAR-qualified LED lamping are available. All fixtures are California Title 24 compliant. | LINE VOLTAGE PENDANT | Oslo | Pendants | Chrome | 5 | Steel | Cased Opal Etched Glass | D:3.9375" H:5.90625" |  |  | 1 Medium A19 9.3w |  | 1 | Yes | [14 empty] | 0 | [12 empty] | 49.95 | 99.9 | 149.85 | D:4'' H:5 3/4'' O:51'' | 2.6 | 4 |  |  | 5.75 | Cap Nuts |  |  | 51 |  |  |  | No |  | No | [20 empty] | D:5 1/2'' H:13/16'' Round |  |  |  |  | 144 | Clear Silver |  |  | Hardwired | 0 | 0 | 0 | 1 | 1 | 0 | 0 | 0 | 0 | 0 | 0 | 785652046346 | 13.8 | 7.5 | 7.5 | 3.3 | 0.449 | 125 | Yes | [9 empty] | cETL Dry | OSLO 1L MINPEND-05 | One Light Mini-Pendant |  | 61160EN3-05.jpg | 61160.jpg
61160EN3-710 | One Light Mini-Pendant | The Oslo lighting collection by Sea Gull Lighting is a sleek design, with smooth and clean lines. The Opal Etched glass adds to this collection's contemporary and minimalist character. Offered in Chrome, Brushed Nickel and textured Blacksmith finishes, the collection includes nine-, five-, and three-light chandeliers, pendants in four sizes, both flush and semi-flush ceiling fixtures, as well as one-, two-, three- and four-light wall/bath fixtures. Both incandescent lamping and ENERGY STAR-qualified LED lamping are available. All fixtures are California Title 24 compliant. | LINE VOLTAGE PENDANT | Oslo | Pendants | Burnt Sienna | 710 | Steel | Cased Opal Etched Glass | D:3.9375" H:5.90625" |  |  | 1 Medium A19 9.3w |  | 1 | Yes | [14 empty] | 0 | [12 empty] | 49.95 | 99.9 | 149.85 | D:4'' H:5 3/4'' O:51'' | 2.6 | 4 |  |  | 5.75 | Cap Nuts |  |  | 51 |  |  |  | No |  | No | [20 empty] | D:5 1/2'' H:13/16'' Round |  |  |  |  | 144 | Brown |  |  | Hardwired | 0 | 0 | 0 | 1 | 1 | 0 | 0 | 0 | 0 | 0 | 0 | 785652081903 | 13.8 | 7.5 | 7.5 | 3.3 | 0.449 | 125 | Yes | [9 empty] | cETL Dry | OSLO 1L MINPEND-710 | One Light Mini-Pendant |  | 61160EN3-710.jpg | 61160EN3.jpg
61160EN3-839 | One Light Mini-Pendant | The Oslo lighting collection by Sea Gull Lighting is a sleek design, with smooth and clean lines. The Opal Etched glass adds to this collection's contemporary and minimalist character. Offered in Chrome, Brushed Nickel and textured Blacksmith finishes, the collection includes nine-, five-, and three-light chandeliers, pendants in four sizes, both flush and semi-flush ceiling fixtures, as well as one-, two-, three- and four-light wall/bath fixtures. Both incandescent lamping and ENERGY STAR-qualified LED lamping are available. All fixtures are California Title 24 compliant. | LINE VOLTAGE PENDANT | Oslo | Pendants | Blacksmith | 839 | Steel | Cased Opal Etched Glass | D:3.9375" H:5.90625" |  |  | 1 Medium A19 9.3w |  | 1 | Yes | [14 empty] | 0 | [12 empty] | 49.95 | 99.9 | 149.85 | D:4'' H:5 3/4'' O:51'' | 2.6 | 4 |  |  | 5.75 | Cap Nuts |  |  | 51 |  |  |  | No |  | No | [20 empty] | D:5 1/2'' H:13/16'' Round |  |  |  |  | 144 | Brown |  |  | Hardwired | 0 | 0 | 0 | 1 | 1 | 0 | 0 | 0 | 0 | 0 | 0 | 785652046353 | 13.8 | 7.5 | 7.5 | 3.3 | 0.449 | 125 | Yes | [9 empty] | cETL Dry | OSLO 1L MINPEND-839 | One Light Mini-Pendant |  | 61160EN3-839.jpg | 61160.jpg
61160EN3-962 | One Light Mini-Pendant | The Oslo lighting collection by Sea Gull Lighting is a sleek design, with smooth and clean lines. The Opal Etched glass adds to this collection's contemporary and minimalist character. Offered in Chrome, Brushed Nickel and textured Blacksmith finishes, the collection includes nine-, five-, and three-light chandeliers, pendants in four sizes, both flush and semi-flush ceiling fixtures, as well as one-, two-, three- and four-light wall/bath fixtures. Both incandescent lamping and ENERGY STAR-qualified LED lamping are available. All fixtures are California Title 24 compliant. | LINE VOLTAGE PENDANT | Oslo | Pendants | Brushed Nickel | 962 | Steel | Cased Opal Etched Glass | D:3.9375" H:5.90625" |  |  | 1 Medium A19 9.3w |  | 1 | Yes | [14 empty] | 0 | [12 empty] | 49.98 | 99.96 | 149.94 | D:4'' H:5 3/4'' O:51'' | 2.6 | 4 |  |  | 5.75 | Cap Nuts |  |  | 51 |  |  |  | No |  | No | [20 empty] | D:5 1/2'' H:13/16'' Round |  |  |  |  | 144 | Clear Silver |  |  | Hardwired | 0 | 0 | 0 | 1 | 1 | 0 | 0 | 0 | 0 | 0 | 0 | 785652046360 | 13.9 | 7.5 | 7.5 | 3.3 | 0.452 | 125 | Yes | [9 empty] | cETL Dry | OSLO 1L MINPEND-962 | One Light Mini-Pendant |  | 61160EN3-962.jpg | 61160.jpg
6116601-782 | One Light Mini-Pendant | The subtle detail of the Bannock lighting collection by Sea Gull Lighting allows this transitional design to easily fit into any décor. The sleek, sweeping arms and Satin-Etched glass shades add touches of elegance to its streamlined profile. Equally at home in a contemporary, urban setting or a traditional décor in the suburbs, the full Bannock lighting collection is available in two beautiful finishes, Brushed Nickel and Heirloom Bronze. The Bannock collection includes three-, five- and nine-light chandeliers, one-light mini pendant, two-light semi-flush convertible pendant, and one-, two-, three- and four-light bath vanity fixtures. Incandescent and ENERGY STAR-qualified LED lamping are available; all fixtures are California Title 24 compliant. | LINE VOLTAGE PENDANT | Bannock | Pendants | Heirloom Bronze | 782 | Steel | Satin Etched Glass | D:4.75" H:5" |  |  | 1 Medium A19 75w |  | 1 | No | [14 empty] | 0 | [12 empty] | 41.45 | 82.9 | 124.35 | D:4 3/4'' H:6'' O:50 1/4'' | 2.4 | 4.75 |  |  | 6 | Center Lock-Up |  |  | 50.25 |  |  |  | No |  | No | [20 empty] | D:5 1/4'' H:1 3/8'' Round |  |  |  |  | 120 | Brown |  |  | Hardwired | 0 | 0 | 0 | 0 | 1 | 0 | 0 | 1 | 0 | 0 | 0 | 785652001727 | 15.25 | 9.5 | 8 | 3.9 | 0.671 | 175 | Yes | [9 empty] | cETL Damp | BANNOCK 1L MINPEND-782 | One Light Mini-Pendant |  | 6116601-782.jpg | 6116601.jpg
6116601EN3-782 | One Light Mini-Pendant | The subtle detail of the Bannock lighting collection by Sea Gull Lighting allows this transitional design to easily fit into any décor. The sleek, sweeping arms and Satin-Etched glass shades add touches of elegance to its streamlined profile. Equally at home in a contemporary, urban setting or a traditional décor in the suburbs, the full Bannock lighting collection is available in two beautiful finishes, Brushed Nickel and Heirloom Bronze. The Bannock collection includes three-, five- and nine-light chandeliers, one-light mini pendant, two-light semi-flush convertible pendant, and one-, two-, three- and four-light bath vanity fixtures. Incandescent and ENERGY STAR-qualified LED lamping are available; all fixtures are California Title 24 compliant. | LINE VOLTAGE PENDANT | Bannock | Pendants | Heirloom Bronze | 782 | Steel | Satin Etched Glass | D:4.75" H:5" |  |  | 1 Medium A19 9.3w |  | 1 | Yes | [14 empty] | 0 | [12 empty] | 47.45 | 94.9 | 142.35 | D:4 3/4'' H:6'' O:50 1/4'' | 2.4 | 4.75 |  |  | 6 | Center Lock-Up |  |  | 50.25 |  |  |  | No |  | No | [20 empty] | D:5 1/4'' H:1 3/8'' Round |  |  |  |  | 120 | Brown |  |  | Hardwired | 0 | 0 | 0 | 1 | 1 | 0 | 0 | 0 | 0 | 0 | 0 | 785652050572 | 15.25 | 9.5 | 8 | 3.9 | 0.671 | 175 | Yes | [9 empty] | cETL Damp | BANNOCK 1L MINPEND-782 | One Light Mini-Pendant |  | 6116601EN3-782.jpg | 6116601.jpg
61174-710 | One Light Mini-Pendant | The aviation-inspired Brockton collection from Sea Gull Lighting will elevate your style quotient. The prominent design features flow together effortlessly, creating a profile with flair. With a truly transitional design, these pieces are equally at home in a traditional or contemporary setting. Offered in a Brush Nickel finish with White Alabaster glass shades or in a Burnt Sienna finish with Amber Scavo glass shades. The assortment includes nine-light, five-light and three-light chandeliers, pendants in four sizes, both flush and semi-flush ceiling fixtures, and one-light, two-light, and three-light wall/bath fixtures. Brockton features both incandescent and ENERGY STAR-qualified LED lighting fixtures; all fixtures are California Title 24 compliant. | LINE VOLTAGE PENDANT | Brockton | Pendants | Burnt Sienna | 710 | Steel | Amber Scavo Glass | D:7.25" H:4.5" |  |  | 1 Medium A19 100w |  | 1 | No | [14 empty] | 0 | [12 empty] | 60 | 120 | 180 | D:7 1/4'' H:7 1/4'' O:54'' | 3.7 | 7.25 |  |  | 7.25 | Screw Collar - Stem |  |  | 54 |  |  |  | No |  | No | [20 empty] | D:5 1/4'' H:1 1/4'' Round |  |  |  |  | 120 | Brown | 3 |  | Hardwired | 0 | 0 | 0 | 0 | 1 | 0 | 0 | 1 | 0 | 0 | 0 | 785652250781 | 12.25 | 9.5 | 8.75 | 4.9 | 0.589 | 100 | Yes | [8 empty] | C-UL-US Dry |  | BROCKTON 1L MINPEND-710 | One Light Mini-Pendant |  | 61174-710.jpg | 61174BLE.jpg
61174EN3-710 | One Light Mini-Pendant | The aviation-inspired Brockton collection from Sea Gull Lighting will elevate your style quotient. The prominent design features flow together effortlessly, creating a profile with flair. With a truly transitional design, these pieces are equally at home in a traditional or contemporary setting. Offered in a Brush Nickel finish with White Alabaster glass shades or in a Burnt Sienna finish with Amber Scavo glass shades. The assortment includes nine-light, five-light and three-light chandeliers, pendants in four sizes, both flush and semi-flush ceiling fixtures, and one-light, two-light, and three-light wall/bath fixtures. Brockton features both incandescent and ENERGY STAR-qualified LED lighting fixtures; all fixtures are California Title 24 compliant. | LINE VOLTAGE PENDANT | Brockton | Pendants | Burnt Sienna | 710 | Steel | Amber Scavo Glass | D:7.25" H:4.5" |  |  | 1 Medium A19 9.3w |  | 1 | Yes | [14 empty] | 0 | [12 empty] | 63.5 | 127 | 190.5 | D:7 1/4'' H:7 1/4'' O:54'' | 3.7 | 7.25 |  |  | 7.25 | Screw Collar - Stem |  |  | 54 |  |  |  | No |  | No | [20 empty] | D:5 1/4'' H:1 1/4'' Round |  |  |  |  | 120 | Brown | 3 |  | Hardwired | 0 | 0 | 0 | 1 | 1 | 0 | 0 | 0 | 0 | 0 | 0 | 785652054907 | 12.25 | 9.5 | 8.75 | 4.9 | 0.589 | 100 | Yes | [8 empty] | C-UL-US Dry |  | BROCKTON 1L MINPEND-710 | One Light Mini-Pendant |  | 61174EN3-710.jpg | 61174.jpg
61180-710 | One Light Mini-Pendant | The Montreal collection by Sea Gull Lighting features flowing body elements and beautifully formed glass that complement each other to create a bold transitional statement. Classic Antique Brushed Nickel finish with Etched White glass or Burnt Sienna finish with Café Tint glass make Montreal a fit for any home decor. The assortment includes nine-light, five-light and three-light chandeliers, pendants in four sizes, both flush and semi-flush ceiling fixtures, as well as one-light, two-light, three-light and four-light wall/bath fixtures. Both incandescent lamping and ENERGY STAR-qualified LED lamping are available. All fixtures are California Title 24 compliant. | LINE VOLTAGE PENDANT | Montreal | Pendants | Burnt Sienna | 710 | Steel | Cafe Tint Glass |  |  |  | 1 Medium A19 100w |  | 1 | No | [14 empty] | 0 | [12 empty] | 61.95 | 123.9 | 185.85 | D:7 3/4'' H:7'' O:61 1/4'' | 4.1 | 7.75 |  |  | 7 |  |  |  | 61.25 |  |  |  | No |  | No | [20 empty] | D:5 1/4'' H:1 1/8'' Round |  |  |  |  | 120 | Brown | 12 |  |  | 0 | 0 | 0 | 0 | 1 | 0 | 0 | 1 | 0 | 0 | 0 | 785652182013 | 14 | 9.75 | 8.75 | 5.1 | 0.691 | 125 | Yes | [8 empty] | C-UL-US Dry |  | MONTREAL 1L MINPEND-710 | One Light Mini-Pendant |  | 61180-710.jpg | 61180.jpg
61180-965 | One Light Mini-Pendant | The Montreal collection by Sea Gull Lighting features flowing body elements and beautifully formed glass that complement each other to create a bold transitional statement. Classic Antique Brushed Nickel finish with Etched White glass or Burnt Sienna finish with Café Tint glass make Montreal a fit for any home decor. The assortment includes nine-light, five-light and three-light chandeliers, pendants in four sizes, both flush and semi-flush ceiling fixtures, as well as one-light, two-light, three-light and four-light wall/bath fixtures. Both incandescent lamping and ENERGY STAR-qualified LED lamping are available. All fixtures are California Title 24 compliant. | LINE VOLTAGE PENDANT | Montreal | Pendants | Antique Brushed Nickel | 965 | Steel | Etched / White Inside Glass |  |  |  | 1 Medium A19 100w |  | 1 | No | [14 empty] | 0 | [12 empty] | 61.95 | 123.9 | 185.85 | D:7 3/4'' H:7'' O:61 1/4'' | 4.1 | 7.75 |  |  | 7 |  |  |  | 61.25 |  |  |  | No |  | No | [20 empty] | D:5 1/4'' H:1 1/8'' Round |  |  |  |  | 120 | Clear | 12 |  |  | 0 | 0 | 0 | 0 | 1 | 0 | 0 | 1 | 0 | 0 | 0 | 785652171710 | 14 | 9.75 | 8.75 | 5.1 | 0.691 | 125 | Yes | [8 empty] | C-UL-US Dry |  | MONTREAL 1L MINPEND-965 | One Light Mini-Pendant |  | 61180-965.jpg | 61180.jpg
61180EN3-710 | One Light Mini-Pendant | The Montreal collection by Sea Gull Lighting features flowing body elements and beautifully formed glass that complement each other to create a bold transitional statement. Classic Antique Brushed Nickel finish with Etched White glass or Burnt Sienna finish with Café Tint glass make Montreal a fit for any home decor. The assortment includes nine-light, five-light and three-light chandeliers, pendants in four sizes, both flush and semi-flush ceiling fixtures, as well as one-light, two-light, three-light and four-light wall/bath fixtures. Both incandescent lamping and ENERGY STAR-qualified LED lamping are available. All fixtures are California Title 24 compliant. | LINE VOLTAGE PENDANT | Montreal | Pendants | Burnt Sienna | 710 | Steel | Cafe Tint Glass |  |  |  | 1 Medium A19 9.3w |  | 1 | Yes | [14 empty] | 0 | [12 empty] | 70.48 | 140.96 | 211.44 | D:7 3/4'' H:7'' O:61 1/4'' | 4.1 | 7.75 |  |  | 7 |  |  |  | 61.25 |  |  |  | No |  | No | [20 empty] | D:5 1/4'' H:1 1/8'' Round |  |  |  |  | 120 | Brown | 12 |  |  | 0 | 0 | 0 | 1 | 1 | 0 | 0 | 0 | 0 | 0 | 0 | 785652054921 | 14 | 9.75 | 8.75 | 5.1 | 0.691 | 125 | Yes | [9 empty] | cETL Dry | MONTREAL 1L MINPEND-710 | One Light Mini-Pendant |  | 61180EN3-710.jpg | 61180.jpg
61180EN3-965 | One Light Mini-Pendant | The Montreal collection by Sea Gull Lighting features flowing body elements and beautifully formed glass that complement each other to create a bold transitional statement. Classic Antique Brushed Nickel finish with Etched White glass or Burnt Sienna finish with Café Tint glass make Montreal a fit for any home decor. The assortment includes nine-light, five-light and three-light chandeliers, pendants in four sizes, both flush and semi-flush ceiling fixtures, as well as one-light, two-light, three-light and four-light wall/bath fixtures. Both incandescent lamping and ENERGY STAR-qualified LED lamping are available. All fixtures are California Title 24 compliant. | LINE VOLTAGE PENDANT | Montreal | Pendants | Antique Brushed Nickel | 965 | Steel | Etched / White Inside Glass |  |  |  | 1 Medium A19 9.3w |  | 1 | Yes | [14 empty] | 0 | [12 empty] | 70.48 | 140.96 | 211.44 | D:7 3/4'' H:7'' O:61 1/4'' | 4.1 | 7.75 |  |  | 7 |  |  |  | 61.25 |  |  |  | No |  | No | [20 empty] | D:5 1/4'' H:1 1/8'' Round |  |  |  |  | 120 | Clear | 12 |  |  | 0 | 0 | 0 | 1 | 1 | 0 | 0 | 0 | 0 | 0 | 0 | 785652054938 | 14 | 9.75 | 8.75 | 5.1 | 0.691 | 125 | Yes | [9 empty] | cETL Dry | MONTREAL 1L MINPEND-965 | One Light Mini-Pendant |  | 61180EN3-965.jpg | 61180.jpg
6120201-710 | One Light Mini-Pendant | The Seville collection represents commitment to high style at a sharp price. The modernist design is epitomized by the teardrop curves in the arms tipped by etched glass diffusors throughout the chandeliers and bath fixtures. The collection offers a "whole home" lighting solution in every imaginable category. The assortment includes nine-light, five-light, and three-light chandeliers (either with up-light or down-light), pendants in four sizes as well as one-light, two-light, three-light , four-light and five-light wall/bath fixtures. Install a stylish and elegant addition to any room in the house. Seville is offered in Brushed Nickel and Burnt Sienna finishes. | LINE VOLTAGE PENDANT | Seville | Pendants | Burnt Sienna | 710 | Steel | Etched / White Inside Glass | D:4" H:5.75" |  |  | 1 Medium A19 100w |  | 1 | No | [14 empty] | 0 | [12 empty] | 30.98 | 61.96 | 92.94 | D:4'' H:7'' O:53 1/8'' |  | 4 |  |  | 7 | Center Lock-Up |  |  | 53.125 |  |  |  | No |  | No | [20 empty] | D:5'' H:7/8'' Round |  |  |  |  | 120 | Brown |  |  | Hardwired | 0 | 0 | 0 | 0 | 1 | 0 | 0 | 1 | 0 | 0 | 0 | 785652061370 | 13.58 | 6.75 | 6.18 | 4 | 0.328 | 85 | Yes | 4 | 10785652061377 | 14.38 | 14.18 | 13 | 17.3 | 1.534 | Yes |  | cETL Damp | SEVILLE 1L MINPEND-710 | One Light Mini-Pendant |  | 6120201-710.png | 6120201.jpg
6120201-962 | One Light Mini-Pendant | The Seville collection represents commitment to high style at a sharp price. The modernist design is epitomized by the teardrop curves in the arms tipped by etched glass diffusors throughout the chandeliers and bath fixtures. The collection offers a "whole home" lighting solution in every imaginable category. The assortment includes nine-light, five-light, and three-light chandeliers (either with up-light or down-light), pendants in four sizes as well as one-light, two-light, three-light , four-light and five-light wall/bath fixtures. Install a stylish and elegant addition to any room in the house. Seville is offered in Brushed Nickel and Burnt Sienna finishes. | LINE VOLTAGE PENDANT | Seville | Pendants | Brushed Nickel | 962 | Steel | Etched / White Inside Glass | D:4" H:5.75" |  |  | 1 Medium A19 100w |  | 1 | No | [14 empty] | 0 | [12 empty] | 30.98 | 61.96 | 92.94 | D:4'' H:7'' O:53 1/8'' |  | 4 |  |  | 7 | Center Lock-Up |  |  | 53.125 |  |  |  | No |  | No | [20 empty] | D:5'' H:7/8'' Round |  |  |  |  | 120 | Clear Silver |  |  | Hardwired | 0 | 0 | 0 | 0 | 1 | 0 | 0 | 1 | 0 | 0 | 0 | 785652061387 | 13.58 | 6.75 | 6.18 | 4 | 0.328 | 85 | Yes | 4 | 10785652061384 | 14.38 | 14.18 | 13 | 17.3 | 1.534 | Yes |  | cETL Damp | SEVILLE 1L MINPEND-962 | One Light Mini-Pendant |  | 6120201-962.png | 6120201.jpg
6120201EN3-710 | One Light Mini-Pendant | The Seville collection represents commitment to high style at a sharp price. The modernist design is epitomized by the teardrop curves in the arms tipped by etched glass diffusors throughout the chandeliers and bath fixtures. The collection offers a "whole home" lighting solution in every imaginable category. The assortment includes nine-light, five-light, and three-light chandeliers (either with up-light or down-light), pendants in four sizes as well as one-light, two-light, three-light , four-light and five-light wall/bath fixtures. Install a stylish and elegant addition to any room in the house. Seville is offered in Brushed Nickel and Burnt Sienna finishes. | LINE VOLTAGE PENDANT | Seville | Pendants | Burnt Sienna | 710 | Steel | Etched / White Inside Glass | D:4" H:5.75" |  |  | 1 Medium A19 9.3w |  | 1 | Yes | [14 empty] | 0 | [12 empty] | 37.48 | 74.96 | 112.44 | D:4'' H:7'' O:53 1/8'' |  | 4 |  |  | 7 | Center Lock-Up |  |  | 53.125 |  |  |  | No |  | No | [20 empty] | D:5'' H:7/8'' Round |  |  |  |  | 120 | Brown |  |  | Hardwired | 0 | 0 | 0 | 1 | 1 | 0 | 0 | 0 | 0 | 0 | 0 | 785652061424 | 13.58 | 6.75 | 6.18 | 4 | 0.328 | 85 | Yes | 4 | 10785652061421 | 14.38 | 14.18 | 13 | 17.3 | 1.534 | Yes |  | cETL Damp | SEVILLE 1L LED MINPEND-710 | One Light Mini-Pendant |  | 6120201EN3-710.png | 6120201.jpg
6120201EN3-962 | One Light Mini-Pendant | The Seville collection represents commitment to high style at a sharp price. The modernist design is epitomized by the teardrop curves in the arms tipped by etched glass diffusors throughout the chandeliers and bath fixtures. The collection offers a "whole home" lighting solution in every imaginable category. The assortment includes nine-light, five-light, and three-light chandeliers (either with up-light or down-light), pendants in four sizes as well as one-light, two-light, three-light , four-light and five-light wall/bath fixtures. Install a stylish and elegant addition to any room in the house. Seville is offered in Brushed Nickel and Burnt Sienna finishes. | LINE VOLTAGE PENDANT | Seville | Pendants | Brushed Nickel | 962 | Steel | Etched / White Inside Glass | D:4" H:5.75" |  |  | 1 Medium A19 9.3w |  | 1 | Yes | [14 empty] | 0 | [12 empty] | 37.48 | 74.96 | 112.44 | D:4'' H:7'' O:53 1/8'' |  | 4 |  |  | 7 | Center Lock-Up |  |  | 53.125 |  |  |  | No |  | No | [20 empty] | D:5'' H:7/8'' Round |  |  |  |  | 120 | Clear Silver |  |  | Hardwired | 0 | 0 | 0 | 1 | 1 | 0 | 0 | 0 | 0 | 0 | 0 | 785652061431 | 13.58 | 6.75 | 6.18 | 4.1 | 0.328 | 85 | Yes | 4 | 10785652061438 | 14.5 | 14.25 | 13.18 | 18 | 1.576 | Yes |  | cETL Damp | SEVILLE 1L LED MINPEND-962 | One Light Mini-Pendant |  | 6120201EN3-962.png | 6120201.jpg
6121601-112 | One Light Mini-Pendant |  | LINE VOLTAGE PENDANT | Robie | Pendants | Midnight Black | 112 | Steel | Etched / White Inside Glass | D:3.5" H:6.125" |  |  | 1 Medium A19 75w |  | 1 | No | [14 empty] | 0 | [12 empty] | 39.5 | 79 | 118.5 | D:4 3/8'' H:6 1/2'' O:51'' |  | 4.375 |  |  | 6.5 | Center Lock-Up |  |  | 51 |  |  |  | No |  | No | [20 empty] | D:5'' H:7/8'' Round |  |  |  |  | 120 | Black |  |  | Hardwired | 0 | 0 | 0 | 0 | 1 | 0 | 0 | 1 | 0 | 0 | 0 | 785652075353 | [7 empty] | 6 | 10785652075350 | [7 empty] | cETL Damp | ROBIE 1L MINPEND-112 | One Light Mini-Pendant |  | 6121601-112.jpg | 6121601.jpg
6121601-710 | One Light Mini-Pendant |  | LINE VOLTAGE PENDANT | Robie | Pendants | Burnt Sienna | 710 | Steel | Etched / White Inside Glass | D:3.5" H:6.125" |  |  | 1 Medium A19 75w |  | 1 | No | [14 empty] | 0 | [12 empty] | 39.5 | 79 | 118.5 | D:4 3/8'' H:6 1/2'' O:51'' |  | 4.375 |  |  | 6.5 | Center Lock-Up |  |  | 51 |  |  |  | No |  | No | [20 empty] | D:5'' H:7/8'' Round |  |  |  |  | 120 | Brown |  |  | Hardwired | 0 | 0 | 0 | 0 | 1 | 0 | 0 | 1 | 0 | 0 | 0 | 785652075360 | 14.25 | 6.5 | 7.75 | 3.2 | 0.415 | 125 | Yes | 6 | 10785652075367 | [7 empty] | cETL Damp | ROBIE 1L MINPEND-710 | One Light Mini-Pendant |  | 6121601-710.jpg | 6121601.jpg
6121601-962 | One Light Mini-Pendant |  | LINE VOLTAGE PENDANT | Robie | Pendants | Brushed Nickel | 962 | Steel | Etched / White Inside Glass | D:3.5" H:6.125" |  |  | 1 Medium A19 75w |  | 1 | No | [14 empty] | 0 | [12 empty] | 39.5 | 79 | 118.5 | D:4 3/8'' H:6 1/2'' O:51'' |  | 4.375 |  |  | 6.5 | Center Lock-Up |  |  | 51 |  |  |  | No |  | No | [20 empty] | D:5'' H:7/8'' Round |  |  |  |  | 120 | Clear Silver |  |  | Hardwired | 0 | 0 | 0 | 0 | 1 | 0 | 0 | 1 | 0 | 0 | 0 | 785652075377 | [7 empty] | 6 | 10785652075374 | [7 empty] | cETL Damp | ROBIE 1L MINPEND-962 | One Light Mini-Pendant |  | 6121601-962.jpg | 6121601.jpg
6121601EN3-112 | One Light Mini-Pendant |  | LINE VOLTAGE PENDANT | Robie | Pendants | Midnight Black | 112 | Steel | Etched / White Inside Glass | D:3.5" H:6.125" |  |  | 1 Medium A19 9.3w |  | 1 | Yes | [14 empty] | 0 | [12 empty] | 44.5 | 89 | 133.5 | D:4 3/8'' H:6 1/2'' O:51'' |  | 4.375 |  |  | 6.5 | Center Lock-Up |  |  | 51 |  |  |  | No |  | No | [20 empty] | D:5'' H:7/8'' Round |  |  |  |  | 120 | Black |  |  | Hardwired | 0 | 0 | 0 | 1 | 1 | 0 | 0 | 0 | 0 | 0 | 0 | 785652079856 | [16 empty] | cETL Damp | ROBIE 1L MINPEND-112 | One Light Mini-Pendant |  | 6121601EN3-112.jpg | 6121601EN3.jpg
6121601EN3-710 | One Light Mini-Pendant |  | LINE VOLTAGE PENDANT | Robie | Pendants | Burnt Sienna | 710 | Steel | Etched / White Inside Glass | D:3.5" H:6.125" |  |  | 1 Medium A19 9.3w |  | 1 | Yes | [14 empty] | 0 | [12 empty] | 44.5 | 89 | 133.5 | D:4 3/8'' H:6 1/2'' O:51'' |  | 4.375 |  |  | 6.5 | Center Lock-Up |  |  | 51 |  |  |  | No |  | No | [20 empty] | D:5'' H:7/8'' Round |  |  |  |  | 120 | Brown |  |  | Hardwired | 0 | 0 | 0 | 1 | 1 | 0 | 0 | 0 | 0 | 0 | 0 | 785652079870 | [16 empty] | cETL Damp | ROBIE 1L MINPEND-710 | One Light Mini-Pendant |  | 6121601EN3-710.jpg | 6121601EN3.jpg
6121601EN3-962 | One Light Mini-Pendant |  | LINE VOLTAGE PENDANT | Robie | Pendants | Brushed Nickel | 962 | Steel | Etched / White Inside Glass | D:3.5" H:6.125" |  |  | 1 Medium A19 9.3w |  | 1 | Yes | [14 empty] | 0 | [12 empty] | 44.5 | 89 | 133.5 | D:4 3/8'' H:6 1/2'' O:51'' |  | 4.375 |  |  | 6.5 | Center Lock-Up |  |  | 51 |  |  |  | No |  | No | [20 empty] | D:5'' H:7/8'' Round |  |  |  |  | 120 | Clear Silver |  |  | Hardwired | 0 | 0 | 1 | 1 | 1 | 0 | 0 | 0 | 0 | 0 | 0 | 785652079887 | [16 empty] | cETL Damp | ROBIE 1L MINPEND-962 | One Light Mini-Pendant |  | 6121601EN3-962.jpg | 6121601EN3.jpg
6124501-710 | One Light Mini-Pendant | The transitional styling of the Hanford lighting collection by Sea Gull Lighting is evident in its elegant symmetry articulated by long, sweeping arms. Tapered Etched glass shades produce a soft uplight and make Hanford complementary to a wide array of décor from traditional to contemporary. Offered in both Brushed Nickel and Burnt Sienna finishes, the collection includes five-, nine- and fifteen-light chandeliers, a three-light hall/foyer light, a one-light mini pendant, a three-light pendant, a three-light semi-flush mount which can convert into a pendant, and one-, two-, three- and four-light bath fixtures. Incandescent and ENERGY STAR-qualified LED lamping are available; all fixtures are California Title 24 compliant. | LINE VOLTAGE PENDANT | Hanford | Pendants | Burnt Sienna | 710 | Steel | Satin Etched Glass | D:5.125" H:5.75" |  |  | 1 Medium A19 100w |  | 1 | No | [14 empty] | 0 | [12 empty] | 44.98 | 89.96 | 134.94 | D:5 1/8'' H:6 3/4'' O:53 1/8'' | 3.3 | 5.125 |  |  | 6.75 | Center Lock-Up |  |  | 53.125 |  |  |  | No |  | No | [20 empty] | D:5'' H:7/8'' Round |  |  |  |  | 120 | Brown |  |  | Hardwired | 0 | 0 | 0 | 0 | 1 | 0 | 0 | 1 | 0 | 0 | 0 | 785652111006 | 13.5 | 7.5 | 7.25 | 4.2 | 0.425 | 100 | Yes | 4 | 10785652111003 | 17 | 15.5 | 14 | 19.4 | 2.135 | Yes |  | cETL Damp | HANFORD 1L MINPEND-710 | One Light Mini-Pendant |  | 6124501-710.jpg | 6124501.jpg
6124501-962 | One Light Mini-Pendant | The transitional styling of the Hanford lighting collection by Sea Gull Lighting is evident in its elegant symmetry articulated by long, sweeping arms. Tapered Etched glass shades produce a soft uplight and make Hanford complementary to a wide array of décor from traditional to contemporary. Offered in both Brushed Nickel and Burnt Sienna finishes, the collection includes five-, nine- and fifteen-light chandeliers, a three-light hall/foyer light, a one-light mini pendant, a three-light pendant, a three-light semi-flush mount which can convert into a pendant, and one-, two-, three- and four-light bath fixtures. Incandescent and ENERGY STAR-qualified LED lamping are available; all fixtures are California Title 24 compliant. | LINE VOLTAGE PENDANT | Hanford | Pendants | Brushed Nickel | 962 | Steel | Satin Etched Glass | D:5.125" H:5.75" |  |  | 1 Medium A19 100w |  | 1 | No | [14 empty] | 0 | [12 empty] | 44.98 | 89.96 | 134.94 | D:5 1/8'' H:6 3/4'' O:53 1/8'' | 3.3 | 5.125 |  |  | 6.75 | Center Lock-Up |  |  | 53.125 |  |  |  | No |  | No | [20 empty] | D:5'' H:7/8'' Round |  |  |  |  | 120 | Clear Silver |  |  | Hardwired | 0 | 0 | 0 | 0 | 1 | 0 | 0 | 1 | 0 | 0 | 0 | 785652111020 | 13.5 | 7.5 | 7 | 4.4 | 0.41 | 93 | Yes | 4 | 10785652111027 | 17 | 15.25 | 14 | 19.4 | 2.1 | Yes |  | cETL Damp | HANFORD 1L MINPEND-962 | One Light Mini-Pendant |  | 6124501-962.jpg | 6124501.jpg
6124501EN3-710 | One Light Mini-Pendant | The transitional styling of the Hanford lighting collection by Sea Gull Lighting is evident in its elegant symmetry articulated by long, sweeping arms. Tapered Etched glass shades produce a soft uplight and make Hanford complementary to a wide array of décor from traditional to contemporary. Offered in both Brushed Nickel and Burnt Sienna finishes, the collection includes five-, nine- and fifteen-light chandeliers, a three-light hall/foyer light, a one-light mini pendant, a three-light pendant, a three-light semi-flush mount which can convert into a pendant, and one-, two-, three- and four-light bath fixtures. Incandescent and ENERGY STAR-qualified LED lamping are available; all fixtures are California Title 24 compliant. | LINE VOLTAGE PENDANT | Hanford | Pendants | Burnt Sienna | 710 | Steel | Satin Etched Glass | D:5.125" H:5.75" |  |  | 1 Medium A19 9.3w |  | 1 | Yes | [14 empty] | 0 | [12 empty] | 49.98 | 99.96 | 149.94 | D:5 1/8'' H:6 3/4'' O:53 1/8'' | 3.3 | 5.125 |  |  | 6.75 | Center Lock-Up |  |  | 53.125 |  |  |  | No |  | No | [20 empty] | D:5'' H:7/8'' Round |  |  |  |  | 120 | Brown |  |  | Hardwired | 0 | 0 | 0 | 1 | 1 | 0 | 0 | 0 | 0 | 0 | 0 | 785652045769 | 13.5 | 7.5 | 7.25 | 4.2 | 0.425 | 100 | Yes | 4 | 10785652045766 | 17 | 15.5 | 14 | 19.4 | 2.135 | Yes |  | cETL Damp | HANFORD 1L MINPEND-710 | One Light Mini-Pendant |  | 6124501EN3-710.jpg | 6124501.jpg
6124501EN3-962 | One Light Mini-Pendant | The transitional styling of the Hanford lighting collection by Sea Gull Lighting is evident in its elegant symmetry articulated by long, sweeping arms. Tapered Etched glass shades produce a soft uplight and make Hanford complementary to a wide array of décor from traditional to contemporary. Offered in both Brushed Nickel and Burnt Sienna finishes, the collection includes five-, nine- and fifteen-light chandeliers, a three-light hall/foyer light, a one-light mini pendant, a three-light pendant, a three-light semi-flush mount which can convert into a pendant, and one-, two-, three- and four-light bath fixtures. Incandescent and ENERGY STAR-qualified LED lamping are available; all fixtures are California Title 24 compliant. | LINE VOLTAGE PENDANT | Hanford | Pendants | Brushed Nickel | 962 | Steel | Satin Etched Glass | D:5.125" H:5.75" |  |  | 1 Medium A19 9.3w |  | 1 | Yes | [14 empty] | 0 | [12 empty] | 49.98 | 99.96 | 149.94 | D:5 1/8'' H:6 3/4'' O:53 1/8'' | 3.3 | 5.125 |  |  | 6.75 | Center Lock-Up |  |  | 53.125 |  |  |  | No |  | No | [20 empty] | D:5'' H:7/8'' Round |  |  |  |  | 120 | Clear Silver |  |  | Hardwired | 0 | 0 | 1 | 1 | 1 | 0 | 0 | 0 | 0 | 0 | 0 | 785652045776 | 14.18 | 8.18 | 6.5 | 4.4 | 0.436 | 93 | Yes | 4 | 10785652045773 | 16.75 | 15.5 | 13.5 | 19.3 | 2.028 | Yes |  | cETL Damp | HANFORD 1L MINPEND-962 | One Light Mini-Pendant |  | 6124501EN3-962.jpg | 6124501.jpg
6124601-710 | One Light Mini-Pendant | The Hettinger lighting collection by Sea Gull Lighting combines a traditional look with chic, modern charm. The minimalism of the tubular glass shades balances with the unique, outward-curve of the semi-circular arm detail. It’s available in three finishes - Burnt Sienna and Brushed Nickel for the whole collection, and Chrome for the bath vanities. The assortment includes six- and nine-light chandeliers; a one-light wall sconce; two-, three- and four-light bath vanity fixtures; a three-light pendant and two- light semi-flush convertible pendant. Incandescent and ENERGY STAR-qualified LED lamping are available; all fixtures are California Title 24 compliant. | LINE VOLTAGE PENDANT | Hettinger | Pendants | Burnt Sienna | 710 | Steel | Etched / White Inside Glass | D:3.5" H:6.125" |  |  | 1 Medium A19 100w |  | 1 | No | [14 empty] | 0 | [12 empty] | 47.98 | 95.96 | 143.94 | D:3 1/2'' H:7 3/16'' O:44 11/16'' | 2.2 | 3.5 |  |  | 7.1875 | Center Lock-Up |  |  | 44.6875 |  |  |  | No |  | No | [20 empty] | D:5 1/8'' H:3/4'' Round |  |  |  |  | 144 | Clear Silver |  |  | Hardwired | 0 | 0 | 0 | 0 | 1 | 0 | 0 | 1 | 0 | 0 | 0 | 785652003547 | 14.25 | 7 | 7 | 2.9 | 0.404 | 125 | Yes | [9 empty] | cETL Damp | HETTINGER 1L MINPEND-710 | One Light Mini-Pendant |  | 6124601-710.jpg | 6124601.jpg
6124601-778 | One Light Mini-Pendant | The silhouette of the modern Alturas lighting collection by Sea Gull Lighting features an interlocking, spherical steel frame, which harkens back to the Unisphere constructed for the 1964 New York World's Fair. The minimalist Alturas Collection draws the eye to the soft, warm glow of the light emitted from the cylindrical Satin Etched glass shades. The full assortment includes three-, five- and nine-light chandeliers, a one-light mini pendant, a three-light pendant, a two-light semi flush which is convertible into a pendant, and one-, two-, three- and four-light bath fixtures. All fixtures are offered in Brushed Oil Rubbed Bronze, Brushed Nickel and Satin Bronze finishes, the bath fixtures are also offered in Chrome finish. Incandescent and ENERGY STAR-qualified LED lamping are available; all fixtures are California Title 24 compliant. | LINE VOLTAGE PENDANT | Alturas | Pendants | Brushed Oil Rubbed Bronze | 778 | Steel | Etched / White Inside Glass | D:3.5" H:6.125" |  |  | 1 Medium A19 100w |  | 1 | No | [14 empty] | 0 | [12 empty] | 47.98 | 95.96 | 143.94 | D:3 1/2'' H:7 3/16'' O:44 11/16'' | 2.2 | 3.5 |  |  | 7.1875 | Center Lock-Up |  |  | 44.6875 |  |  |  | No |  | No | [20 empty] | D:5 1/8'' H:3/4'' Round |  |  |  |  | 144 | Brown |  |  | Hardwired | 0 | 0 | 0 | 0 | 1 | 0 | 0 | 1 | 0 | 0 | 0 | 785652067211 | 17.25 | 7.25 | 7 | 3.1 | 0.507 | 125 | Yes | [9 empty] | cETL Damp | ALTURAS 1L MINPEND-778 | One Light Mini-Pendant |  | 6124601-778.png | 6124601.jpg
6124601-848 | One Light Mini-Pendant | The silhouette of the modern Alturas lighting collection by Sea Gull Lighting features an interlocking, spherical steel frame, which harkens back to the Unisphere constructed for the 1964 New York World's Fair. The minimalist Alturas Collection draws the eye to the soft, warm glow of the light emitted from the cylindrical Satin Etched glass shades. The full assortment includes three-, five- and nine-light chandeliers, a one-light mini pendant, a three-light pendant, a two-light semi flush which is convertible into a pendant, and one-, two-, three- and four-light bath fixtures. All fixtures are offered in Brushed Oil Rubbed Bronze, Brushed Nickel and Satin Bronze finishes, the bath fixtures are also offered in Chrome finish. Incandescent and ENERGY STAR-qualified LED lamping are available; all fixtures are California Title 24 compliant. | LINE VOLTAGE PENDANT | Alturas | Pendants | Satin Bronze | 848 | Steel | Etched / White Inside Glass | D:3.5" H:6.125" |  |  | 1 Medium A19 100w |  | 1 | No | [14 empty] | 0 | [12 empty] | 47.98 | 95.96 | 143.94 | D:3 1/2'' H:7 3/16'' O:44 11/16'' | 2.2 | 3.5 |  |  | 7.1875 | Center Lock-Up |  |  | 44.6875 |  |  |  | No |  | No | [20 empty] | D:5 1/8'' H:3/4'' Round |  |  |  |  | 144 | Gold |  |  | Hardwired | 0 | 0 | 0 | 0 | 1 | 0 | 0 | 1 | 0 | 0 | 0 | 785652000638 | 14.25 | 7 | 7 | 2.9 | 0.404 | 125 | Yes | [9 empty] | cETL Damp | ALTURAS 1L MINPEND-848 | One Light Mini-Pendant |  | 6124601-848.jpg | 6124601.jpg
6124601-962 | One Light Mini-Pendant | The silhouette of the modern Alturas lighting collection by Sea Gull Lighting features an interlocking, spherical steel frame, which harkens back to the Unisphere constructed for the 1964 New York World's Fair. The minimalist Alturas Collection draws the eye to the soft, warm glow of the light emitted from the cylindrical Satin Etched glass shades. The full assortment includes three-, five- and nine-light chandeliers, a one-light mini pendant, a three-light pendant, a two-light semi flush which is convertible into a pendant, and one-, two-, three- and four-light bath fixtures. All fixtures are offered in Brushed Oil Rubbed Bronze, Brushed Nickel and Satin Bronze finishes, the bath fixtures are also offered in Chrome finish. Incandescent and ENERGY STAR-qualified LED lamping are available; all fixtures are California Title 24 compliant. | LINE VOLTAGE PENDANT | Alturas | Pendants | Brushed Nickel | 962 | Steel | Etched / White Inside Glass | D:3.5" H:6.125" |  |  | 1 Medium A19 100w |  | 1 | No | [14 empty] | 0 | [12 empty] | 49.98 | 99.96 | 149.94 | D:3 1/2'' H:7 3/16'' O:44 11/16'' | 2.2 | 3.5 |  |  | 7.1875 | Center Lock-Up |  |  | 44.6875 |  |  |  | No |  | No | [20 empty] | D:5 1/8'' H:3/4'' Round |  |  |  |  | 144 | Clear Silver |  |  | Hardwired | 0 | 0 | 0 | 0 | 1 | 0 | 0 | 1 | 0 | 0 | 0 | 785652108969 | 17.25 | 7 | 7 | 3 | 0.489 | 125 | Yes | [9 empty] | cETL Damp | ALTURAS 1L MINPEND-962 | One Light Mini-Pendant |  | 6124601-962.jpg | 6124601.jpg
6124601EN3-710 | One Light Mini-Pendant | The Hettinger lighting collection by Sea Gull Lighting combines a traditional look with chic, modern charm. The minimalism of the tubular glass shades balances with the unique, outward-curve of the semi-circular arm detail. It’s available in three finishes - Burnt Sienna and Brushed Nickel for the whole collection, and Chrome for the bath vanities. The assortment includes six- and nine-light chandeliers; a one-light wall sconce; two-, three- and four-light bath vanity fixtures; a three-light pendant and two- light semi-flush convertible pendant. Incandescent and ENERGY STAR-qualified LED lamping are available; all fixtures are California Title 24 compliant. | LINE VOLTAGE PENDANT | Hettinger | Pendants | Burnt Sienna | 710 | Steel | Etched / White Inside Glass | D:3.5" H:6.125" |  |  | 1 Medium A19 9.3w |  | 1 | Yes | [14 empty] | 0 | [12 empty] | 55.48 | 110.96 | 166.44 | D:3 1/2'' H:7 3/16'' O:44 11/16'' | 2.2 | 3.5 |  |  | 7.1875 | Center Lock-Up |  |  | 44.6875 |  |  |  | No |  | No | [20 empty] | D:5 1/8'' H:3/4'' Round |  |  |  |  | 144 | Clear Silver |  |  | Hardwired | 0 | 0 | 0 | 1 | 1 | 0 | 0 | 0 | 0 | 0 | 0 | 785652045950 | 14.25 | 7 | 7 | 2.9 | 0.404 | 125 | Yes | [9 empty] | cETL Damp | HETTINGER 1L MINPEND-710 | One Light Mini-Pendant |  | 6124601EN3-710.jpg | 6124601.jpg
6124601EN3-778 | One Light Mini-Pendant | The silhouette of the modern Alturas lighting collection by Sea Gull Lighting features an interlocking, spherical steel frame, which harkens back to the Unisphere constructed for the 1964 New York World's Fair. The minimalist Alturas Collection draws the eye to the soft, warm glow of the light emitted from the cylindrical Satin Etched glass shades. The full assortment includes three-, five- and nine-light chandeliers, a one-light mini pendant, a three-light pendant, a two-light semi flush which is convertible into a pendant, and one-, two-, three- and four-light bath fixtures. All fixtures are offered in Brushed Oil Rubbed Bronze, Brushed Nickel and Satin Bronze finishes, the bath fixtures are also offered in Chrome finish. Incandescent and ENERGY STAR-qualified LED lamping are available; all fixtures are California Title 24 compliant. | LINE VOLTAGE PENDANT | Alturas | Pendants | Brushed Oil Rubbed Bronze | 778 | Steel | Etched / White Inside Glass | D:3.5" H:6.125" |  |  | 1 Medium A19 9.3w |  | 1 | Yes | [14 empty] | 0 | [12 empty] | 54.98 | 109.96 | 164.94 | D:3 1/2'' H:7 3/16'' O:44 11/16'' | 2.2 | 3.5 |  |  | 7.1875 | Center Lock-Up |  |  | 44.6875 |  |  |  | No |  | No | [20 empty] | D:5 1/8'' H:3/4'' Round |  |  |  |  | 144 | Brown |  |  | Hardwired | 0 | 0 | 0 | 1 | 1 | 0 | 0 | 0 | 0 | 0 | 0 | 785652068119 | 17.25 | 7.25 | 7 | 3.1 | 0.507 | 125 | Yes | [9 empty] | cETL Damp | ALTURAS 1L LED MINPEND-778 | One Light Mini-Pendant |  | 6124601EN3-778.png | 6124601.jpg
6124601EN3-848 | One Light Mini-Pendant | The silhouette of the modern Alturas lighting collection by Sea Gull Lighting features an interlocking, spherical steel frame, which harkens back to the Unisphere constructed for the 1964 New York World's Fair. The minimalist Alturas Collection draws the eye to the soft, warm glow of the light emitted from the cylindrical Satin Etched glass shades. The full assortment includes three-, five- and nine-light chandeliers, a one-light mini pendant, a three-light pendant, a two-light semi flush which is convertible into a pendant, and one-, two-, three- and four-light bath fixtures. All fixtures are offered in Brushed Oil Rubbed Bronze, Brushed Nickel and Satin Bronze finishes, the bath fixtures are also offered in Chrome finish. Incandescent and ENERGY STAR-qualified LED lamping are available; all fixtures are California Title 24 compliant. | LINE VOLTAGE PENDANT | Alturas | Pendants | Satin Bronze | 848 | Steel | Etched / White Inside Glass | D:3.5" H:6.125" |  |  | 1 Medium A19 9.3w |  | 1 | Yes | [14 empty] | 0 | [12 empty] | 54.98 | 109.96 | 164.94 | D:3 1/2'' H:7 3/16'' O:44 11/16'' | 2.2 | 3.5 |  |  | 7.1875 | Center Lock-Up |  |  | 44.6875 |  |  |  | No |  | No | [20 empty] | D:5 1/8'' H:3/4'' Round |  |  |  |  | 144 | Gold |  |  | Hardwired | 0 | 0 | 0 | 1 | 1 | 0 | 0 | 0 | 0 | 0 | 0 | 785652044281 | 14.25 | 7 | 7 | 2.9 | 0.404 | 125 | Yes | [9 empty] | cETL Damp | ALTURAS 1L MINPEND-848 | One Light Mini-Pendant |  | 6124601EN3-848.jpg | 6124601.jpg
6124601EN3-962 | One Light Mini-Pendant | The silhouette of the modern Alturas lighting collection by Sea Gull Lighting features an interlocking, spherical steel frame, which harkens back to the Unisphere constructed for the 1964 New York World's Fair. The minimalist Alturas Collection draws the eye to the soft, warm glow of the light emitted from the cylindrical Satin Etched glass shades. The full assortment includes three-, five- and nine-light chandeliers, a one-light mini pendant, a three-light pendant, a two-light semi flush which is convertible into a pendant, and one-, two-, three- and four-light bath fixtures. All fixtures are offered in Brushed Oil Rubbed Bronze, Brushed Nickel and Satin Bronze finishes, the bath fixtures are also offered in Chrome finish. Incandescent and ENERGY STAR-qualified LED lamping are available; all fixtures are California Title 24 compliant. | LINE VOLTAGE PENDANT | Alturas | Pendants | Brushed Nickel | 962 | Steel | Etched / White Inside Glass | D:3.5" H:6.125" |  |  | 1 Medium A19 9.3w |  | 1 | Yes | [14 empty] | 0 | [12 empty] | 56.48 | 112.96 | 169.44 | D:3 1/2'' H:7 3/16'' O:44 11/16'' | 2.2 | 3.5 |  |  | 7.1875 | Center Lock-Up |  |  | 44.6875 |  |  |  | No |  | No | [20 empty] | D:5 1/8'' H:3/4'' Round |  |  |  |  | 144 | Clear Silver |  |  | Hardwired | 0 | 0 | 0 | 1 | 1 | 0 | 0 | 0 | 0 | 0 | 0 | 785652044298 | 17 | 7.25 | 7 | 3.2 | 0.499 | 125 | Yes | [9 empty] | cETL Damp | ALTURAS 1L MINPEND-962 | One Light Mini-Pendant |  | 6124601EN3-962.jpg | 6124601.jpg
6124901-846 | One Light Mini-Pendant | The transitional Socorro lighting collection by Sea Gull Lighting features a classic, barbed Quatrefoil profile - wholly updated by combining a distressed Cerused Oak finish on the decorative silhouette with the rich Stardust finish on the metal bobeches and decorative strapping to create undeniable rustic charm. While still offered in its original finish Stardust, the Socorro has been beautifully updated with our popular Washed Pine and Chrome finish to offer a modern take on this timeless industrial beauty. The collection includes a four-light mini-chandelier, medium and large six-light chandeliers, and four-light and six-light hall / foyer pendants. Incandescent candelabra base lamping. | LINE VOLTAGE PENDANT | Socorro | Pendants | Stardust / Cerused Oak | 846 / 735 | Steel |  |  |  |  | 1 Medium A19 60w |  | 1 | No | [14 empty] | 0 | [12 empty] | 94.5 | N/A | 283.5 | D:10 1/2'' H:12 3/8'' |  | 10.5 |  |  | 12.375 | Screw Collar - Stem | [6 empty] | No |  | No | [20 empty] | D:5'' H:3/4'' Round |  |  |  |  | 120 | Brown |  |  | Hardwired | 0 | 0 | 0 | 0 | 1 | 0 | 0 | 1 | 0 | 0 | 0 | 785652078019 | 15.5 | 15.5 | 19.5 | 7.4 | 2.711 | 250 | Yes | [9 empty] | cETL Damp | SOCORRO 1L MINPEND-846 | One Light Mini-Pendant |  | 6124901-846.jpg | 6124901.jpg
6128501-12 | One Light Mini-Pendant | A distinctive mesh lampshade in the Gereon Collection harkens back to the industrial days of machine innovation, adding a rugged look of workmanship that transforms an interior's identity. At once stylistic and utilitarian, Gereon is available in a finely textured Black finish with medium base sockets. The muted glow of the bulbs beneath the mesh framing adds a rugged personality. The versatile Gereon fixtures are damp rated for covered outdoor installations as well. Available as a 1-light mini-pendant, 3-light and 4-light pendants, 2-light semi-flush ceiling mount, and 1-light wall sconce to adapt interior settings in a variety of ways. | LINE VOLTAGE PENDANT | Gereon | Pendants | Black | 12 | Steel |  |  |  |  | 1 Medium ST19 60w |  | 1 | No | [14 empty] | 0 | [12 empty] | 60.98 | 121.96 | 182.94 | D:8'' H:9 1/8'' O:56 1/2'' | 4.3 | 8 |  |  | 9.125 | Center Lock-Up |  |  | 56.5 |  |  |  | No |  | No | [20 empty] | D:5'' H:3/4'' Round |  |  |  |  | 120 | Black |  |  | Hardwired | 0 | 0 | 0 | 0 | 1 | 0 | 0 | 1 | 0 | 0 | 0 | 785652061073 | 18.5 | 11.25 | 10.5 | 6 | 1.265 | 175 | Yes | [9 empty] | cETL Damp | GEREON 1L MINPEND-12 | One Light Mini-Pendant |  | 6128501-12.png | 6128501.jpg
6128501EN7-12 | One Light Mini-Pendant | A distinctive mesh lampshade in the Gereon Collection harkens back to the industrial days of machine innovation, adding a rugged look of workmanship that transforms an interior's identity. At once stylistic and utilitarian, Gereon is available in a finely textured Black finish with medium base sockets. The muted glow of the bulbs beneath the mesh framing adds a rugged personality. The versatile Gereon fixtures are damp rated for covered outdoor installations as well. Available as a 1-light mini-pendant, 3-light and 4-light pendants, 2-light semi-flush ceiling mount, and 1-light wall sconce to adapt interior settings in a variety of ways. | LINE VOLTAGE PENDANT | Gereon | Pendants | Black | 12 | Steel |  |  |  |  | 1 Medium A19 8.5w |  | 1 | Yes | [14 empty] | 0 | [12 empty] | 68.48 | 136.96 | 205.44 | D:8'' H:9 1/8'' O:56 1/2'' | 4.3 | 8 |  |  | 9.125 | Center Lock-Up |  |  | 56.5 |  |  |  | No |  | No | [20 empty] | D:5'' H:3/4'' Round |  |  |  |  | 120 | Black |  |  | Hardwired | 0 | 0 | 0 | 1 | 1 | 0 | 0 | 0 | 0 | 0 | 0 | 785652069215 | 18.5 | 11.25 | 10.5 | 6 | 1.265 | 175 | Yes | [9 empty] | cETL Damp | GEREON 1L LED MINPEND-12 | One Light Mini-Pendant |  | 6128501EN7-12.jpg | 6128501.jpg
6128601-802 | One Light Mini-Pendant | Combine hanging art with light. Undulating with free-form hoops of welded cold-rolled steel, the Cowen Collection will redefine any room. As illumination escapes from the openings in the sculpted shade, the full menagerie comes together. The textured Obsidian Mist finish adds the final tactile element to this postmodern piece. The refined modern design comes to life with distressed gold metal accents. The Cowen collection is equally at home in a contemporary, urban setting or a traditional décor in the suburbs. The assortment includes one-light wall sconce; one-light mini-pendant; two-light semi-flush; three-light pendant; five-light island pendant and a six-light foyer light. All fixtures are California Title 24 compliant. | LINE VOLTAGE PENDANT | Cowen | Pendants | Obsidian Mist | 802 | Steel |  |  |  |  | 1 Medium ST19 60w |  | 1 | No | [14 empty] | 0 | [12 empty] | 88.45 | 176.9 | 265.35 | D:8'' H:12'' O:56 1/2'' | 5.8 | 8 |  |  | 12 | Center Lock-Up |  |  | 56.5 |  |  |  | No |  | No | [20 empty] | D:5'' H:3/4'' Round |  |  |  |  | 120 | Black |  |  | Hardwired | 0 | 0 | 0 | 0 | 1 | 0 | 0 | 1 | 0 | 0 | 0 | 785652061134 | 17.5 | 11 | 10.5 | 6.8 | 1.17 | 175 | Yes | [9 empty] | cETL Damp | COWEN 1L MINPEND-802 | One Light Mini-Pendant |  | 6128601-802.png | 6128601.jpg
6128601EN7-802 | One Light Mini-Pendant | Combine hanging art with light. Undulating with free-form hoops of welded cold-rolled steel, the Cowen Collection will redefine any room. As illumination escapes from the openings in the sculpted shade, the full menagerie comes together. The textured Obsidian Mist finish adds the final tactile element to this postmodern piece. The refined modern design comes to life with distressed gold metal accents. The Cowen collection is equally at home in a contemporary, urban setting or a traditional décor in the suburbs. The assortment includes one-light wall sconce; one-light mini-pendant; two-light semi-flush; three-light pendant; five-light island pendant and a six-light foyer light. All fixtures are California Title 24 compliant. | LINE VOLTAGE PENDANT | Cowen | Pendants | Obsidian Mist | 802 | Steel |  |  |  |  | 1 Medium A19 8.5w |  | 1 | Yes | [14 empty] | 0 | [12 empty] | 99.98 | 199.96 | 299.94 | D:8'' H:12'' O:56 1/2'' | 5.8 | 8 |  |  | 12 | Center Lock-Up |  |  | 56.5 |  |  |  | No |  | No | [20 empty] | D:5'' H:3/4'' Round |  |  |  |  | 120 | Black |  |  | Hardwired | 0 | 0 | 0 | 1 | 1 | 0 | 0 | 0 | 0 | 0 | 0 | 785652068843 | 17.5 | 11 | 10.5 | 6.8 | 1.17 | 175 | Yes | [9 empty] | cETL Damp | COWEN 1L LED MINPEND-802 | One Light Mini-Pendant |  | 6128601EN7-802.jpg | 6128601.jpg
6128801-710 | One Light Mini-Pendant | Behind every seemingly simple design lies unerring attention to restraint and obsessive attention to the tiniest details. The Canfield collection by Sea Gull Lighting draws on the modernist traditions of "less is more". Essential functional elements dictate the aesthetics, and clean lines prevail. Layers of intricately finished hand-brushed steel progress vertically to the soft glow of light diffused through finely etched glass diffusors. Canfield offers a "whole home" lighting solution; offering lighting in every imaginable category from the auspicious 15 light 3-tier chandelier, to the concise mini-pendant and one-light sconces. The collection is available in hand brushed Burnt Sienna for a warm, tactile, almost Craftsman design style, or a brushed nickel to emphasize the more architectural elements of your interior. | LINE VOLTAGE PENDANT | Canfield | Pendants | Burnt Sienna | 710 | Steel | Etched / White Inside Glass | D:5.5" H:4.75" |  |  | 1 Medium A19 100w |  | 1 | No | [14 empty] | 0 | [12 empty] | 41.48 | 82.96 | 124.44 | D:5 1/2'' H:6 3/8'' O:52 3/8'' | 2.4 | 5.5 |  |  | 6.375 | Center Lock-Up |  |  | 52.375 |  |  |  | No |  | No | [20 empty] | D:5'' H:3/4'' Round |  |  |  |  | 120 | Brown |  |  | Hardwired | 0 | 0 | 0 | 0 | 1 | 0 | 0 | 1 | 0 | 0 | 0 | 785652059902 | 15 | 8.75 | 8.5 | 3.3 | 0.646 | 175 | Yes | [9 empty] | cETL Damp | CANFIELD 1L MINPEND-710 | One Light Mini-Pendant |  | 6128801-710.png | 6128801.jpg
6128801-962 | One Light Mini-Pendant | Behind every seemingly simple design lies unerring attention to restraint and obsessive attention to the tiniest details. The Canfield collection by Sea Gull Lighting draws on the modernist traditions of "less is more". Essential functional elements dictate the aesthetics, and clean lines prevail. Layers of intricately finished hand-brushed steel progress vertically to the soft glow of light diffused through finely etched glass diffusors. Canfield offers a "whole home" lighting solution; offering lighting in every imaginable category from the auspicious 15 light 3-tier chandelier, to the concise mini-pendant and one-light sconces. The collection is available in hand brushed Burnt Sienna for a warm, tactile, almost Craftsman design style, or a brushed nickel to emphasize the more architectural elements of your interior. | LINE VOLTAGE PENDANT | Canfield | Pendants | Brushed Nickel | 962 | Steel | Etched / White Inside Glass | D:5.5" H:4.75" |  |  | 1 Medium A19 100w |  | 1 | No | [14 empty] | 0 | [12 empty] | 41.48 | 82.96 | 124.44 | D:5 1/2'' H:6 3/8'' O:52 3/8'' | 2.4 | 5.5 |  |  | 6.375 | Center Lock-Up |  |  | 52.375 |  |  |  | No |  | No | [20 empty] | D:5'' H:3/4'' Round |  |  |  |  | 120 | Clear Silver |  |  | Hardwired | 0 | 0 | 0 | 0 | 1 | 0 | 0 | 1 | 0 | 0 | 0 | 785652059919 | 15 | 9 | 8.5 | 3.2 | 0.664 | 175 | Yes | [9 empty] | cETL Damp | CANFIELD 1L MINPEND-962 | One Light Mini-Pendant |  | 6128801-962.png | 6128801.jpg
6128801EN3-710 | One Light Mini-Pendant | Behind every seemingly simple design lies unerring attention to restraint and obsessive attention to the tiniest details. The Canfield collection by Sea Gull Lighting draws on the modernist traditions of "less is more". Essential functional elements dictate the aesthetics, and clean lines prevail. Layers of intricately finished hand-brushed steel progress vertically to the soft glow of light diffused through finely etched glass diffusors. Canfield offers a "whole home" lighting solution; offering lighting in every imaginable category from the auspicious 15 light 3-tier chandelier, to the concise mini-pendant and one-light sconces. The collection is available in hand brushed Burnt Sienna for a warm, tactile, almost Craftsman design style, or a brushed nickel to emphasize the more architectural elements of your interior. | LINE VOLTAGE PENDANT | Canfield | Pendants | Burnt Sienna | 710 | Steel | Etched / White Inside Glass | D:5.5" H:4.75" |  |  | 1 Medium A19 9.3w |  | 1 | Yes | [14 empty] | 0 | [12 empty] | 47.98 | 95.96 | 143.94 | D:5 1/2'' H:6 3/8'' O:52 3/8'' | 2.4 | 5.5 |  |  | 6.375 | Center Lock-Up |  |  | 52.375 |  |  |  | No |  | No | [20 empty] | D:5'' H:3/4'' Round |  |  |  |  | 120 | Brown |  |  | Hardwired | 0 | 0 | 0 | 1 | 1 | 0 | 0 | 0 | 0 | 0 | 0 | 785652060441 | 15 | 8.75 | 8.5 | 3.3 | 0.646 | 175 | Yes | [9 empty] | cETL Damp | CANFIELD 1L LED MINPEND-710 | One Light Mini-Pendant |  | 6128801EN3-710.png | 6128801.jpg
6128801EN3-962 | One Light Mini-Pendant | Behind every seemingly simple design lies unerring attention to restraint and obsessive attention to the tiniest details. The Canfield collection by Sea Gull Lighting draws on the modernist traditions of "less is more". Essential functional elements dictate the aesthetics, and clean lines prevail. Layers of intricately finished hand-brushed steel progress vertically to the soft glow of light diffused through finely etched glass diffusors. Canfield offers a "whole home" lighting solution; offering lighting in every imaginable category from the auspicious 15 light 3-tier chandelier, to the concise mini-pendant and one-light sconces. The collection is available in hand brushed Burnt Sienna for a warm, tactile, almost Craftsman design style, or a brushed nickel to emphasize the more architectural elements of your interior. | LINE VOLTAGE PENDANT | Canfield | Pendants | Brushed Nickel | 962 | Steel | Etched / White Inside Glass | D:5.5" H:4.75" |  |  | 1 Medium A19 9.3w |  | 1 | Yes | [14 empty] | 0 | [12 empty] | 47.98 | 95.96 | 143.94 | D:5 1/2'' H:6 3/8'' O:52 3/8'' | 2.4 | 5.5 |  |  | 6.375 | Center Lock-Up |  |  | 52.375 |  |  |  | No |  | No | [20 empty] | D:5'' H:3/4'' Round |  |  |  |  | 120 | Clear Silver |  |  | Hardwired | 0 | 0 | 0 | 1 | 1 | 0 | 0 | 0 | 0 | 0 | 0 | 785652060458 | 15 | 9 | 8.5 | 3.2 | 0.664 | 175 | Yes | [9 empty] | cETL Damp | CANFIELD 1L LED MINPEND-962 | One Light Mini-Pendant |  | 6128801EN3-962.png | 6128801.jpg
61291BLE-57 | Fluorescent Plymouth One Light Mini-Pendant in Weathered Pewter with White Alabaster Glass | Our Colonial-inspired Plymouth Collection is a perfect fit for both casual and formal homes. Inspired by a period in American History when decorative elements first began to displace pure utilitarian objects, Plymouth offers a hint of the romance of that era. A braided rope detail is featured on the outer arms, adding a special twist to the design. | Fluorescent Pendant | Plymouth | Pendants | Weathered Pewter | 57 | Steel |  |  |  |  | 1 GU24 Self Ballasted CFL 13w |  | 1 | Yes | [27 empty] | 34 | 68 | 102 | D:6'' H:7'' O:52'' |  | 6 |  |  | 7 | Screw Collar - Stem |  |  | 52 |  |  |  | No |  | No | [25 empty] | 120 |  |  |  | Hardwired | 0 | 0 | 1 | 0 | 0 | 0 | 0 | 0 | 0 | 0 | 0 | 785652228919 | [17 empty] | FLUORESCENT Mini Pendant -57 | One Light Mini-Pendant |  | 61291BLE-57.jpg | 61291BLE.jpg
6130701-112 | One Light Mini-Pendant |  | LINE VOLTAGE PENDANT | Kemal | Pendants | Midnight Black | 112 | Steel | Etched / White Inside Glass | D:4" H:5.5" |  |  | 1 Medium A19 75w |  | 1 | No | [14 empty] | 0 | [12 empty] | 39.5 | 79 | 118.5 | D:4'' H:6 1/2'' O:53'' |  | 4 |  |  | 6.5 | Center Lock-Up |  |  | 53 |  |  |  | No |  | No | [20 empty] | D:5'' H:7/8'' Round |  |  |  |  | 120 | Black |  |  | Hardwired | 0 | 0 | 0 | 0 | 1 | 0 | 0 | 1 | 0 | 0 | 0 | 785652075759 | 8 | 14.25 | 6.5 | 3.6 | 0.429 | 100 | Yes | 6 | 10785652075756 | [7 empty] | cETL Damp | KEMAL 1L MINPEND-112 | One Light Mini-Pendant |  | 6130701-112.jpg | 6130701.jpg
6130701-710 | One Light Mini-Pendant |  | LINE VOLTAGE PENDANT | Kemal | Pendants | Burnt Sienna | 710 | Steel | Etched / White Inside Glass | D:4" H:5.5" |  |  | 1 Medium A19 75w |  | 1 | No | [14 empty] | 0 | [12 empty] | 39.5 | 79 | 118.5 | D:4'' H:6 1/2'' O:53'' |  | 4 |  |  | 6.5 | Center Lock-Up |  |  | 53 |  |  |  | No |  | No | [20 empty] | D:5'' H:7/8'' Round |  |  |  |  | 120 | Brown |  |  | Hardwired | 0 | 0 | 0 | 0 | 1 | 0 | 0 | 1 | 0 | 0 | 0 | 785652075889 | [7 empty] | 6 | 10785652075886 | [7 empty] | cETL Damp | KEMAL 1L MINPEND-710 | One Light Mini-Pendant |  | 6130701-710.jpg | 6130701.jpg
6130701-962 | One Light Mini-Pendant |  | LINE VOLTAGE PENDANT | Kemal | Pendants | Brushed Nickel | 962 | Steel | Etched / White Inside Glass | D:4" H:5.5" |  |  | 1 Medium A19 75w |  | 1 | No | [14 empty] | 0 | [12 empty] | 39.5 | 79 | 118.5 | D:4'' H:6 1/2'' O:53'' |  | 4 |  |  | 6.5 | Center Lock-Up |  |  | 53 |  |  |  | No |  | No | [20 empty] | D:5'' H:7/8'' Round |  |  |  |  | 120 | Clear Silver |  |  | Hardwired | 0 | 0 | 0 | 0 | 1 | 0 | 0 | 1 | 0 | 0 | 0 | 785652075902 | [7 empty] | 6 | 10785652075909 | [7 empty] | cETL Damp | KEMAL 1L MINPEND-962 | One Light Mini-Pendant |  | 6130701-962.jpg | 6130701.jpg
6130701EN3-112 | One Light Mini-Pendant |  | LINE VOLTAGE PENDANT | Kemal | Pendants | Midnight Black | 112 | Steel | Etched / White Inside Glass | D:4" H:5.5" |  |  | 1 Medium A19 9.3w |  | 1 | Yes | [14 empty] | 0 | [12 empty] | 44.5 | 89 | 133.5 | D:4'' H:6 1/2'' O:53'' |  | 4 |  |  | 6.5 | Center Lock-Up |  |  | 53 |  |  |  | No |  | No | [20 empty] | D:5'' H:7/8'' Round |  |  |  |  | 120 | Black |  |  | Hardwired | 0 | 0 | 0 | 1 | 1 | 0 | 0 | 0 | 0 | 0 | 0 | 785652080104 | [7 empty] | 6 | 10785652080101 | [7 empty] | cETL Damp | KEMAL 1L MINPEND-112 | One Light Mini-Pendant |  | 6130701EN3-112.jpg | 6130701EN3.jpg
6130701EN3-710 | One Light Mini-Pendant |  | LINE VOLTAGE PENDANT | Kemal | Pendants | Burnt Sienna | 710 | Steel | Etched / White Inside Glass | D:4" H:5.5" |  |  | 1 Medium A19 9.3w |  | 1 | Yes | [14 empty] | 0 | [12 empty] | 44.5 | 89 | 133.5 | D:4'' H:6 1/2'' O:53'' |  | 4 |  |  | 6.5 | Center Lock-Up |  |  | 53 |  |  |  | No |  | No | [20 empty] | D:5'' H:7/8'' Round |  |  |  |  | 120 | Brown |  |  | Hardwired | 0 | 0 | 0 | 1 | 1 | 0 | 0 | 0 | 0 | 0 | 0 | 785652080111 | [7 empty] | 6 | 10785652080118 | [7 empty] | cETL Damp | KEMAL 1L MINPEND-710 | One Light Mini-Pendant |  | 6130701EN3-710.jpg | 6130701EN3.jpg
6130701EN3-962 | One Light Mini-Pendant |  | LINE VOLTAGE PENDANT | Kemal | Pendants | Brushed Nickel | 962 | Steel | Etched / White Inside Glass | D:4" H:5.5" |  |  | 1 Medium A19 9.3w |  | 1 | Yes | [14 empty] | 0 | [12 empty] | 44.5 | 89 | 133.5 | D:4'' H:6 1/2'' O:53'' |  | 4 |  |  | 6.5 | Center Lock-Up |  |  | 53 |  |  |  | No |  | No | [20 empty] | D:5'' H:7/8'' Round |  |  |  |  | 120 | Clear Silver |  |  | Hardwired | 0 | 0 | 0 | 1 | 1 | 0 | 0 | 0 | 0 | 0 | 0 | 785652080128 | [7 empty] | 6 | 10785652080125 | [7 empty] | cETL Damp | KEMAL 1L MINPEND-962 | One Light Mini-Pendant |  | 6130701EN3-962.jpg | 6130701EN3.jpg
61316-710 | One Light Mini-Pendant | With classic proportions and minimalist glass accents, the Lemont lighting collection by Sea Gull Lighting offers transitional style in a beautiful profile. The design features just enough flourish to create a soft, romantic figure. For those looking for simple elegance, Lemont is a perfect choice. Offered in Antique Brushed Nickel finish with Etched White Alabaster glass or Burnt Sienna finish with Café Tint glass. The assortment includes nine-light, six-light, five-light and three-light chandeliers, pendants in five sizes, both flush and semi-flush ceiling fixtures, as well as one-light, two-light, three-light and four-light wall/bath fixtures. Both incandescent lamping and ENERGY STAR-qualified LED lamping are available. All fixtures are California Title 24 compliant. | LINE VOLTAGE PENDANT | Lemont | Pendants | Burnt Sienna | 710 | Steel | Cafe Tint Glass | D:5" H:5" |  |  | 1 Medium A19 100w |  | 1 | No | [14 empty] | 0 | [12 empty] | 35 | 70 | 105 | D:5'' H:8 1/2'' O:53 1/2'' | 2.3 | 5 |  |  | 8.5 | Screw Collar - Stem |  |  | 53.5 |  |  |  | No |  | No | [20 empty] | D:5'' H:1'' Round |  |  |  |  | 120 |  |  |  | Hardwired | 0 | 0 | 0 | 0 | 1 | 0 | 0 | 1 | 0 | 0 | 0 | 785652225666 | 7.625 | 7.25 | 15.125 | 4.1 | 0.484 | 100 | Yes | [8 empty] | UL Dry | cUL Dry | LEMONT 1L MINPEND-710 | One Light Mini-Pendant |  | 61316-710.jpg | 61316.jpg
61316-965 | One Light Mini-Pendant | With classic proportions and minimalist glass accents, the Lemont lighting collection by Sea Gull Lighting offers transitional style in a beautiful profile. The design features just enough flourish to create a soft, romantic figure. For those looking for simple elegance, Lemont is a perfect choice. Offered in Antique Brushed Nickel finish with Etched White Alabaster glass or Burnt Sienna finish with Café Tint glass. The assortment includes nine-light, six-light, five-light and three-light chandeliers, pendants in five sizes, both flush and semi-flush ceiling fixtures, as well as one-light, two-light, three-light and four-light wall/bath fixtures. Both incandescent lamping and ENERGY STAR-qualified LED lamping are available. All fixtures are California Title 24 compliant. | LINE VOLTAGE PENDANT | Lemont | Pendants | Antique Brushed Nickel | 965 | Steel | Etched White Alabaster Glass | D:5" H:5" | D:5" |  | 1 Medium A19 100w |  | 1 | No | [14 empty] | 0 | [12 empty] | 35 | 70 | 105 | D:5'' H:8 1/2'' O:53 1/2'' | 2.3 | 5 |  |  | 8.5 | Screw Collar - Stem |  |  | 53.5 |  |  |  | No |  | No | [20 empty] | D:5'' H:1'' Round |  |  |  |  | 120 |  |  |  | Hardwired | 0 | 0 | 0 | 0 | 1 | 0 | 0 | 1 | 0 | 0 | 0 | 785652216312 | 7.625 | 7.25 | 15.125 | 4.1 | 0.484 | 100 | Yes | [8 empty] | UL Dry | cUL Dry | LEMONT 1L MINPEND-965 | One Light Mini-Pendant |  | 61316-965.jpg | 61316.jpg
61316EN3-710 | One Light Mini-Pendant | With classic proportions and minimalist glass accents, the Lemont lighting collection by Sea Gull Lighting offers transitional style in a beautiful profile. The design features just enough flourish to create a soft, romantic figure. For those looking for simple elegance, Lemont is a perfect choice. Offered in Antique Brushed Nickel finish with Etched White Alabaster glass or Burnt Sienna finish with Café Tint glass. The assortment includes nine-light, six-light, five-light and three-light chandeliers, pendants in five sizes, both flush and semi-flush ceiling fixtures, as well as one-light, two-light, three-light and four-light wall/bath fixtures. Both incandescent lamping and ENERGY STAR-qualified LED lamping are available. All fixtures are California Title 24 compliant. | LINE VOLTAGE PENDANT | Lemont | Pendants | Burnt Sienna | 710 | Steel | Cafe Tint Glass | D:5" H:5" | D:5" |  | 1 Medium A19 9.3w |  | 1 | Yes | [14 empty] | 0 | [12 empty] | 39 | 78 | 117 | D:5'' H:8 1/2'' O:53 1/2'' | 2.3 | 5 |  |  | 8.5 | Screw Collar - Stem |  |  | 53.5 |  |  |  | No |  | No | [20 empty] | D:5'' H:1'' Round |  |  |  |  | 120 | Brown |  |  | Hardwired | 0 | 0 | 0 | 1 | 1 | 0 | 0 | 0 | 0 | 0 | 0 | 785652054952 | 15.2 | 7.25 | 7.7 | 4.1 | 0.491 | 100 | Yes | [8 empty] | C-UL-US Dry |  | LEMONT 1L MINPEND-710 | One Light Mini-Pendant |  | 61316EN3-710.jpg | 61316.jpg
6137301-782 | One Light Mini-Pendant | Elmwood Park by Sea Gull Collection has clear glass tube shades with an inner white glass element that softens the light and helps cast an even glow. A cylinder of etched glass is centered within a larger cylinder of clear glass which encircles each light bulb to create this stunning visual effect. The full assortment includes three-, five-and nine-light chandeliers, a four-light linear, one-light mini pendant, a three-light pendant, a two-light semi flush which is convertible into a pendant, and one-, two-, three- and four-light bath fixtures. All fixtures offered in either a Brushed Nickel or Brushed Oil Rubbed Bronze. Incandescent and ENERGY STAR-qualified LED lamping are available; all fixtures are California Title 24 compliant. | LINE VOLTAGE PENDANT | Elmwood Park | Pendants | Heirloom Bronze | 782 | Steel | Satin Etched Glass | D:3.125" H:5.5" |  |  | 1 Medium A19 75w |  | 1 | No | [14 empty] | 0 | [12 empty] | 38.98 | 77.96 | 116.94 | D:4 3/8'' H:6 7/8'' O:51 1/4'' | 2.65 | 4.375 |  |  | 6.875 | Screw Collar - Stem |  |  | 51.25 |  |  |  | No |  | No | [20 empty] | D:5'' H:3/4'' Round |  |  |  |  | 72 | Brown |  |  | Hardwired | 0 | 0 | 0 | 0 | 1 | 0 | 0 | 1 | 0 | 0 | 0 | 785652069949 | 15.75 | 7.5 | 7.25 | 3.4 | 0.496 | 125 | Yes | 4 | 10785652069946 | 16.75 | 15.25 | 15 | 15 | 2.217 | Yes |  | cETL Damp | ELMWOOD PARK 1L MINPEND-782 | One Light Mini-Pendant |  | 6137301-782.jpg | 6137301.jpg
6137301-962 | One Light Mini-Pendant | Elmwood Park by Sea Gull Collection has clear glass tube shades with an inner white glass element that softens the light and helps cast an even glow. A cylinder of etched glass is centered within a larger cylinder of clear glass which encircles each light bulb to create this stunning visual effect. The full assortment includes three-, five-and nine-light chandeliers, a four-light linear, one-light mini pendant, a three-light pendant, a two-light semi flush which is convertible into a pendant, and one-, two-, three- and four-light bath fixtures. All fixtures offered in either a Brushed Nickel or Brushed Oil Rubbed Bronze. Incandescent and ENERGY STAR-qualified LED lamping are available; all fixtures are California Title 24 compliant. | LINE VOLTAGE PENDANT | Elmwood Park | Pendants | Brushed Nickel | 962 | Steel | Clear Glass | D:4.375" H:5.875" |  |  | 1 Medium A19 75w |  | 1 | No | [14 empty] | 0 | [12 empty] | 38.98 | 77.96 | 116.94 | D:4 3/8'' H:6 7/8'' O:51 1/4'' | 2.65 | 4.375 |  |  | 6.875 | Screw Collar - Stem |  |  | 51.25 |  |  |  | No |  | No | [20 empty] | D:5'' H:3/4'' Round |  |  |  |  | 72 | Clear Silver |  |  | Hardwired | 0 | 0 | 0 | 0 | 1 | 0 | 0 | 1 | 0 | 0 | 0 | 785652069956 | 15.75 | 7.5 | 7.25 | 3.4 | 0.496 | 125 | Yes | 4 | 10785652069953 | 16.75 | 15.25 | 15 | 14.9 | 2.217 | Yes |  | cETL Damp | ELMWOOD PARK 1L MINPEND-962 | One Light Mini-Pendant |  | 6137301-962.jpg | 6137301.jpg
6137301EN3-782 | One Light Mini-Pendant | Elmwood Park by Sea Gull Collection has clear glass tube shades with an inner white glass element that softens the light and helps cast an even glow. A cylinder of etched glass is centered within a larger cylinder of clear glass which encircles each light bulb to create this stunning visual effect. The full assortment includes three-, five-and nine-light chandeliers, a four-light linear, one-light mini pendant, a three-light pendant, a two-light semi flush which is convertible into a pendant, and one-, two-, three- and four-light bath fixtures. All fixtures offered in either a Brushed Nickel or Brushed Oil Rubbed Bronze. Incandescent and ENERGY STAR-qualified LED lamping are available; all fixtures are California Title 24 compliant. | LINE VOLTAGE PENDANT | Elmwood Park | Pendants | Heirloom Bronze | 782 | Steel | Satin Etched Glass | D:3.125" H:5.5" |  |  | 1 Medium A19 9.3w |  | 1 | Yes | [14 empty] | 0 | [12 empty] | 44.98 | 89.96 | 134.94 | D:4 3/8'' H:6 7/8'' O:51 1/4'' | 2.65 | 4.375 |  |  | 6.875 | Screw Collar - Stem |  |  | 51.25 |  |  |  | No |  | No | [20 empty] | D:5'' H:3/4'' Round |  |  |  |  | 72 | Brown |  |  | Hardwired | 0 | 0 | 0 | 1 | 1 | 0 | 0 | 0 | 0 | 0 | 0 | 785652071713 | 15.75 | 7.5 | 7.25 | 3.4 | 0.496 | 125 | Yes | 4 | 10785652071710 | 16.75 | 15.25 | 15 | 15 | 2.217 | Yes |  | cETL Damp | ELMWOOD PRK 1L LED MINPEND-782 | One Light Mini-Pendant |  | 6137301EN3-782.jpg | 6137301EN3.jpg
6137301EN3-962 | One Light Mini-Pendant | Elmwood Park by Sea Gull Collection has clear glass tube shades with an inner white glass element that softens the light and helps cast an even glow. A cylinder of etched glass is centered within a larger cylinder of clear glass which encircles each light bulb to create this stunning visual effect. The full assortment includes three-, five-and nine-light chandeliers, a four-light linear, one-light mini pendant, a three-light pendant, a two-light semi flush which is convertible into a pendant, and one-, two-, three- and four-light bath fixtures. All fixtures offered in either a Brushed Nickel or Brushed Oil Rubbed Bronze. Incandescent and ENERGY STAR-qualified LED lamping are available; all fixtures are California Title 24 compliant. | LINE VOLTAGE PENDANT | Elmwood Park | Pendants | Brushed Nickel | 962 | Steel | Clear Glass | D:4.375" H:5.875" |  |  | 1 Medium A19 9.3w |  | 1 | Yes | [14 empty] | 0 | [12 empty] | 44.98 | 89.96 | 134.94 | D:4 3/8'' H:6 7/8'' O:51 1/4'' | 2.65 | 4.375 |  |  | 6.875 | Screw Collar - Stem |  |  | 51.25 |  |  |  | No |  | No | [20 empty] | D:5'' H:3/4'' Round |  |  |  |  | 72 | Clear Silver |  |  | Hardwired | 0 | 0 | 0 | 1 | 1 | 0 | 0 | 0 | 0 | 0 | 0 | 785652071720 | 15.75 | 7.5 | 7.25 | 3.4 | 0.496 | 125 | Yes | 4 | 10785652071727 | 16.75 | 15.25 | 15 | 14.9 | 2.217 | Yes |  | cETL Damp | ELMWOOD PRK 1L LED MINPEND-962 | One Light Mini-Pendant |  | 6137301EN3-962.jpg | 6137301EN3.jpg
61375-965 | One Light Mini-Pendant | The Somerton lighting collection from Sea Gull Lighting mixes modern and traditional lines in harmony to create the perfect coupling of transitional contemporary styling. Bold angles are balanced with flowing curves, and a minimalist glass design. Offered in Antique Brushed Nickel finish with Satin Etched glass or textured Blacksmith finish with Café Tint glass. The assortment includes 9-light, 5-light and 3-light chandeliers, pendants in six sizes (two of which are perfect for the foyer), both flush and semi-flush ceiling fixtures, as well as one-light, two-light, three-light and four-light wall/bath fixtures. Both incandescent lamping and ENERGY STAR-qualified LED lamping are available. Most of these fixtures easily convert to LED by purchasing LED replacement lamps sold separately. | LINE VOLTAGE PENDANT | Somerton | Pendants | Antique Brushed Nickel | 965 | Steel | Satin Etched Glass | D:9" |  |  | 1 Medium A19 100w |  | 1 | No | [14 empty] | 0 | [12 empty] | 54.5 | 109 | 163.5 | D:9'' H:7 3/4'' O:60 1/4'' | 3.8 | 9 |  |  | 7.75 | Center Lock-Up |  |  | 60.25 |  |  |  | No |  | No | 5 | 13 |  |  | 188.0 X 20.0 mm | [15 empty] | D:5 1/2'' H:1'' Round |  |  |  |  | 120 | Clear | 12 | N/A | Hardwired | 0 | 0 | 0 | 0 | 1 | 0 | 0 | 1 | 0 | 0 | 0 | 785652613760 | 11.25 | 11.25 | 8.75 | 4.7 | 0.641 | 125 | Yes | [8 empty] | UL Dry | cUL Dry | SOMERTON 1L MINPEND-965 | One Light Mini-Pendant |  | 61375-965.jpg | 61375.jpg
61375EN3-965 | One Light Mini-Pendant | The Somerton lighting collection from Sea Gull Lighting mixes modern and traditional lines in harmony to create the perfect coupling of transitional contemporary styling. Bold angles are balanced with flowing curves, and a minimalist glass design. Offered in Antique Brushed Nickel finish with Satin Etched glass or textured Blacksmith finish with Café Tint glass. The assortment includes 9-light, 5-light and 3-light chandeliers, pendants in six sizes (two of which are perfect for the foyer), both flush and semi-flush ceiling fixtures, as well as one-light, two-light, three-light and four-light wall/bath fixtures. Both incandescent lamping and ENERGY STAR-qualified LED lamping are available. Most of these fixtures easily convert to LED by purchasing LED replacement lamps sold separately. | LINE VOLTAGE PENDANT | Somerton | Pendants | Antique Brushed Nickel | 965 | Steel | Satin Etched Glass | D:9" |  |  | 1 Medium A19 9.3w |  | 1 | Yes | [14 empty] | 0 | [12 empty] | 57.5 | 115 | 172.5 | D:9'' H:7 3/4'' O:60 1/4'' | 3.8 | 9 |  |  | 7.75 | Center Lock-Up |  |  | 60.25 |  |  |  | No |  | No | 5 | 13 |  |  | 188.0 X 20.0 mm | [15 empty] | D:5 1/2'' H:1'' Round |  |  |  |  | 120 | Clear | 12 | N/A | Hardwired | 0 | 0 | 0 | 1 | 1 | 0 | 0 | 0 | 0 | 0 | 0 | 785652055003 | 11.25 | 11.25 | 8.75 | 4.7 | 0.641 | 125 | Yes | [8 empty] | UL Dry | cUL Dry | SOMERTON 1L MINPEND-965 | One Light Mini-Pendant |  | 61375EN3-965.jpg | 61375.jpg
6139001-782 | One Light Mini-Pendant | The Emmons lighting collection by Sea Gull Lighting combines form and function in a traditional empire silhouette. Trumpeted Satin Etched glass shades and a circular finial further enhance the design. Cluster three sizes together in a multi-fixture installation to make a beautifully dramatic statement in the living room, foyer, entryway or family room. The Emmons collection comes in two finishes: Brushed Nickel and Heirloom Bronze. Its assortment includes three-, five- and nine-light chandeliers; one-light mini pendant, three-light pendant, two-light semi-flush mount; one-light wall sconce; and two-, three- and four- light bath vanity fixtures. Incandescent and ENERGY STAR-qualified LED lamping are available; all fixtures are California Title 24 compliant. | LINE VOLTAGE PENDANT | Emmons | Pendants | Heirloom Bronze | 782 | Steel | Satin Etched Glass | D:5.875" H:5.125" |  |  | 1 Medium A19 100w |  | 1 | No | [14 empty] | 0 | [12 empty] | 42.48 | 84.96 | 127.44 | D:5 7/8'' H:5 3/4'' O:47 3/4'' | 2.9 | 5.875 |  |  | 5.75 | Center Lock-Up |  |  | 47.75 |  |  |  | No |  | No | [20 empty] | D:5 1/2'' DP:1 1/4'' Round |  |  |  |  | 72 | Brown |  |  | Hardwired | 0 | 0 | 0 | 0 | 1 | 0 | 0 | 1 | 0 | 0 | 0 | 785652002885 | 16 | 9.25 | 8 | 3.8 | 0.685 | 175 | Yes | [9 empty] | cETL Damp | EMMONS 1L MINPEND-782 | One Light Mini-Pendant |  | 6139001-782.jpg | 6139001.jpg
6139001-962 | One Light Mini-Pendant | The Emmons lighting collection by Sea Gull Lighting combines form and function in a traditional empire silhouette. Trumpeted Satin Etched glass shades and a circular finial further enhance the design. Cluster three sizes together in a multi-fixture installation to make a beautifully dramatic statement in the living room, foyer, entryway or family room. The Emmons collection comes in two finishes: Brushed Nickel and Heirloom Bronze. Its assortment includes three-, five- and nine-light chandeliers; one-light mini pendant, three-light pendant, two-light semi-flush mount; one-light wall sconce; and two-, three- and four- light bath vanity fixtures. Incandescent and ENERGY STAR-qualified LED lamping are available; all fixtures are California Title 24 compliant. | LINE VOLTAGE PENDANT | Emmons | Pendants | Brushed Nickel | 962 | Steel | Satin Etched Glass | D:5.875" H:5.125" |  |  | 1 Medium A19 100w |  | 1 | No | [14 empty] | 0 | [12 empty] | 42.48 | 84.96 | 127.44 | D:5 7/8'' H:5 3/4'' O:47 3/4'' | 2.9 | 5.875 |  |  | 5.75 | Center Lock-Up |  |  | 47.75 |  |  |  | No |  | No | [20 empty] | D:5 1/2'' DP:1 1/4'' Round |  |  |  |  | 72 | Clear Silver |  |  | Hardwired | 0 | 0 | 0 | 0 | 1 | 0 | 0 | 1 | 0 | 0 | 0 | 785652002892 | 16 | 9.25 | 8 | 3.8 | 0.685 | 175 | Yes | [9 empty] | cETL Damp | EMMONS 1L MINPEND-962 | One Light Mini-Pendant |  | 6139001-962.jpg | 6139001.jpg
6139001EN3-782 | One Light Mini-Pendant | The Emmons lighting collection by Sea Gull Lighting combines form and function in a traditional empire silhouette. Trumpeted Satin Etched glass shades and a circular finial further enhance the design. Cluster three sizes together in a multi-fixture installation to make a beautifully dramatic statement in the living room, foyer, entryway or family room. The Emmons collection comes in two finishes: Brushed Nickel and Heirloom Bronze. Its assortment includes three-, five- and nine-light chandeliers; one-light mini pendant, three-light pendant, two-light semi-flush mount; one-light wall sconce; and two-, three- and four- light bath vanity fixtures. Incandescent and ENERGY STAR-qualified LED lamping are available; all fixtures are California Title 24 compliant. | LINE VOLTAGE PENDANT | Emmons | Pendants | Heirloom Bronze | 782 | Steel | Satin Etched Glass | D:5.875" H:5.125" |  |  | 1 Medium A19 9.3w |  | 1 | Yes | [14 empty] | 0 | [12 empty] | 47.98 | 95.96 | 143.94 | D:5 7/8'' H:5 3/4'' O:47 3/4'' | 2.9 | 5.875 |  |  | 5.75 | Center Lock-Up |  |  | 47.75 |  |  |  | No |  | No | [20 empty] | D:5 1/2'' DP:1 1/4'' Round |  |  |  |  | 72 | Brown |  |  | Hardwired | 0 | 0 | 0 | 1 | 1 | 0 | 0 | 0 | 0 | 0 | 0 | 785652050602 | 16 | 9.25 | 8 | 3.8 | 0.685 | 175 | Yes | [9 empty] | cETL Damp | EMMONS 1L MINPEND-782 | One Light Mini-Pendant |  | 6139001EN3-782.jpg | 6139001.jpg
6139001EN3-962 | One Light Mini-Pendant | The Emmons lighting collection by Sea Gull Lighting combines form and function in a traditional empire silhouette. Trumpeted Satin Etched glass shades and a circular finial further enhance the design. Cluster three sizes together in a multi-fixture installation to make a beautifully dramatic statement in the living room, foyer, entryway or family room. The Emmons collection comes in two finishes: Brushed Nickel and Heirloom Bronze. Its assortment includes three-, five- and nine-light chandeliers; one-light mini pendant, three-light pendant, two-light semi-flush mount; one-light wall sconce; and two-, three- and four- light bath vanity fixtures. Incandescent and ENERGY STAR-qualified LED lamping are available; all fixtures are California Title 24 compliant. | LINE VOLTAGE PENDANT | Emmons | Pendants | Brushed Nickel | 962 | Steel | Satin Etched Glass | D:5.875" H:5.125" |  |  | 1 Medium A19 9.3w |  | 1 | Yes | [14 empty] | 0 | [12 empty] | 47.98 | 95.96 | 143.94 | D:5 7/8'' H:5 3/4'' O:47 3/4'' | 2.9 | 5.875 |  |  | 5.75 | Center Lock-Up |  |  | 47.75 |  |  |  | No |  | No | [20 empty] | D:5 1/2'' DP:1 1/4'' Round |  |  |  |  | 72 | Clear Silver |  |  | Hardwired | 0 | 0 | 0 | 1 | 1 | 0 | 0 | 0 | 0 | 0 | 0 | 785652050619 | 16 | 9.25 | 8 | 3.8 | 0.685 | 175 | Yes | [9 empty] | cETL Damp | EMMONS 1L MINPEND-962 | One Light Mini-Pendant |  | 6139001EN3-962.jpg | 6139001.jpg
6139801-710 | One Light Mini-Pendant |  | LINE VOLTAGE PENDANT | Norwood | Pendants | Burnt Sienna | 710 | Steel | Clear Highlighted Satin Etched Glass | D:5.5" H:5.5" |  |  | 1 Medium A19 75w |  | 1 | No | [14 empty] | 0 | [12 empty] | 39.5 | 79 | 118.5 | D:5 1/2'' H:8 1/4'' O:52 5/8'' |  | 5.5 |  |  | 8.25 | Screw Collar - Stem |  |  | 52.625 |  |  |  | No |  | No | [20 empty] | D:5'' H:3/4'' Round |  |  |  |  | 120 | Brown |  |  | Hardwired | 0 | 0 | 0 | 0 | 1 | 0 | 0 | 1 | 0 | 0 | 0 | 785652076701 | [16 empty] | cETL Damp | NORWOOD 1L MINPEND-710 | One Light Mini-Pendant |  | 6139801-710.jpg | 6139801.jpg
6139801-962 | One Light Mini-Pendant |  | LINE VOLTAGE PENDANT | Norwood | Pendants | Brushed Nickel | 962 | Steel | Clear Highlighted Satin Etched Glass | D:5.5" H:5.5" |  |  | 1 Medium A19 75w |  | 1 | No | [14 empty] | 0 | [12 empty] | 39.5 | 79 | 118.5 | D:5 1/2'' H:8 1/4'' O:52 5/8'' |  | 5.5 |  |  | 8.25 | Screw Collar - Stem |  |  | 52.625 |  |  |  | No |  | No | [20 empty] | D:5'' H:3/4'' Round |  |  |  |  | 120 | Clear Silver |  |  | Hardwired | 0 | 0 | 0 | 0 | 1 | 0 | 0 | 1 | 0 | 0 | 0 | 785652076718 | 20 | 11 | 10.25 | 4.9 | 1.305 | 250 | Yes | [9 empty] | cETL Damp | NORWOOD 1L MINPEND-962 | One Light Mini-Pendant |  | 6139801-962.jpg | 6139801.jpg
6139801EN3-710 | One Light Mini-Pendant |  | LINE VOLTAGE PENDANT | Norwood | Pendants | Burnt Sienna | 710 | Steel | Clear Highlighted Satin Etched Glass | D:5.5" H:5.5" |  |  | 1 Medium A19 9.3w |  | 1 | Yes | [14 empty] | 0 | [12 empty] | 44.5 | 89 | 133.5 | D:5 1/2'' H:8 1/4'' O:52 5/8'' |  | 5.5 |  |  | 8.25 | Screw Collar - Stem |  |  | 52.625 |  |  |  | No |  | No | [20 empty] | D:5'' H:3/4'' Round |  |  |  |  | 120 | Brown |  |  | Hardwired | 0 | 0 | 0 | 1 | 1 | 0 | 0 | 0 | 0 | 0 | 0 | 785652080357 | [16 empty] | cETL Damp | NORWOOD 1L MINPEND-710 | One Light Mini-Pendant |  | 6139801EN3-710.jpg | 6139801EN3.jpg
6139801EN3-962 | One Light Mini-Pendant |  | LINE VOLTAGE PENDANT | Norwood | Pendants | Brushed Nickel | 962 | Steel | Clear Highlighted Satin Etched Glass | D:5.5" H:5.5" |  |  | 1 Medium A19 9.3w |  | 1 | Yes | [14 empty] | 0 | [12 empty] | 44.5 | 89 | 133.5 | D:5 1/2'' H:8 1/4'' O:52 5/8'' |  | 5.5 |  |  | 8.25 | Screw Collar - Stem |  |  | 52.625 |  |  |  | No |  | No | [20 empty] | D:5'' H:3/4'' Round |  |  |  |  | 120 | Clear Silver |  |  | Hardwired | 0 | 0 | 0 | 1 | 1 | 0 | 0 | 0 | 0 | 0 | 0 | 785652080364 | [16 empty] | cETL Damp | NORWOOD 1L MINPEND-962 | One Light Mini-Pendant |  | 6139801EN3-962.jpg | 6139801EN3.jpg
6140401-848 | One Light Mini-Pendant | The 1960’s-inspired Driscoll collection by Sea Gull Lighting features the clean lines of tapered stems and glass shades. Simplicity combined with sophistication creates this strikingly modern look. Offered in a Brushed Nickel finish in addition to the Chrome finish also offered for wall/bath fixtures – all of which feature Etched White glass shades. The assortment includes nine-light, five-light and three-light chandeliers, a mini pendant, as well as one-light, two-light, three-light and four-light wall/bath fixtures. Both incandescent lamping and ENERGY STAR-qualified LED lamping are available; all fixtures are California Title 24 compliant. | LINE VOLTAGE PENDANT | Driscoll | Pendants | Satin Bronze | 848 | Steel | Cased Opal Etched Glass | D:5.25" H:6.5" |  |  | 1 Medium A19 100w |  | 1 | No | [14 empty] | 0 | [12 empty] | 48.48 | 96.96 | 145.44 | D:5 1/4'' H:11 3/4'' O:82 3/4'' | 2.3 | 5.25 |  |  | 11.75 | Cap Nuts |  |  | 82.75 |  |  |  | No |  | No | [20 empty] | D:5'' H:1'' Round |  |  |  |  | 78 | Black |  |  | Hardwired | 0 | 0 | 0 | 0 | 1 | 0 | 0 | 1 | 0 | 0 | 0 | 785652239625 | 12 | 9 | 8 | 3.1 | 0.5 | 125 | Yes | [8 empty] | ETL Damp |  | DRISCOLL 1L MINPEND-848 | One Light Mini-Pendant |  | 6140401-848.jpg | 6140401.jpg
6140401-962 | One Light Mini-Pendant | The 1960’s-inspired Driscoll collection by Sea Gull Lighting features the clean lines of tapered stems and glass shades. Simplicity combined with sophistication creates this strikingly modern look. Offered in a Brushed Nickel finish in addition to the Chrome finish also offered for wall/bath fixtures – all of which feature Etched White glass shades. The assortment includes nine-light, five-light and three-light chandeliers, a mini pendant, as well as one-light, two-light, three-light and four-light wall/bath fixtures. Both incandescent lamping and ENERGY STAR-qualified LED lamping are available; all fixtures are California Title 24 compliant. | LINE VOLTAGE PENDANT | Driscoll | Pendants | Brushed Nickel | 962 | Steel | Cased Opal Etched Glass | D:5.25" H:6.5" |  |  | 1 Medium A19 100w |  | 1 | No | [14 empty] | 0 | [12 empty] | 48.48 | 96.96 | 145.44 | D:5 1/4'' H:11 3/4'' O:82 3/4'' | 2.3 | 5.25 |  |  | 11.75 | Cap Nuts |  |  | 82.75 |  |  |  | No |  | No | [20 empty] | D:5'' H:1'' Round |  |  |  |  | 78 | Clear Silver |  |  | Hardwired | 0 | 0 | 0 | 0 | 1 | 0 | 0 | 1 | 0 | 0 | 0 | 785652243011 | 12.25 | 8.75 | 7.6 | 3.1 | 0.471 | 125 | Yes | [8 empty] | ETL Damp |  | DRISCOLL 1L MINPEND-962 | One Light Mini-Pendant |  | 6140401-962.jpg | 6140401.jpg
6140401EN3-848 | One Light Mini-Pendant | The 1960’s-inspired Driscoll collection by Sea Gull Lighting features the clean lines of tapered stems and glass shades. Simplicity combined with sophistication creates this strikingly modern look. Offered in a Brushed Nickel finish in addition to the Chrome finish also offered for wall/bath fixtures – all of which feature Etched White glass shades. The assortment includes nine-light, five-light and three-light chandeliers, a mini pendant, as well as one-light, two-light, three-light and four-light wall/bath fixtures. Both incandescent lamping and ENERGY STAR-qualified LED lamping are available; all fixtures are California Title 24 compliant. | LINE VOLTAGE PENDANT | Driscoll | Pendants | Satin Bronze | 848 | Steel | Cased Opal Etched Glass | D:5.25" H:6.5" |  |  | 1 Medium A19 9.3w |  | 1 | Yes | [14 empty] | 0 | [12 empty] | 49.95 | 99.9 | 149.85 | D:5 1/4'' H:11 3/4'' O:82 3/4'' | 2.3 | 5.25 |  |  | 11.75 | Cap Nuts |  |  | 82.75 |  |  |  | No |  | No | [20 empty] | D:5'' H:1'' Round |  |  |  |  | 78 | Black |  |  | Hardwired | 0 | 0 | 0 | 1 | 1 | 0 | 0 | 0 | 0 | 0 | 0 | 785652045332 | 12 | 9 | 8 | 3.1 | 0.5 | 125 | Yes | [8 empty] | ETL Damp |  | DRISCOLL 1L MINPEND-848 | One Light Mini-Pendant |  | 6140401EN3-848.jpg | 6140401.jpg
6140401EN3-962 | One Light Mini-Pendant | The 1960’s-inspired Driscoll collection by Sea Gull Lighting features the clean lines of tapered stems and glass shades. Simplicity combined with sophistication creates this strikingly modern look. Offered in a Brushed Nickel finish in addition to the Chrome finish also offered for wall/bath fixtures – all of which feature Etched White glass shades. The assortment includes nine-light, five-light and three-light chandeliers, a mini pendant, as well as one-light, two-light, three-light and four-light wall/bath fixtures. Both incandescent lamping and ENERGY STAR-qualified LED lamping are available; all fixtures are California Title 24 compliant. | LINE VOLTAGE PENDANT | Driscoll | Pendants | Brushed Nickel | 962 | Steel | Cased Opal Etched Glass | D:5.25" H:6.5" |  |  | 1 Medium A19 9.3w |  | 1 | Yes | [14 empty] | 0 | [12 empty] | 49.95 | 99.9 | 149.85 | D:5 1/4'' H:11 3/4'' O:82 3/4'' | 2.3 | 5.25 |  |  | 11.75 | Cap Nuts |  |  | 82.75 |  |  |  | No |  | No | [20 empty] | D:5'' H:1'' Round |  |  |  |  | 78 | Clear Silver |  |  | Hardwired | 0 | 0 | 0 | 1 | 1 | 0 | 0 | 0 | 0 | 0 | 0 | 785652045349 | 12.25 | 8.5 | 7.5 | 3 | 0.452 | 125 | Yes | [8 empty] | ETL Damp |  | DRISCOLL 1L MINPEND-962 | One Light Mini-Pendant |  | 6140401EN3-962.jpg | 6140401.jpg
6140501-71 | One Light Mini-Pendant | The Chatauqua lighting collection by Sea Gull Lighting exudes a retro-industrial style via the striking beveled edges inspired by raw steel girders, finished with functioning corner-connection details. In contrast, the cylindrical, white glass shades add a modern touch. Available in a remarkable Antique Bronze or Stardust finish that creates the look of a traditional wooden box that would be at home in either a rustic lodge or a modern loft. The retro-industrial design comes to life with distressed gold metal accents. The assortment includes five-light chandeliers; three-light foyer pendants; one-light mini pendants; and four-light island pendants. Incandescent and ENERGY STAR-qualified LED lamping are available; all fixtures are California Title 24 compliant. | LINE VOLTAGE PENDANT | Chatauqua | Pendants | Antique Bronze | 71 | Steel | Etched / White Inside Glass | D:3.875" H:6.5" |  |  | 1 Medium A19 100w |  | 1 | No | [14 empty] | 0 | [12 empty] | 72.98 | 145.96 | 218.94 | L:6 1/4'' W:6 1/4'' H:11 1/2'' O:57 1/2'' | 5.9 |  | 6.25 | 6.25 | 11.5 | Center Lock-Up |  |  | 57.5 |  |  |  | No |  | No | [20 empty] | D:5'' H:3/4'' Round |  |  |  |  | 120 | Brown |  |  | Hardwired | 0 | 0 | 0 | 0 | 1 | 0 | 0 | 1 | 0 | 0 | 0 | 785652003585 | 15 | 8.5 | 14 | 7.7 | 1.033 | 125 | Yes | [9 empty] | cETL Damp | CHATAUQUA 1L MINPEND-71 | One Light Mini-Pendant |  | 6140501-71.jpg | 6140501.jpg
6140501-846 | One Light Mini-Pendant | The Chatauqua lighting collection by Sea Gull Lighting exudes a retro-industrial style via the striking beveled edges inspired by raw steel girders, finished with functioning corner-connection details. In contrast, the cylindrical, white glass shades add a modern touch. Available in a remarkable Antique Bronze or Stardust finish that creates the look of a traditional wooden box that would be at home in either a rustic lodge or a modern loft. The retro-industrial design comes to life with distressed gold metal accents. The assortment includes five-light chandeliers; three-light foyer pendants; one-light mini pendants; and four-light island pendants. Incandescent and ENERGY STAR-qualified LED lamping are available; all fixtures are California Title 24 compliant. | LINE VOLTAGE PENDANT | Chatauqua | Pendants | Stardust / Satin Bronze | 846 / 848 | Steel | Etched / White Inside Glass | D:3.875" H:6.5" |  |  | 1 Medium A19 100w |  | 1 | No | [14 empty] | 0 | [12 empty] | 72.98 | 145.96 | 218.94 | L:6 1/4'' W:6 1/4'' H:11 1/2'' O:57 1/2'' | 5.9 |  | 6.25 | 6.25 | 11.5 | Center Lock-Up |  |  | 57.5 |  |  |  | No |  | No | [20 empty] | D:5'' H:3/4'' Round |  |  |  |  | 120 | Black |  |  | Hardwired | 0 | 0 | 0 | 0 | 1 | 0 | 0 | 1 | 0 | 0 | 0 | 785652003097 | 15 | 8.5 | 14 | 7.7 | 1.033 | 125 | Yes | [9 empty] | cETL Damp | CHATAUQUA 1L MINPEND-846 | One Light Mini-Pendant |  | 6140501-846.jpg | 6140501.jpg
6140501EN3-71 | One Light Mini-Pendant | The Chatauqua lighting collection by Sea Gull Lighting exudes a retro-industrial style via the striking beveled edges inspired by raw steel girders, finished with functioning corner-connection details. In contrast, the cylindrical, white glass shades add a modern touch. Available in a remarkable Antique Bronze or Stardust finish that creates the look of a traditional wooden box that would be at home in either a rustic lodge or a modern loft. The retro-industrial design comes to life with distressed gold metal accents. The assortment includes five-light chandeliers; three-light foyer pendants; one-light mini pendants; and four-light island pendants. Incandescent and ENERGY STAR-qualified LED lamping are available; all fixtures are California Title 24 compliant. | LINE VOLTAGE PENDANT | Chatauqua | Pendants | Antique Bronze | 71 | Steel | Etched / White Inside Glass | D:3.875" H:6.5" |  |  | 1 Medium A19 9.3w |  | 1 | Yes | [14 empty] | 0 | [12 empty] | 79.98 | 159.96 | 239.94 | L:6 1/4'' W:6 1/4'' H:11 1/2'' O:57 1/2'' | 5.9 |  | 6.25 | 6.25 | 11.5 | Center Lock-Up |  |  | 57.5 |  |  |  | No |  | No | [20 empty] | D:5'' H:3/4'' Round |  |  |  |  | 120 | Brown |  |  | Hardwired | 0 | 0 | 0 | 1 | 1 | 0 | 0 | 0 | 0 | 0 | 0 | 785652044854 | 15 | 8.5 | 14 | 7.7 | 1.033 | 125 | Yes | [9 empty] | cETL Damp | CHATAUQUA 1L MINPEND-71 | One Light Mini-Pendant |  | 6140501EN3-71.jpg | 6140501.jpg
6140501EN3-846 | One Light Mini-Pendant | The Chatauqua lighting collection by Sea Gull Lighting exudes a retro-industrial style via the striking beveled edges inspired by raw steel girders, finished with functioning corner-connection details. In contrast, the cylindrical, white glass shades add a modern touch. Available in a remarkable Antique Bronze or Stardust finish that creates the look of a traditional wooden box that would be at home in either a rustic lodge or a modern loft. The retro-industrial design comes to life with distressed gold metal accents. The assortment includes five-light chandeliers; three-light foyer pendants; one-light mini pendants; and four-light island pendants. Incandescent and ENERGY STAR-qualified LED lamping are available; all fixtures are California Title 24 compliant. | LINE VOLTAGE PENDANT | Chatauqua | Pendants | Stardust / Satin Bronze | 846 / 848 | Steel | Etched / White Inside Glass | D:3.875" H:6.5" |  |  | 1 Medium A19 9.3w |  | 1 | Yes | [14 empty] | 0 | [12 empty] | 79.98 | 159.96 | 239.94 | L:6 1/4'' W:6 1/4'' H:11 1/2'' O:57 1/2'' | 5.9 |  | 6.25 | 6.25 | 11.5 | Center Lock-Up |  |  | 57.5 |  |  |  | No |  | No | [20 empty] | D:5'' H:3/4'' Round |  |  |  |  | 120 | Black |  |  | Hardwired | 0 | 0 | 0 | 1 | 1 | 0 | 0 | 0 | 0 | 0 | 0 | 785652044861 | 15 | 8.5 | 14 | 7.7 | 1.033 | 125 | Yes | [9 empty] | cETL Damp | CHATAUQUA 1L MINPEND-846 | One Light Mini-Pendant |  | 6140501EN3-846.jpg | 6140501.jpg
6141301-848 | One Light Mini-Pendant | The Towner lighting collection by Sea Gull Lighting brings mid-century, retro style to the traditional circular silhouette, creating a bold statement that would accent any space in your home. The conical light shades deliver a fun design statement along with the textured cloth cords, which are adjustable for leveling. These fixtures are ideal for dining room lighting, living room lighting and kitchen lighting. The assortment includes three-, five- and seven-light chandeliers, three- and five-light cluster pendants, eight-light island pendants, one-light mini pendants, and one-light wall sconces. The Towner Collection is available in two finishes, Satin Bronze and Brushed Nickel to complete the look. All fixtures are available as ENERGY STAR®-qualified and California Title 24 compliant. | LINE VOLTAGE PENDANT | Towner | Pendants | Satin Bronze / Black | 848 / 12 |  | Black Steel | D:7" H:8" |  |  | 1 Medium A19 60w |  | 1 | No | [14 empty] | 0 | [12 empty] | 32.48 | 64.96 | 97.44 | D:7'' H:8 1/2'' O:123'' | 3.1 | 7 |  |  | 8.5 | Cap Nuts |  |  | 123 |  |  |  | No |  | No | [20 empty] | D:4 3/4'' H:3/4'' Round |  |  |  |  | 120 | Black |  |  | Hardwired | 0 | 0 | 0 | 0 | 1 | 0 | 0 | 1 | 0 | 0 | 0 | 785652002397 | 10.75 | 8.75 | 8.75 | 3.9 | 0.476 | 100 | Yes | [9 empty] | cETL Damp | TOWNER 1L MINPEND-848 | One Light Mini-Pendant |  | 6141301-848.png | 6141301.jpg
6141301-962 | One Light Mini-Pendant | The Towner lighting collection by Sea Gull Lighting brings mid-century, retro style to the traditional circular silhouette, creating a bold statement that would accent any space in your home. The conical light shades deliver a fun design statement along with the textured cloth cords, which are adjustable for leveling. These fixtures are ideal for dining room lighting, living room lighting and kitchen lighting. The assortment includes three-, five- and seven-light chandeliers, three- and five-light cluster pendants, eight-light island pendants, one-light mini pendants, and one-light wall sconces. The Towner Collection is available in two finishes, Satin Bronze and Brushed Nickel to complete the look. All fixtures are available as ENERGY STAR®-qualified and California Title 24 compliant. | LINE VOLTAGE PENDANT | Towner | Pendants | Brushed Nickel / Black | 962 / 12 |  | Black Steel | D:7" H:8" |  |  | 1 Medium A19 60w |  | 1 | No | [14 empty] | 0 | [12 empty] | 32.48 | 64.96 | 97.44 | D:7'' H:8 1/2'' O:123'' | 3.1 | 7 |  |  | 8.5 | Cap Nuts |  |  | 123 |  |  |  | No |  | No | [20 empty] | D:4 3/4'' H:3/4'' Round |  |  |  |  | 120 | Black |  |  | Hardwired | 0 | 0 | 0 | 0 | 1 | 0 | 0 | 1 | 0 | 0 | 0 | 785652002403 | 10.75 | 8.75 | 8.75 | 4 | 0.476 | 100 | Yes | [9 empty] | cETL Damp | TOWNER 1L MINPEND-962 | One Light Mini-Pendant |  | 6141301-962.png | 6141301.jpg
6141301EN3-848 | One Light Mini-Pendant | The Towner lighting collection by Sea Gull Lighting brings mid-century, retro style to the traditional circular silhouette, creating a bold statement that would accent any space in your home. The conical light shades deliver a fun design statement along with the textured cloth cords, which are adjustable for leveling. These fixtures are ideal for dining room lighting, living room lighting and kitchen lighting. The assortment includes three-, five- and seven-light chandeliers, three- and five-light cluster pendants, eight-light island pendants, one-light mini pendants, and one-light wall sconces. The Towner Collection is available in two finishes, Satin Bronze and Brushed Nickel to complete the look. All fixtures are available as ENERGY STAR®-qualified and California Title 24 compliant. | LINE VOLTAGE PENDANT | Towner | Pendants | Satin Bronze / Black | 848 / 12 |  | Black Steel | D:7" H:8" |  |  | 1 Medium A19 9.3w |  | 1 | Yes | [14 empty] | 0 | [12 empty] | 37.98 | 75.96 | 113.94 | D:7'' H:8 1/2'' O:123'' | 3.1 | 7 |  |  | 8.5 | Cap Nuts |  |  | 123 |  |  |  | No |  | No | [20 empty] | D:4 3/4'' H:3/4'' Round |  |  |  |  | 120 | Black |  |  | Hardwired | 0 | 0 | 0 | 1 | 1 | 0 | 0 | 0 | 0 | 0 | 0 | 785652047312 | 10.75 | 8.75 | 8.75 | 3.9 | 0.476 | 100 | Yes | [9 empty] | cETL Damp | TOWNER 1L MINPEND-848 | One Light Mini-Pendant |  | 6141301EN3-848.jpg | 6141301.jpg
6141301EN3-962 | One Light Mini-Pendant | The Towner lighting collection by Sea Gull Lighting brings mid-century, retro style to the traditional circular silhouette, creating a bold statement that would accent any space in your home. The conical light shades deliver a fun design statement along with the textured cloth cords, which are adjustable for leveling. These fixtures are ideal for dining room lighting, living room lighting and kitchen lighting. The assortment includes three-, five- and seven-light chandeliers, three- and five-light cluster pendants, eight-light island pendants, one-light mini pendants, and one-light wall sconces. The Towner Collection is available in two finishes, Satin Bronze and Brushed Nickel to complete the look. All fixtures are available as ENERGY STAR®-qualified and California Title 24 compliant. | LINE VOLTAGE PENDANT | Towner | Pendants | Brushed Nickel / Black | 962 / 12 |  | Black Steel | D:7" H:8" |  |  | 1 Medium A19 9.3w |  | 1 | Yes | [14 empty] | 0 | [12 empty] | 37.98 | 75.96 | 113.94 | D:7'' H:8 1/2'' O:123'' | 3.1 | 7 |  |  | 8.5 | Cap Nuts |  |  | 123 |  |  |  | No |  | No | [20 empty] | D:4 3/4'' H:3/4'' Round |  |  |  |  | 120 | Black |  |  | Hardwired | 0 | 0 | 0 | 1 | 1 | 0 | 0 | 0 | 0 | 0 | 0 | 785652047329 | 10.75 | 8.75 | 8.58 | 3.8 | 0.467 | 100 | Yes | [9 empty] | cETL Damp | TOWNER 1L MINPEND-962 | One Light Mini-Pendant |  | 6141301EN3-962.jpg | 6141301.jpg
6146501-44 | One Light Mini-Pendant | The utilitarian Jeyne Collection offers a historical barn light form and a protective industrial cage while the stem make the height fully adjustable. Suitable for damp/covered locations. Beautiful hand-applied Weathered Copper and Heirloom Bronze finishes with reflective gloss white interiors lend beauty to any space. As a single unit in any room of the house or clustered together over a kitchen island or entryway, Jeyne illuminates with sharp precision. The Jeyne Collection assortment includes a one-light mini pendant and medium and large one-light pendants. Incandescent and ENERGY STAR-qualified LED lamping are available; all fixtures are California Title 24 compliant. | LINE VOLTAGE PENDANT | Jeyne | Pendants | Weathered Copper | 44 | Steel |  |  |  |  | 1 Medium ST19 60w |  | 1 | No | [14 empty] | 0 | [12 empty] | 46.45 | 92.9 | 139.35 | D:7 1/2'' H:9 1/8'' O:55 1/2'' | 2.97 | 7.5 |  |  | 9.125 | Center Lock-Up |  |  | 55.5 |  |  |  | No |  | No | [20 empty] | D:5'' H:7/8'' Round |  |  |  |  | 120 | Brown |  |  | Hardwired | 0 | 0 | 0 | 0 | 1 | 0 | 0 | 1 | 0 | 0 | 0 | 785652057885 | 12.5 | 9.5 | 9.25 | 4 | 0.636 | 125 | Yes | [9 empty] | cETL Damp | JEYNE 1L MINPEND-44 | One Light Mini-Pendant |  | 6146501-44.jpg | 6146501.jpg
6146501-782 | One Light Mini-Pendant | The utilitarian Jeyne Collection offers a historical barn light form and a protective industrial cage while the stem make the height fully adjustable. Suitable for damp/covered locations. Beautiful hand-applied Weathered Copper and Heirloom Bronze finishes with reflective gloss white interiors lend beauty to any space. As a single unit in any room of the house or clustered together over a kitchen island or entryway, Jeyne illuminates with sharp precision. The Jeyne Collection assortment includes a one-light mini pendant and medium and large one-light pendants. Incandescent and ENERGY STAR-qualified LED lamping are available; all fixtures are California Title 24 compliant. | LINE VOLTAGE PENDANT | Jeyne | Pendants | Heirloom Bronze | 782 | Steel |  |  |  |  | 1 Medium ST19 60w |  | 1 | No | [14 empty] | 0 | [12 empty] | 46.45 | 92.9 | 139.35 | D:7 1/2'' H:9 1/8'' O:55 1/2'' | 2.97 | 7.5 |  |  | 9.125 | Center Lock-Up |  |  | 55.5 |  |  |  | No |  | No | [20 empty] | D:5'' H:7/8'' Round |  |  |  |  | 120 | Brown |  |  | Hardwired | 0 | 0 | 0 | 0 | 1 | 0 | 0 | 1 | 0 | 0 | 0 | 785652061417 | 12.5 | 9.5 | 9.25 | 4 | 0.636 | 125 | Yes | [9 empty] | cETL Damp | JEYNE 1L MINPEND-782 | One Light Mini-Pendant |  | 6146501-782.jpg | 6146501.jpg
6146501EN3-44 | One Light Mini-Pendant | The utilitarian Jeyne Collection offers a historical barn light form and a protective industrial cage while the stem make the height fully adjustable. Suitable for damp/covered locations. Beautiful hand-applied Weathered Copper and Heirloom Bronze finishes with reflective gloss white interiors lend beauty to any space. As a single unit in any room of the house or clustered together over a kitchen island or entryway, Jeyne illuminates with sharp precision. The Jeyne Collection assortment includes a one-light mini pendant and medium and large one-light pendants. Incandescent and ENERGY STAR-qualified LED lamping are available; all fixtures are California Title 24 compliant. | LINE VOLTAGE PENDANT | Jeyne | Pendants | Weathered Copper | 44 | Steel |  |  |  |  | 1 Medium A19 9.3w |  | 1 | Yes | [14 empty] | 0 | [12 empty] | 52.45 | 104.9 | 157.35 | D:7 1/2'' H:9 1/8'' O:55 1/2'' | 2.97 | 7.5 |  |  | 9.125 | Center Lock-Up |  |  | 55.5 |  |  |  | No |  | No | [20 empty] | D:5'' H:7/8'' Round |  |  |  |  | 120 | Brown |  |  | Hardwired | 0 | 0 | 0 | 1 | 1 | 0 | 0 | 0 | 0 | 0 | 0 | 785652065569 | 12.5 | 9.5 | 9.25 | 4 | 0.636 | 125 | Yes | [9 empty] | cETL Damp | JEYNE 1L MINPEND-44 | One Light Mini-Pendant |  | 6146501EN3-44.jpg | 6146501EN3.jpg
6146501EN3-782 | One Light Mini-Pendant | The utilitarian Jeyne Collection offers a historical barn light form and a protective industrial cage while the stem make the height fully adjustable. Suitable for damp/covered locations. Beautiful hand-applied Weathered Copper and Heirloom Bronze finishes with reflective gloss white interiors lend beauty to any space. As a single unit in any room of the house or clustered together over a kitchen island or entryway, Jeyne illuminates with sharp precision. The Jeyne Collection assortment includes a one-light mini pendant and medium and large one-light pendants. Incandescent and ENERGY STAR-qualified LED lamping are available; all fixtures are California Title 24 compliant. | LINE VOLTAGE PENDANT | Jeyne | Pendants | Heirloom Bronze | 782 | Steel |  |  |  |  | 1 Medium A19 9.3w |  | 1 | Yes | [14 empty] | 0 | [12 empty] | 52.45 | 104.9 | 157.35 | D:7 1/2'' H:9 1/8'' O:55 1/2'' | 2.97 | 7.5 |  |  | 9.125 | Center Lock-Up |  |  | 55.5 |  |  |  | No |  | No | [20 empty] | D:5'' H:7/8'' Round |  |  |  |  | 120 | Brown |  |  | Hardwired | 0 | 0 | 0 | 1 | 1 | 0 | 0 | 0 | 0 | 0 | 0 | 785652065576 | 12.5 | 9.5 | 9.25 | 4 | 0.636 | 125 | Yes | [9 empty] | cETL Damp | JEYNE 1L MINPEND-782 | One Light Mini-Pendant |  | 6146501EN3-782.jpg | 6146501EN3.jpg
6150-44 | One Light Outdoor Mini-Pendant | This industrial and nautically inspired Sebring collection by Sea Gull Lighting coordinates perfectly in coastal locations, while adding eye catching contrast to facades of any kind. Offered in Black, Brushed Stainless and Weathered Copper finishes, Sebring is a complete outdoor collection with small and large one-light outdoor wall lanterns, a one-light outdoor ceiling flush mount and one-light outdoor post lantern to unify any home's appearance. Incandescent as well as integrated LED are available. The advanced, integrated LED light source has warm-on-dim technology that warms in color when dimmed, and is California Title 24 compliant. | LINE VOLTAGE PENDANT | Sebring | Outdoor Lighting | Weathered Copper | 44 | Aluminum |  |  |  | Clear Seeded Glass | 1 Medium A19 100w |  | 1 | No | [14 empty] | 0 | [12 empty] | 99.98 | 199.96 | 299.94 | D:8'' H:9'' O:61 3/4'' | 2.5 | 8 |  |  | 9 | Cap Nuts |  |  | 61.75 |  |  |  | No |  | No | [20 empty] | D:5 1/2'' H:1 1/4'' Round |  |  |  |  | 120 | Brown | 12 |  | Hardwired | 0 | 0 | 0 | 0 | 1 | 0 | 0 | 1 | 0 | 0 | 0 | 785652061509 | 16.5 | 10 | 9 | 5.6 | 0.859 | 125 | Yes | [9 empty] | cETL Damp | SEBRING 1L MINPEND-44 | One Light Outdoor Mini-Pendant |  | 6150-44.jpg | 6150.jpg
6150-98 | One Light Outdoor Mini-Pendant | This industrial and nautically inspired Sebring collection by Sea Gull Lighting coordinates perfectly in coastal locations, while adding eye catching contrast to facades of any kind. Offered in Black, Brushed Stainless and Weathered Copper finishes, Sebring is a complete outdoor collection with small and large one-light outdoor wall lanterns, a one-light outdoor ceiling flush mount and one-light outdoor post lantern to unify any home's appearance. Incandescent as well as integrated LED are available. The advanced, integrated LED light source has warm-on-dim technology that warms in color when dimmed, and is California Title 24 compliant. | LINE VOLTAGE PENDANT | Sebring | Outdoor Lighting | Brushed Stainless | 98 | Aluminum |  |  |  | Clear Seeded Glass | 1 Medium A19 100w |  | 1 | No | [14 empty] | 0 | [12 empty] | 135.48 | 270.96 | 406.44 | D:8'' H:9'' O:61 3/4'' | 2.5 | 8 |  |  | 9 | Cap Nuts |  |  | 61.75 |  |  |  | No |  | No | [20 empty] | D:5 1/2'' H:1 1/4'' Round |  |  |  |  | 120 | Clear Silver | 12 |  | Hardwired | 0 | 0 | 0 | 0 | 1 | 0 | 0 | 1 | 0 | 0 | 0 | 785652615092 | 16.5 | 10.25 | 9 | 5.65 | 0.881 | 125 | Yes | [9 empty] | cETL Damp | SEBRING 1L MINPEND-98 | One Light Outdoor Mini-Pendant | Painted White Inside | 6150-98.jpg | 6150.jpg
6150401-710 | One Light Mini-Pendant | Inspired by the Craftsman style, the Denhelm collection by Sea Gull Lighting has a strong presence with its robust, angular design and substantial, die-cast zinc construction. Available in Brushed Nickel and Burnt Sienna finishes, in addition to a Chrome finish also offered for wall fixtures – all of which feature Etched White glass shades. The assortment includes a one-light mini-pendant, and one-light, two-light, three-light and four-light wall/bath fixtures. Both incandescent lamping and ENERGY STAR-qualified LED lamping are available; all fixtures are California Title 24 compliant. | LINE VOLTAGE PENDANT | Denhelm | Pendants | Burnt Sienna | 710 | Steel / Zinc | Etched / White Inside Glass | L:15.5" W:15.5" H:6.125" |  |  | 1 Medium A19 100w |  | 1 | No | [14 empty] | 0 | [12 empty] | 61.95 | 123.9 | 185.85 | L:5 3/4'' W:5 3/4'' H:7 3/4'' O:57 1/4'' | 4.3 |  | 5.75 | 5.75 | 7.75 | Dual Mount |  |  | 57.25 |  |  |  | No |  | No | [20 empty] | DP:4 3/4'' W:4 3/4'' H:2 1/4'' Square |  |  |  |  | 120 | Brown |  |  | Hardwired | 0 | 0 | 0 | 0 | 1 | 0 | 0 | 1 | 0 | 0 | 0 | 785652242007 | 15.5 | 7.2 | 9 | 5.8 | 0.581 | 93 | Yes | [8 empty] | ETL Dry |  | DENHELM 1L MINPEND-710 | One Light Mini-Pendant |  | 6150401-710.jpg | 6150401.jpg
6150401-962 | One Light Mini-Pendant | Inspired by the Craftsman style, the Denhelm collection by Sea Gull Lighting has a strong presence with its robust, angular design and substantial, die-cast zinc construction. Available in Brushed Nickel and Burnt Sienna finishes, in addition to a Chrome finish also offered for wall fixtures – all of which feature Etched White glass shades. The assortment includes a one-light mini-pendant, and one-light, two-light, three-light and four-light wall/bath fixtures. Both incandescent lamping and ENERGY STAR-qualified LED lamping are available; all fixtures are California Title 24 compliant. | LINE VOLTAGE PENDANT | Denhelm | Pendants | Brushed Nickel | 962 | Steel / Zinc | Etched / White Inside Glass | L:15.5" W:15.5" H:6.125" |  |  | 1 Medium A19 100w |  | 1 | No | [14 empty] | 0 | [12 empty] | 61.95 | 123.9 | 185.85 | L:5 3/4'' W:5 3/4'' H:7 3/4'' O:57 1/4'' | 4.3 |  | 5.75 | 5.75 | 7.75 | Dual Mount |  |  | 57.25 |  |  |  | No |  | No | [20 empty] | DP:4 3/4'' W:4 3/4'' H:2 1/4'' Square |  |  |  |  | 120 | Clear |  |  | Hardwired | 0 | 0 | 0 | 0 | 1 | 0 | 0 | 1 | 0 | 0 | 0 | 785652241994 | 16 | 7.25 | 8.5 | 5.7 | 0.571 | 93 | Yes | [8 empty] | ETL Dry |  | DENHELM 1L MINPEND-962 | One Light Mini-Pendant |  | 6150401-962.jpg | 6150401.jpg
6150401EN3-710 | One Light Mini-Pendant | Inspired by the Craftsman style, the Denhelm collection by Sea Gull Lighting has a strong presence with its robust, angular design and substantial, die-cast zinc construction. Available in Brushed Nickel and Burnt Sienna finishes, in addition to a Chrome finish also offered for wall fixtures – all of which feature Etched White glass shades. The assortment includes a one-light mini-pendant, and one-light, two-light, three-light and four-light wall/bath fixtures. Both incandescent lamping and ENERGY STAR-qualified LED lamping are available; all fixtures are California Title 24 compliant. | LINE VOLTAGE PENDANT | Denhelm | Pendants | Burnt Sienna | 710 | Steel / Zinc | Etched / White Inside Glass | L:15.5" W:15.5" H:6.125" |  |  | 1 Medium A19 9.3w |  | 1 | Yes | [14 empty] | 0 | [12 empty] | 71.48 | 142.96 | 214.44 | L:5 3/4'' W:5 3/4'' H:7 3/4'' O:57 1/4'' | 4.3 |  | 5.75 | 5.75 | 7.75 | Dual Mount |  |  | 57.25 |  |  |  | No |  | No | [20 empty] | DP:4 3/4'' W:4 3/4'' H:2 1/4'' Square |  |  |  |  | 120 | Brown |  |  | Hardwired | 0 | 0 | 0 | 1 | 1 | 0 | 0 | 0 | 0 | 0 | 0 | 785652050626 | 15.5 | 7.2 | 9 | 5.8 | 0.581 | 93 | Yes | [8 empty] | ETL Dry |  | DENHELM 1L MINPEND-710 | One Light Mini-Pendant |  | 6150401EN3-710.jpg | 6150401.jpg
6150401EN3-962 | One Light Mini-Pendant | Inspired by the Craftsman style, the Denhelm collection by Sea Gull Lighting has a strong presence with its robust, angular design and substantial, die-cast zinc construction. Available in Brushed Nickel and Burnt Sienna finishes, in addition to a Chrome finish also offered for wall fixtures – all of which feature Etched White glass shades. The assortment includes a one-light mini-pendant, and one-light, two-light, three-light and four-light wall/bath fixtures. Both incandescent lamping and ENERGY STAR-qualified LED lamping are available; all fixtures are California Title 24 compliant. | LINE VOLTAGE PENDANT | Denhelm | Pendants | Brushed Nickel | 962 | Steel / Zinc | Etched / White Inside Glass | L:15.5" W:15.5" H:6.125" |  |  | 1 Medium A19 9.3w |  | 1 | Yes | [14 empty] | 0 | [12 empty] | 71.48 | 142.96 | 214.44 | L:5 3/4'' W:5 3/4'' H:7 3/4'' O:57 3/4'' | 4.3 |  | 5.75 | 5.75 | 7.75 | Dual Mount |  |  | 57.75 |  |  |  | No |  | No | [20 empty] | DP:4 3/4'' W:4 3/4'' H:2 1/4'' Square |  |  |  |  | 120 | Clear |  |  | Hardwired | 0 | 0 | 0 | 1 | 1 | 0 | 0 | 0 | 0 | 0 | 0 | 785652050633 | 16 | 7.25 | 8.5 | 5.7 | 0.571 | 93 | Yes | [8 empty] | ETL Dry |  | DENHELM 1L MINPEND-962 | One Light Mini-Pendant |  | 6150401EN3-962.jpg | 6150401.jpg
615093S-44 | LED Mini-Pendant | This industrial and nautically inspired Sebring collection by Sea Gull Lighting coordinates perfectly in coastal locations, while adding eye catching contrast to facades of any kind. Offered in Black, Brushed Stainless and Weathered Copper finishes, Sebring is a complete outdoor collection with small and large one-light outdoor wall lanterns, a one-light outdoor ceiling flush mount and one-light outdoor post lantern to unify any home's appearance. Incandescent as well as integrated LED are available. The advanced, integrated LED light source has warm-on-dim technology that warms in color when dimmed, and is California Title 24 compliant. | LINE VOLTAGE PENDANT | Sebring | Outdoor Lighting | Weathered Copper | 44 | Aluminum |  |  |  | Clear Seeded Glass |  |  | 1 | No | 700 | 3000 | 90 | 9 | 120 | 19 - Integrated | MODS - Modules |  | 5 | 100 | LED | 9 | 9 | 50000 | 0 | [12 empty] | 109.98 | 219.96 | 329.94 | D:8'' H:9'' O:61 3/4'' | 2.5 | 8 |  |  | 9 | Cap Nuts |  |  | 61.75 |  |  |  | No |  | No | [20 empty] | D:5 1/2'' H:1 1/4'' Round |  |  |  |  | 120 | Brown | 12 |  | Hardwired | 0 | 0 | 0 | 0 | 1 | 0 | 0 | 0 | 0 | 0 | 0 | 785652065057 | 13.75 | 11.25 | 10.75 | 3.7 | 0.962 | 250 | Yes | [9 empty] | cETL Damp | SEBRING LED MINPEND-44 | LED Mini-Pendant |  | 615093S-44_ALT.jpg | 6150.jpg
615093S-98 | LED Mini-Pendant | This industrial and nautically inspired Sebring collection by Sea Gull Lighting coordinates perfectly in coastal locations, while adding eye catching contrast to facades of any kind. Offered in Black, Brushed Stainless and Weathered Copper finishes, Sebring is a complete outdoor collection with small and large one-light outdoor wall lanterns, a one-light outdoor ceiling flush mount and one-light outdoor post lantern to unify any home's appearance. Incandescent as well as integrated LED are available. The advanced, integrated LED light source has warm-on-dim technology that warms in color when dimmed, and is California Title 24 compliant. | LINE VOLTAGE PENDANT | Sebring | Outdoor Lighting | Brushed Stainless | 98 | Aluminum |  |  |  | Clear Seeded Glass |  |  | 1 | No | 700 | 3000 | 90 | 9 | 120 | 19 - Integrated | MODS - Modules |  | 5 | 100 | LED | 9 | 9 | 50000 | 0 | [12 empty] | 144.48 | 288.96 | 433.44 | D:8'' H:9'' O:61 3/4'' | 2.5 | 8 |  |  | 9 | Cap Nuts |  |  | 61.75 |  |  |  | No |  | No | [20 empty] | D:5 1/2'' H:1 1/4'' Round |  |  |  |  | 120 | Clear Silver | 12 |  | Hardwired | 0 | 0 | 0 | 0 | 1 | 0 | 0 | 0 | 0 | 0 | 0 | 785652065064 | 13.75 | 11.25 | 10.75 | 3.8 | 0.962 | 250 | Yes | [9 empty] | cETL Damp | SEBRING LED MINPEND-98 | LED Mini-Pendant |  | 615093S-98_ALT.jpg | 6150.jpg
61527BLE-824 | Fluorescent Terranello One Light Mini-Pendant in Palladium with Dusted Ivory Glass |  | Fluorescent Pendant | Terranello | Pendants | Palladium | 824 | Steel | Dusted Ivory Glass | D:5.75" H:5.625" |  |  | 1 GU24 Self Ballasted CFL 13w |  | 1 | Yes | [14 empty] | 0 | [12 empty] | 40 | 80 | 120 | D:5 3/4'' H:14 3/4'' O:59 1/2'' |  | 5.75 |  |  | 14.75 | Screw Collar - Stem |  |  | 59.5 |  |  |  | No |  | No | [20 empty] | D:5 9/32'' H:1 3/4'' Round |  |  |  |  | 120 | Clear |  |  | Hardwired | 0 | 0 | 1 | 0 | 0 | 0 | 0 | 0 | 0 | 0 | 0 | 785652227899 | [15 empty] | C-UL-US Dry |  | One Light Mini Pendant | One Light Mini-Pendant |  | 61527BLE-824.jpg | 61527BLE.jpg
61527BLE-845 | Fluorescent Terranello One Light Mini-Pendant in Flemish Bronze with Creme Parchment Glass |  | Fluorescent Pendant | Terranello | Pendants | Flemish Bronze | 845 | Steel | Creme Parchment Glass | D:5.75" H:5.625" |  |  | 1 GU24 Self Ballasted CFL 13w |  | 1 | Yes | [14 empty] | 0 | [12 empty] | 40 | 80 | 120 | D:5 3/4'' H:14 3/4'' O:59 1/2'' |  | 5.75 |  |  | 14.75 | Screw Collar - Stem |  |  | 59.5 |  |  |  | No |  | No | [20 empty] | D:5 9/32'' H:1 3/4'' Round |  |  |  |  | 120 | Brown |  |  | Hardwired | 0 | 0 | 1 | 0 | 0 | 0 | 0 | 0 | 0 | 0 | 0 | 785652222122 | [15 empty] | C-UL-US Dry |  | FLUORESCENT MINI PENDANT -845 | One Light Mini-Pendant |  | 61527BLE-845.jpg | 61527BLE.jpg
61625-782 | One Light Mini-Pendant | The Wheaton lighting collection by Sea Gull Lighting is a tribute to versatility. The Satin Etched glass can be coupled with either a Brushed Nickel finish for a soft contemporary feel or an Heirloom Bronze finish for a more rustic charm. Wheaton delivers excellent transitional style that can fit within various home decor styles. The assortment includes nine-light, five-light, and three-light chandeliers, pendants in four sizes, both flush and semi-flush ceiling fixtures, as well as one-light, two-light, three-light and four-light wall/bath fixtures. Both incandescent lamping and ENERGY STAR-qualified LED lamping are available. Most of these fixtures easily convert to LED by purchasing LED replacement lamps sold separately. | LINE VOLTAGE PENDANT | Wheaton | Pendants | Heirloom Bronze | 782 | Steel | Satin Etched Glass | D:7" H:5.25" |  |  | 1 Medium A19 100w |  | 1 | No | [14 empty] | 0 | [12 empty] | 49.95 | 99.9 | 149.85 | D:7'' H:11 3/4'' O:64 3/4'' | 4.1 | 7 |  |  | 11.75 | Center Lock-Up |  |  | 64.75 |  |  |  | No |  | No | [20 empty] | D:5 1/2'' DP:1 1/8'' |  |  |  |  | 120 | Brown | 12 | N/A | Hardwired | 0 | 0 | 0 | 0 | 1 | 0 | 0 | 1 | 0 | 0 | 0 | 785652656347 | 13.5 | 11.25 | 8.75 | 5.1 | 0.769 | 125 | Yes | [8 empty] | ETL Dry | cETL Dry | WHEATON 1L MINPEND-782 | One Light Mini-Pendant |  | 61625-782.jpg | 61625.jpg
61625-962 | One Light Mini-Pendant | The Wheaton lighting collection by Sea Gull Lighting is a tribute to versatility. The Satin Etched glass can be coupled with either a Brushed Nickel finish for a soft contemporary feel or an Heirloom Bronze finish for a more rustic charm. Wheaton delivers excellent transitional style that can fit within various home decor styles. The assortment includes nine-light, five-light, and three-light chandeliers, pendants in four sizes, both flush and semi-flush ceiling fixtures, as well as one-light, two-light, three-light and four-light wall/bath fixtures. Both incandescent lamping and ENERGY STAR-qualified LED lamping are available. Most of these fixtures easily convert to LED by purchasing LED replacement lamps sold separately. | LINE VOLTAGE PENDANT | Wheaton | Pendants | Brushed Nickel | 962 | Steel | Satin Etched Glass | D:7" H:5.25" |  |  | 1 Medium A19 100w |  | 1 | No | [14 empty] | 0 | [12 empty] | 49.95 | 99.9 | 149.85 | D:7'' H:11 3/4'' O:64 3/4'' | 4.1 | 7 |  |  | 11.75 | Center Lock-Up |  |  | 64.75 |  |  |  | No |  | No | [20 empty] | D:5 1/2'' DP:1 1/8'' |  |  |  |  | 120 | Clear | 12 | N/A | Hardwired | 0 | 0 | 0 | 0 | 1 | 0 | 0 | 1 | 0 | 0 | 0 | 785652656361 | 13.5 | 11.25 | 8.75 | 5.1 | 0.769 | 125 | Yes | [8 empty] | ETL Dry | cETL Dry | WHEATON 1L MINPEND-962 | One Light Mini-Pendant |  | 61625-962.jpg | 61625.jpg
61625EN3-782 | One Light Mini-Pendant | The Wheaton lighting collection by Sea Gull Lighting is a tribute to versatility. The Satin Etched glass can be coupled with either a Brushed Nickel finish for a soft contemporary feel or an Heirloom Bronze finish for a more rustic charm. Wheaton delivers excellent transitional style that can fit within various home decor styles. The assortment includes nine-light, five-light, and three-light chandeliers, pendants in four sizes, both flush and semi-flush ceiling fixtures, as well as one-light, two-light, three-light and four-light wall/bath fixtures. Both incandescent lamping and ENERGY STAR-qualified LED lamping are available. Most of these fixtures easily convert to LED by purchasing LED replacement lamps sold separately. | LINE VOLTAGE PENDANT | Wheaton | Pendants | Heirloom Bronze | 782 | Steel | Satin Etched Glass | D:7" H:5.1875" |  |  | 1 Medium A19 9.3w |  | 1 | Yes | [14 empty] | 0 | [12 empty] | 57.48 | 114.96 | 172.44 | D:7'' H:11 3/4'' O:64 3/4'' | 4.1 | 7 |  |  | 11.75 | Center Lock-Up |  |  | 64.75 |  |  |  | No |  | No | [20 empty] | D:5 1/2'' DP:1 1/8'' |  |  |  |  | 120 | Brown | 12 | N/A | Hardwired | 0 | 0 | 0 | 1 | 1 | 0 | 0 | 0 | 0 | 0 | 0 | 785652050640 | 13.5 | 11.25 | 8.75 | 5.1 | 0.769 | 125 | Yes | [8 empty] | ETL Dry | cETL Dry | WHEATON 1L MINPEND-782 | One Light Mini-Pendant |  | 61625EN3-782.jpg | 61625.jpg
61625EN3-962 | One Light Mini-Pendant | The Wheaton lighting collection by Sea Gull Lighting is a tribute to versatility. The Satin Etched glass can be coupled with either a Brushed Nickel finish for a soft contemporary feel or an Heirloom Bronze finish for a more rustic charm. Wheaton delivers excellent transitional style that can fit within various home decor styles. The assortment includes nine-light, five-light, and three-light chandeliers, pendants in four sizes, both flush and semi-flush ceiling fixtures, as well as one-light, two-light, three-light and four-light wall/bath fixtures. Both incandescent lamping and ENERGY STAR-qualified LED lamping are available. Most of these fixtures easily convert to LED by purchasing LED replacement lamps sold separately. | LINE VOLTAGE PENDANT | Wheaton | Pendants | Brushed Nickel | 962 | Steel | Satin Etched Glass | D:7" H:5.25" |  |  | 1 Medium A19 9.3w |  | 1 | Yes | [14 empty] | 0 | [12 empty] | 57.48 | 114.96 | 172.44 | D:7'' H:11 3/4'' O:64 3/4'' | 4.1 | 7 |  |  | 11.75 | Center Lock-Up |  |  | 64.75 |  |  |  | No |  | No | [20 empty] | D:5 1/2'' DP:1 1/8'' |  |  |  |  | 120 | Clear | 12 | N/A | Hardwired | 0 | 0 | 0 | 1 | 1 | 0 | 0 | 0 | 0 | 0 | 0 | 785652050657 | 13.5 | 11.25 | 8.75 | 5.1 | 0.769 | 125 | Yes | [8 empty] | ETL Dry | cETL Dry | WHEATON 1L MINPEND-962 | One Light Mini-Pendant |  | 61625EN3-962.jpg | 61625.jpg
61660-839 | One Light Mini-Pendant | The Winnetka indoor lighting collection by Sea Gull Lighting has a clean design which lends itself to a modern-mission style. The geometric, cylinder design has subtle ornamentation, while still offering impressive style. The indoor lighting collection is offered in Brushed Nickel or textured Blacksmith finishes, both with Satin Etched glass. The assortment includes 15-light, nine-light, five-light, and three-light chandeliers, pendants in four sizes, both flush and semi-flush ceiling fixtures, as well as one-light, two-light, three-light and four-light wall/bath fixtures. Most of these fixtures easily convert to LED by purchasing LED replacement lamps sold separately. | LINE VOLTAGE PENDANT | Winnetka | Pendants | Blacksmith | 839 | Steel | Satin Etched Glass | D:5" |  |  | 1 Medium A19 100w |  | 1 | No | [14 empty] | 0 | [12 empty] | 72.98 | 145.96 | 218.94 | D:6 1/4'' H:14 3/4'' O:65 3/4'' | 4.2 | 6.25 |  |  | 14.75 | Center Lock-Up |  |  | 65.75 |  |  |  | No |  | No | [20 empty] | D:6'' DP:1 9/16'' |  |  |  |  | 144 | Black | 12 | N/A | Hardwired | 0 | 0 | 0 | 0 | 1 | 0 | 0 | 1 | 0 | 0 | 0 | 785652616655 | 14.75 | 8.5 | 8.75 | 5.4 | 0.635 | 100 | Yes | [8 empty] | ETL Damp | cETL Dry | WINNETKA 1L MINPEND-839 | One Light Mini-Pendant |  | 61660-839.jpg | 61660.jpg
61660-962 | One Light Mini-Pendant | The Winnetka indoor lighting collection by Sea Gull Lighting has a clean design which lends itself to a modern-mission style. The geometric, cylinder design has subtle ornamentation, while still offering impressive style. The indoor lighting collection is offered in Brushed Nickel or textured Blacksmith finishes, both with Satin Etched glass. The assortment includes 15-light, nine-light, five-light, and three-light chandeliers, pendants in four sizes, both flush and semi-flush ceiling fixtures, as well as one-light, two-light, three-light and four-light wall/bath fixtures. Most of these fixtures easily convert to LED by purchasing LED replacement lamps sold separately. | LINE VOLTAGE PENDANT | Winnetka | Pendants | Brushed Nickel | 962 | Steel | Satin Etched Glass | D:5" |  |  | 1 Medium A19 100w |  | 1 | No | [14 empty] | 0 | [12 empty] | 73.48 | 146.96 | 220.44 | D:6 1/4'' H:14 3/4'' O:65 3/4'' | 4.2 | 6.25 |  |  | 14.75 | Center Lock-Up |  |  | 65.75 |  |  |  | No |  | No | [20 empty] | D:6'' DP:1 9/16'' |  |  |  |  | 120 | Clear Silver | 12 | N/A | Hardwired | 0 | 0 | 0 | 0 | 1 | 0 | 0 | 1 | 0 | 0 | 0 | 785652226410 | 14.5 | 8.5 | 8 | 5.1 | 0.571 | 100 | Yes | [8 empty] | ETL Damp | cETL Dry | WINNETKA 1L MINPEND-962 | One Light Mini-Pendant |  | 61660-962.jpg | 61660.jpg
61660EN3-839 | One Light Mini-Pendant | The Winnetka indoor lighting collection by Sea Gull Lighting has a clean design which lends itself to a modern-mission style. The geometric, cylinder design has subtle ornamentation, while still offering impressive style. The indoor lighting collection is offered in Brushed Nickel or textured Blacksmith finishes, both with Satin Etched glass. The assortment includes 15-light, nine-light, five-light, and three-light chandeliers, pendants in four sizes, both flush and semi-flush ceiling fixtures, as well as one-light, two-light, three-light and four-light wall/bath fixtures. Most of these fixtures easily convert to LED by purchasing LED replacement lamps sold separately. | LINE VOLTAGE PENDANT | Winnetka | Pendants | Blacksmith | 839 | Steel | Satin Etched Glass | D:5" |  |  | 1 Medium A19 9.3w |  | 1 | Yes | [14 empty] | 0 | [12 empty] | 78.98 | 157.96 | 236.94 | D:6 1/4'' H:14 3/4'' O:65 3/4'' | 4.2 | 6.25 |  |  | 14.75 | Center Lock-Up |  |  | 65.75 |  |  |  | No |  | No | [20 empty] | D:6'' DP:1 9/16'' |  |  |  |  | 144 | Black | 12 | N/A | Hardwired | 0 | 0 | 0 | 1 | 1 | 0 | 0 | 0 | 0 | 0 | 0 | 785652047718 | 15.25 | 9.25 | 9 | 5.5 | 0.735 | 125 | Yes | [8 empty] | ETL Damp | cETL Dry | WINNETKA 1L MINPEND-839 | One Light Mini-Pendant |  | 61660EN3-839.jpg | 61660.jpg
61660EN3-962 | One Light Mini-Pendant | The Winnetka indoor lighting collection by Sea Gull Lighting has a clean design which lends itself to a modern-mission style. The geometric, cylinder design has subtle ornamentation, while still offering impressive style. The indoor lighting collection is offered in Brushed Nickel or textured Blacksmith finishes, both with Satin Etched glass. The assortment includes 15-light, nine-light, five-light, and three-light chandeliers, pendants in four sizes, both flush and semi-flush ceiling fixtures, as well as one-light, two-light, three-light and four-light wall/bath fixtures. Most of these fixtures easily convert to LED by purchasing LED replacement lamps sold separately. | LINE VOLTAGE PENDANT | Winnetka | Pendants | Brushed Nickel | 962 | Steel | Satin Etched Glass | D:5" |  |  | 1 Medium A19 9.3w |  | 1 | Yes | [14 empty] | 0 | [12 empty] | 78.98 | 157.96 | 236.94 | D:6 1/4'' H:14 3/4'' O:65 3/4'' | 4.2 | 6.25 |  |  | 14.75 | Center Lock-Up |  |  | 65.75 |  |  |  | No |  | No | [20 empty] | D:6'' DP:1 9/16'' |  |  |  |  | 120 | Clear Silver | 12 | N/A | Hardwired | 0 | 0 | 0 | 1 | 1 | 0 | 0 | 0 | 0 | 0 | 0 | 785652047725 | 14.5 | 8.5 | 8 | 5.1 | 0.571 | 100 | Yes | [8 empty] | ETL Damp | cETL Dry | WINNETKA 1L MINPEND-962 | One Light Mini-Pendant |  | 61660EN3-962.jpg | 61660.jpg
61800-962 | Hopewell One Light Mini-Pendant in Brushed Nickel with White Alabaster Glass |  | Pendant | Hopewell | Pendants | Brushed Nickel | 962 | [5 empty] | 1 Medium A19 75w |  | 1 | No | [27 empty] | 29 | 58 | 87 | H:6 1/2'' O:51 1/2'' |  |  |  |  | 6.5 | Cap Nuts |  |  | 51.5 |  |  |  | No |  | No | [29 empty] | Hardwired | 0 | 0 | 0 | 0 | 0 | 0 | 0 | 0 | 0 | 0 | 0 | 785652218804 | [17 empty] | Mini-Pendant in Brushed Nickel Finish | One Light Mini-Pendant |  | 61800-962.jpg | 61800.jpg
61806-782 | One Light Mini-Pendant | The Holman collection by Sea Gull Lighting brings versatility and style to those just starting out. With softly flared glass and curved arms, there is just enough detail to give the overall look a lift while keeping it simple enough for those on a budget. Several chandeliers and sconces can be installed with lighting shining up or down, allowing the fixture to be customized for the specific space and function. Offered in a Brushed Nickel finish or Heirloom Bronze finish, both with Satin Etched glass. The assortment includes nine-light, five-light and three-light chandeliers, pendants in five sizes, both flush and semi-flush ceiling fixtures, as well as one-light, two-light three-light and four-light wall/bath fixtures. Both incandescent lamping and ENERGY STAR-qualified LED lamping are available. All fixtures are California Title 24 compliant. | LINE VOLTAGE PENDANT | Holman | Pendants | Heirloom Bronze | 782 | Steel | Satin Etched Glass | D:5.25" H:4.25" |  |  | 1 Medium A19 60w |  | 1 | No | [14 empty] | 0 | [12 empty] | 48.48 | 96.96 | 145.44 | D:5 1/4'' H:6 1/2'' O:57 1/2'' | 3 | 5.25 |  |  | 6.5 | Cap Nuts |  |  | 57.5 |  |  |  | No |  | No | [20 empty] | D:5'' H:1'' Round |  |  |  |  | 72 | Brown | 12 |  | Hardwired | 0 | 0 | 0 | 0 | 1 | 0 | 0 | 1 | 0 | 0 | 0 | 785652058783 | 14 | 8 | 8.25 | 3.6 | 0.535 | 125 | Yes | [8 empty] | UL Dry | cUL Dry | HOLMAN 1L MINPEND-782 | One Light Mini-Pendant |  | 61806-782.png | 61806.jpg
61806-962 | One Light Mini-Pendant | The Holman collection by Sea Gull Lighting brings versatility and style to those just starting out. With softly flared glass and curved arms, there is just enough detail to give the overall look a lift while keeping it simple enough for those on a budget. Several chandeliers and sconces can be installed with lighting shining up or down, allowing the fixture to be customized for the specific space and function. Offered in a Brushed Nickel finish or Heirloom Bronze finish, both with Satin Etched glass. The assortment includes nine-light, five-light and three-light chandeliers, pendants in five sizes, both flush and semi-flush ceiling fixtures, as well as one-light, two-light three-light and four-light wall/bath fixtures. Both incandescent lamping and ENERGY STAR-qualified LED lamping are available. All fixtures are California Title 24 compliant. | LINE VOLTAGE PENDANT | Holman | Pendants | Brushed Nickel | 962 | Steel | Satin Etched Glass | D:5.25" H:4.25" |  |  | 1 Medium A19 60w |  | 1 | No | [14 empty] | 0 | [12 empty] | 48.48 | 96.96 | 145.44 | D:5 1/4'' H:6 1/2'' O:57 1/2'' | 3 | 5.25 |  |  | 6.5 | Cap Nuts |  |  | 57.5 |  |  |  | No |  | No | [20 empty] | D:5'' H:1'' Round |  |  |  |  | 72 | Clear Silver | 12 |  | Hardwired | 0 | 0 | 0 | 0 | 1 | 0 | 0 | 1 | 0 | 0 | 0 | 785652227387 | 13.5 | 7.75 | 8 | 3.9 | 0.484 | 100 | Yes | [8 empty] | UL Dry | cUL Dry | HOLMAN 1L MINPEND-962 | One Light Mini-Pendant |  | 61806-962.jpg | 61806.jpg
61806EN3-782 | One Light Mini-Pendant | The Holman collection by Sea Gull Lighting brings versatility and style to those just starting out. With softly flared glass and curved arms, there is just enough detail to give the overall look a lift while keeping it simple enough for those on a budget. Several chandeliers and sconces can be installed with lighting shining up or down, allowing the fixture to be customized for the specific space and function. Offered in a Brushed Nickel finish or Heirloom Bronze finish, both with Satin Etched glass. The assortment includes nine-light, five-light and three-light chandeliers, pendants in five sizes, both flush and semi-flush ceiling fixtures, as well as one-light, two-light three-light and four-light wall/bath fixtures. Both incandescent lamping and ENERGY STAR-qualified LED lamping are available. All fixtures are California Title 24 compliant. | LINE VOLTAGE PENDANT | Holman | Pendants | Heirloom Bronze | 782 | Steel | Satin Etched Glass | D:5.25" H:4.25" |  |  | 1 Medium A19 9.3w |  | 1 | Yes | [14 empty] | 0 | [12 empty] | 49.95 | 99.9 | 149.85 | D:5 1/4'' H:6 1/2'' O:57 1/2'' | 3 | 5.25 |  |  | 6.5 | Cap Nuts |  |  | 57.5 |  |  |  | No |  | No | [20 empty] | D:5'' H:1'' Round |  |  |  |  | 72 | Brown | 12 |  | Hardwired | 0 | 0 | 0 | 1 | 1 | 0 | 0 | 0 | 0 | 0 | 0 | 785652059285 | 14 | 8 | 8.25 | 3.6 | 0.535 | 125 | Yes | [8 empty] | UL Dry | cUL Dry | HOLMAN 1L MINPEND-782 | One Light Mini-Pendant |  | 61806EN3-782.png | 61806EN3.jpg
61806EN3-962 | One Light Mini-Pendant | The Holman collection by Sea Gull Lighting brings versatility and style to those just starting out. With softly flared glass and curved arms, there is just enough detail to give the overall look a lift while keeping it simple enough for those on a budget. Several chandeliers and sconces can be installed with lighting shining up or down, allowing the fixture to be customized for the specific space and function. Offered in a Brushed Nickel finish or Heirloom Bronze finish, both with Satin Etched glass. The assortment includes nine-light, five-light and three-light chandeliers, pendants in five sizes, both flush and semi-flush ceiling fixtures, as well as one-light, two-light three-light and four-light wall/bath fixtures. Both incandescent lamping and ENERGY STAR-qualified LED lamping are available. All fixtures are California Title 24 compliant. | LINE VOLTAGE PENDANT | Holman | Pendants | Brushed Nickel | 962 | Steel | Satin Etched Glass | D:5.25" H:4.25" |  |  | 1 Medium A19 9.3w |  | 1 | Yes | [14 empty] | 0 | [12 empty] | 49.95 | 99.9 | 149.85 | D:5 1/4'' H:6 1/2'' O:57 1/2'' | 3 | 5.25 |  |  | 6.5 | Cap Nuts |  |  | 57.5 |  |  |  | No |  | No | [20 empty] | D:5'' H:1'' Round |  |  |  |  | 72 | Clear Silver | 12 |  | Hardwired | 0 | 0 | 0 | 1 | 1 | 0 | 0 | 0 | 0 | 0 | 0 | 785652055058 | 13.5 | 8.18 | 7.75 | 3.8 | 0.495 | 125 | Yes | [8 empty] | UL Dry | cUL Dry | HOLMAN 1L MINPEND-962 | One Light Mini-Pendant |  | 61806EN3-962.jpg | 61806.jpg
6190301-05 | One Light Mini-Pendant | Zire embodies simple clean lines in three finishes that strike a perfect balance of elegant yet minimalist design. Each of the lights sits on the round bottom rim, featuring an Edison-inspired design highlighted by a cylindrical glass shade. The assortment includes nine-light, five-light, and three-light chandeliers, a five light linear, one-light mini-pendant and one-light, two-light, three-light and four-light wall/bath fixtures. A stylish and elegant addition to any room in the house. Zire is offered in a Brushed Oil Rubbed Bronze, Brushed Nickel or Chrome finish. | LINE VOLTAGE PENDANT | Zire | Pendants | Chrome | 5 | Steel | Clear Glass | D:3.875" H:7.5" |  |  | 1 Medium A19 60w |  | 1 | No | [14 empty] | 0 | [12 empty] | 33.48 | 66.96 | 100.44 | D:4'' H:8 1/2'' O:80 1/2'' | 1.6 | 4 |  |  | 8.5 | Cap Nuts |  |  | 80.5 |  |  |  | No |  | No | [20 empty] | D:5'' H:7/8'' Round |  |  |  |  | 78 | Black |  |  | Hardwired | 0 | 0 | 0 | 0 | 1 | 0 | 0 | 1 | 0 | 0 | 0 | 785652070532 | 13.75 | 6.5 | 6.5 | 2.2 | 0.336 | 125 | Yes | 6 | 10785652070539 | 20.18 | 14.75 | 13.5 | 15 | 2.325 | Yes |  | cETL Damp | ZIRE 1L MINPEND-05 | One Light Mini-Pendant |  | 6190301-05.jpg | 6190301.jpg
6190301-778 | One Light Mini-Pendant | Zire embodies simple clean lines in three finishes that strike a perfect balance of elegant yet minimalist design. Each of the lights sits on the round bottom rim, featuring an Edison-inspired design highlighted by a cylindrical glass shade. The assortment includes nine-light, five-light, and three-light chandeliers, a five light linear, one-light mini-pendant and one-light, two-light, three-light and four-light wall/bath fixtures. A stylish and elegant addition to any room in the house. Zire is offered in a Brushed Oil Rubbed Bronze, Brushed Nickel or Chrome finish. | LINE VOLTAGE PENDANT | Zire | Pendants | Brushed Oil Rubbed Bronze | 778 | Steel | Clear Glass | D:3.875" H:7.5" |  |  | 1 Medium A19 60w |  | 1 | No | [14 empty] | 0 | [12 empty] | 33.48 | 66.96 | 100.44 | D:4'' H:8 1/2'' O:80 1/2'' | 1.6 | 4 |  |  | 8.5 | Cap Nuts |  |  | 80.5 |  |  |  | No |  | No | [20 empty] | D:5'' H:7/8'' Round |  |  |  |  | 78 | Black |  |  | Hardwired | 0 | 0 | 0 | 0 | 1 | 0 | 0 | 1 | 0 | 0 | 0 | 785652070549 | 13.75 | 6.625 | 6.625 | 2.2 | 0.349 | 125 | Yes | 6 | 10785652070546 | 20 | 14.75 | 13.75 | 15.1 | 2.347 | Yes |  | cETL Damp | ZIRE 1L MINPEND-778 | One Light Mini-Pendant |  | 6190301-778.jpg | 6190301.jpg
6190301-962 | One Light Mini-Pendant | Zire embodies simple clean lines in three finishes that strike a perfect balance of elegant yet minimalist design. Each of the lights sits on the round bottom rim, featuring an Edison-inspired design highlighted by a cylindrical glass shade. The assortment includes nine-light, five-light, and three-light chandeliers, a five light linear, one-light mini-pendant and one-light, two-light, three-light and four-light wall/bath fixtures. A stylish and elegant addition to any room in the house. Zire is offered in a Brushed Oil Rubbed Bronze, Brushed Nickel or Chrome finish. | LINE VOLTAGE PENDANT | Zire | Pendants | Brushed Nickel | 962 | Steel | Clear Glass | D:3.875" H:7.5" |  |  | 1 Medium A19 60w |  | 1 | No | [14 empty] | 0 | [12 empty] | 33.48 | 66.96 | 100.44 | D:4'' H:8 1/2'' O:80 1/2'' | 1.6 | 4 |  |  | 8.5 | Cap Nuts |  |  | 80.5 |  |  |  | No |  | No | [20 empty] | D:5'' H:7/8'' Round |  |  |  |  | 78 | Black |  |  | Hardwired | 0 | 0 | 0 | 0 | 1 | 0 | 0 | 1 | 0 | 0 | 0 | 785652070556 | 13.75 | 6.625 | 6.25 | 2.2 | 0.329 | 125 | Yes | 6 | 10785652070553 | 20.125 | 14.75 | 13.5 | 15 | 2.319 | Yes |  | cETL Damp | ZIRE 1L MINPEND-962 | One Light Mini-Pendant |  | 6190301-962.jpg | 6190301.jpg
6190301EN7-05 | One Light Mini-Pendant | Zire embodies simple clean lines in three finishes that strike a perfect balance of elegant yet minimalist design. Each of the lights sits on the round bottom rim, featuring an Edison-inspired design highlighted by a cylindrical glass shade. The assortment includes nine-light, five-light, and three-light chandeliers, a five light linear, one-light mini-pendant and one-light, two-light, three-light and four-light wall/bath fixtures. A stylish and elegant addition to any room in the house. Zire is offered in a Brushed Oil Rubbed Bronze, Brushed Nickel or Chrome finish. | LINE VOLTAGE PENDANT | Zire | Pendants | Chrome | 5 | Steel | Clear Glass | D:3.875" H:7.5" |  |  | 1 Medium A19 8.5w |  | 1 | Yes | [14 empty] | 0 | [12 empty] | 39.98 | 79.96 | 119.94 | D:4'' H:8 1/2'' O:80 1/2'' | 1.6 | 4 |  |  | 8.5 | Cap Nuts |  |  | 80.5 |  |  |  | No |  | No | [20 empty] | D:5'' H:7/8'' Round |  |  |  |  | 78 | Black |  |  | Hardwired | 0 | 0 | 0 | 1 | 1 | 0 | 0 | 0 | 0 | 0 | 0 | 785652072215 | 13.75 | 6.5 | 6.5 | 2.2 | 0.336 | 125 | Yes | 6 | 10785652072212 | 20.18 | 14.75 | 13.5 | 15 | 2.325 | Yes |  | cETL Damp | ZIRE 1L LED MINPEND-05 | One Light Mini-Pendant |  | 6190301EN7-05.jpg | 6190301EN7.jpg
6190301EN7-778 | One Light Mini-Pendant | Zire embodies simple clean lines in three finishes that strike a perfect balance of elegant yet minimalist design. Each of the lights sits on the round bottom rim, featuring an Edison-inspired design highlighted by a cylindrical glass shade. The assortment includes nine-light, five-light, and three-light chandeliers, a five light linear, one-light mini-pendant and one-light, two-light, three-light and four-light wall/bath fixtures. A stylish and elegant addition to any room in the house. Zire is offered in a Brushed Oil Rubbed Bronze, Brushed Nickel or Chrome finish. | LINE VOLTAGE PENDANT | Zire | Pendants | Brushed Oil Rubbed Bronze | 778 | Steel | Clear Glass | D:3.875" H:7.5" |  |  | 1 Medium A19 8.5w |  | 1 | Yes | [14 empty] | 0 | [12 empty] | 39.98 | 79.96 | 119.94 | D:4'' H:8 1/2'' O:80 1/2'' | 1.6 | 4 |  |  | 8.5 | Cap Nuts |  |  | 80.5 |  |  |  | No |  | No | [20 empty] | D:5'' H:7/8'' Round |  |  |  |  | 78 | Black |  |  | Hardwired | 0 | 0 | 0 | 1 | 1 | 0 | 0 | 0 | 0 | 0 | 0 | 785652072222 | 13.75 | 6.625 | 6.625 | 2.2 | 0.349 | 125 | Yes | 6 | 10785652072229 | 20 | 14.75 | 13.75 | 15.1 | 2.347 | Yes |  | cETL Damp | ZIRE 1L LED MINPEND-778 | One Light Mini-Pendant |  | 6190301EN7-778.jpg | 6190301EN7.jpg
6190301EN7-962 | One Light Mini-Pendant | Zire embodies simple clean lines in three finishes that strike a perfect balance of elegant yet minimalist design. Each of the lights sits on the round bottom rim, featuring an Edison-inspired design highlighted by a cylindrical glass shade. The assortment includes nine-light, five-light, and three-light chandeliers, a five light linear, one-light mini-pendant and one-light, two-light, three-light and four-light wall/bath fixtures. A stylish and elegant addition to any room in the house. Zire is offered in a Brushed Oil Rubbed Bronze, Brushed Nickel or Chrome finish. | LINE VOLTAGE PENDANT | Zire | Pendants | Brushed Nickel | 962 | Steel | Clear Glass | D:3.875" H:7.5" |  |  | 1 Medium A19 8.5w |  | 1 | Yes | [14 empty] | 0 | [12 empty] | 39.98 | 79.96 | 119.94 | D:4'' H:8 1/2'' O:80 1/2'' | 1.6 | 4 |  |  | 8.5 | Cap Nuts |  |  | 80.5 |  |  |  | No |  | No | [20 empty] | D:5'' H:7/8'' Round |  |  |  |  | 78 | Black |  |  | Hardwired | 0 | 0 | 0 | 1 | 1 | 0 | 0 | 0 | 0 | 0 | 0 | 785652072239 | 13.75 | 6.625 | 6.25 | 2.2 | 0.329 | 125 | Yes | 6 | 10785652072236 | 20.125 | 14.75 | 13.5 | 15 | 2.319 | Yes |  | cETL Damp | ZIRE 1L LED MINPEND-962 | One Light Mini-Pendant |  | 6190301EN7-962.jpg | 6190301EN7.jpg
6190401-715 | One Light Mini-Pendant | Named after the Italian word for “sphere,” the transitional Sfera collection by Sea Gull Lighting features detailed center bands and rounded, sweeping curves -- rustic with a modern inspiration. Offered in Autumn Bronze finish with several glass options – extraordinary painted Mercury glass and Café Tint glass, as well as a Smoky Amber glass for wall/bath fixtures only. The assortment includes six-light and four-light chandeliers, pendants in three sizes, both flush and semi-flush ceiling fixtures, as well as two-light, three-light and four-light wall/bath fixtures. Both incandescent lamping and ENERGY STAR-qualified LED lamping are available. Most of these fixtures easily convert to LED by purchasing LED replacement lamps sold separately. | LINE VOLTAGE PENDANT | Sfera | Pendants | Autumn Bronze | 715 | Steel | Cafe Tint Glass | D:3.5" H:6.5" | D:3.5" |  | 1 Medium A19 100w |  | 1 | No | [14 empty] | 0 | [12 empty] | 49.95 | 99.9 | 149.85 | D:4'' H:7 1/4'' O:53 1/2'' | 3 | 4 |  |  | 7.25 | Dual Mount |  |  | 53.5 | 17.5 - 53.5 |  |  | No |  | No | [20 empty] | D:5'' H:1 1/4'' Round |  |  |  |  | 120 | Brown | 3 |  | Hardwired | 0 | 0 | 0 | 0 | 1 | 0 | 0 | 1 | 0 | 0 | 0 | 785652242748 | 13.5 | 8.25 | 7.125 | 3.7 | 0.459 | 100 | Yes | [9 empty] | cETL Damp | SFERA 1L MINPEND-715 | One Light Mini-Pendant |  | 6190401-715.jpg | 6190401.jpg
6190401EN3-715 | One Light Mini-Pendant | Named after the Italian word for “sphere,” the transitional Sfera collection by Sea Gull Lighting features detailed center bands and rounded, sweeping curves -- rustic with a modern inspiration. Offered in Autumn Bronze finish with several glass options – extraordinary painted Mercury glass and Café Tint glass, as well as a Smoky Amber glass for wall/bath fixtures only. The assortment includes six-light and four-light chandeliers, pendants in three sizes, both flush and semi-flush ceiling fixtures, as well as two-light, three-light and four-light wall/bath fixtures. Both incandescent lamping and ENERGY STAR-qualified LED lamping are available. Most of these fixtures easily convert to LED by purchasing LED replacement lamps sold separately. | LINE VOLTAGE PENDANT | Sfera | Pendants | Autumn Bronze | 715 | Steel | Cafe Tint Glass | D:3.5" H:6.5" | D:3.5" |  | 1 Medium A19 9.3w |  | 1 | Yes | [14 empty] | 0 | [12 empty] | 57.98 | 115.96 | 173.94 | D:4'' H:7 1/4'' O:53 1/2'' | 3 | 4 |  |  | 7.25 | Dual Mount |  |  | 53.5 |  |  |  | No |  | No | [20 empty] | D:5'' H:1 1/4'' Round |  |  |  |  | 120 | Brown | 3 |  | Hardwired | 0 | 0 | 0 | 1 | 1 | 0 | 0 | 0 | 0 | 0 | 0 | 785652046858 | 13.5 | 8.25 | 7.125 | 3.7 | 0.459 | 100 | Yes | [9 empty] | cETL Damp | SFERA 1L MINPEND-715 | One Light Mini-Pendant |  | 6190401EN3-715.jpg | 6190401.jpg
61940-782 | One Light Mini-Pendant | The Windgate lighting collection by Sea Gull Lighting is a sensibly, modernized and transitional selection of fixtures featuring clean lines and sophisticated Alabaster style glass. The collection works well with a variety of interiors, as it blends well into its surrounding decor. Offered in Brushed Nickel or Heirloom Bronze finishes, as well as a Chrome finish for the wall/bath fixtures only. The assortment includes five-light, and three-light chandeliers (either with up-light or down-light), pendants in four sizes, both flush and semi-flush ceiling fixtures, as well as one-light, two-light, three-light and four-light wall/bath fixtures. Both incandescent lamping and ENERGY STAR-qualified LED lamping are available. Most of these fixtures easily convert to LED by purchasing LED replacement lamps sold separately. | LINE VOLTAGE PENDANT | Windgate | Pendants | Heirloom Bronze | 782 | Steel | Alabaster Glass | D:7.4375" H:4.875" |  |  | 1 Medium A19 100w |  | 1 | No | [14 empty] | 0 | [12 empty] | 36.98 | 73.96 | 110.94 | D:7 1/2'' H:6 1/2'' O:51'' | 3.1 | 7.5 |  |  | 6.5 | Center Lock-Up |  |  | 51 |  |  |  | No |  | No | [20 empty] | D:5'' H:7/8'' Round |  |  |  |  | 96 | Brown |  |  | Hardwired | 0 | 0 | 0 | 0 | 1 | 0 | 0 | 1 | 0 | 0 | 0 | 785652028588 | 10 | 7.5 | 13.75 | 3.8 | 0.597 | 125 | Yes | [8 empty] | ETL Damp | cETL Damp | WINDGATE 1L MINPEND-782 | One Light Mini-Pendant | 3-12" stems 1-6" stems | 61940-782.jpg | 61940.jpg
61940-962 | One Light Mini-Pendant | The Windgate lighting collection by Sea Gull Lighting is a sensibly, modernized and transitional selection of fixtures featuring clean lines and sophisticated Alabaster style glass. The collection works well with a variety of interiors, as it blends well into its surrounding decor. Offered in Brushed Nickel or Heirloom Bronze finishes, as well as a Chrome finish for the wall/bath fixtures only. The assortment includes five-light, and three-light chandeliers (either with up-light or down-light), pendants in four sizes, both flush and semi-flush ceiling fixtures, as well as one-light, two-light, three-light and four-light wall/bath fixtures. Both incandescent lamping and ENERGY STAR-qualified LED lamping are available. Most of these fixtures easily convert to LED by purchasing LED replacement lamps sold separately. | LINE VOLTAGE PENDANT | Windgate | Pendants | Brushed Nickel | 962 | Steel | Alabaster Glass | D:7.4375" H:4.875" |  |  | 1 Medium A19 100w |  | 1 | No | [14 empty] | 0 | [12 empty] | 36.98 | 73.96 | 110.94 | D:7 1/2'' H:6 1/2'' O:51'' | 3.1 | 7.5 |  |  | 6.5 | Center Lock-Up |  |  | 51 |  |  |  | No |  | No | [20 empty] | D:5'' H:7/8'' Round |  |  |  |  | 96 |  |  |  | Hardwired | 0 | 0 | 0 | 0 | 1 | 0 | 0 | 1 | 0 | 0 | 0 | 785652028601 | 10 | 7.5 | 13.75 | 3.8 | 0.597 | 125 | Yes | [8 empty] | ETL Damp | cETL Damp | WINDGATE 1L MINPEND-962 | One Light Mini-Pendant |  | 61940-962.jpg | 61940.jpg
61940EN3-782 | One Light Mini-Pendant | The Windgate lighting collection by Sea Gull Lighting is a sensibly, modernized and transitional selection of fixtures featuring clean lines and sophisticated Alabaster style glass. The collection works well with a variety of interiors, as it blends well into its surrounding decor. Offered in Brushed Nickel or Heirloom Bronze finishes, as well as a Chrome finish for the wall/bath fixtures only. The assortment includes five-light, and three-light chandeliers (either with up-light or down-light), pendants in four sizes, both flush and semi-flush ceiling fixtures, as well as one-light, two-light, three-light and four-light wall/bath fixtures. Both incandescent lamping and ENERGY STAR-qualified LED lamping are available. Most of these fixtures easily convert to LED by purchasing LED replacement lamps sold separately. | LINE VOLTAGE PENDANT | Windgate | Pendants | Heirloom Bronze | 782 | Steel | Alabaster Glass | D:7.4375" H:4.875" |  |  | 1 Medium A19 9.3w |  | 1 | Yes | [14 empty] | 0 | [12 empty] | 42.98 | 85.96 | 128.94 | D:7 1/2'' H:6 1/2'' O:51'' | 3.1 | 7.5 |  |  | 6.5 | Center Lock-Up |  |  | 51 |  |  |  | No |  | No | [20 empty] | D:5'' H:7/8'' Round |  |  |  |  | 96 | Brown |  |  | Hardwired | 0 | 0 | 0 | 1 | 1 | 0 | 0 | 0 | 0 | 0 | 0 | 785652047442 | 14 | 10 | 7.25 | 4.1 | 0.587 | 125 | Yes | [8 empty] | ETL Damp | cETL Damp | WINDGATE 1L MINPEND-782 | One Light Mini-Pendant |  | 61940EN3-782.jpg | 61940.jpg
61940EN3-962 | One Light Mini-Pendant | The Windgate lighting collection by Sea Gull Lighting is a sensibly, modernized and transitional selection of fixtures featuring clean lines and sophisticated Alabaster style glass. The collection works well with a variety of interiors, as it blends well into its surrounding decor. Offered in Brushed Nickel or Heirloom Bronze finishes, as well as a Chrome finish for the wall/bath fixtures only. The assortment includes five-light, and three-light chandeliers (either with up-light or down-light), pendants in four sizes, both flush and semi-flush ceiling fixtures, as well as one-light, two-light, three-light and four-light wall/bath fixtures. Both incandescent lamping and ENERGY STAR-qualified LED lamping are available. Most of these fixtures easily convert to LED by purchasing LED replacement lamps sold separately. | LINE VOLTAGE PENDANT | Windgate | Pendants | Brushed Nickel | 962 | Steel | Alabaster Glass | D:7.4375" H:4.875" |  |  | 1 Medium A19 9.3w |  | 1 | Yes | [14 empty] | 0 | [12 empty] | 42.98 | 85.96 | 128.94 | D:7 1/2'' H:6 1/2'' O:51'' | 3.1 | 7.5 |  |  | 6.5 | Center Lock-Up |  |  | 51 |  |  |  | No |  | No | [20 empty] | D:5'' H:7/8'' |  |  |  |  | 96 | Clear Silver |  |  | Hardwired | 0 | 0 | 0 | 1 | 1 | 0 | 0 | 0 | 0 | 0 | 0 | 785652047459 | 14.5 | 7 | 10 | 4.1 | 0.587 | 125 | Yes | [8 empty] | ETL Damp | cETL Damp | WINDGATE 1L MINPEND-962 | One Light Mini-Pendant |  | 61940EN3-962.jpg | 61940.jpg
61952-710 | One Light Mini-Pendant | The Stirling lighting collection by Sea Gull Lighting, with its chic style and eclectic twist brings clean, modern lines to a traditional soul. The Beige Linen drum shades combined with a Burnt Sienna finish or White Linen drum shades combined with a Brushed Nickel finish are both eye-catching and inviting. For the wall/bath fixtures only, a Chrome finish coupled with Opal Etched glass shades is also available. The assortment includes nine-light, five-light and three-light chandeliers, pendants in six sizes, both flush and semi-flush ceiling fixtures, a one-light wall sconce, as well as one-light, two-light, three-light and four-light wall/bath fixtures. Most of these fixtures easily convert to LED by purchasing LED replacement lamps sold separately. | LINE VOLTAGE PENDANT | Stirling | Pendants | Burnt Sienna | 710 | Steel | Beige Linen Fabric | D:6.5" H:6.375" |  | Satin Etched Glass | 1 Medium A19 60w |  | 1 | No | [14 empty] | 0 | [12 empty] | 83.48 | 166.96 | 250.44 | D:6 1/2'' H:8 1/2'' O:55 1/4'' | 4.1 | 6.5 |  |  | 8.5 | Screw Collar - Stem |  |  | 55.25 |  |  |  | No |  | No | [20 empty] | D:5 1/2'' H:1 3/8'' Round |  |  |  |  | 120 | Brown |  |  | Hardwired | 0 | 0 | 0 | 0 | 1 | 0 | 0 | 1 | 0 | 0 | 0 | 785652182419 | 16.25 | 9 | 12.5 | 5.13 | 1.058 | 175 | Yes | [8 empty] | ETL Dry | cETL Dry | STIRLING 1L MINPEND-710 | One Light Mini-Pendant |  | 61952-710.jpg | 61952.jpg
61952-962 | One Light Mini-Pendant | The Stirling lighting collection by Sea Gull Lighting, with its chic style and eclectic twist brings clean, modern lines to a traditional soul. The Beige Linen drum shades combined with a Burnt Sienna finish or White Linen drum shades combined with a Brushed Nickel finish are both eye-catching and inviting. For the wall/bath fixtures only, a Chrome finish coupled with Opal Etched glass shades is also available. The assortment includes nine-light, five-light and three-light chandeliers, pendants in six sizes, both flush and semi-flush ceiling fixtures, a one-light wall sconce, as well as one-light, two-light, three-light and four-light wall/bath fixtures. Most of these fixtures easily convert to LED by purchasing LED replacement lamps sold separately. | LINE VOLTAGE PENDANT | Stirling | Pendants | Brushed Nickel | 962 | Steel | White Linen Fabric | D:6.5" H:6.375" |  | Satin Etched Glass | 1 Medium A19 60w |  | 1 | No | [14 empty] | 0 | [12 empty] | 83.48 | 166.96 | 250.44 | D:6 1/2'' H:8 1/2'' O:55 1/4'' | 4.1 | 6.5 |  |  | 8.5 | Screw Collar - Stem |  |  | 55.25 |  |  |  | No |  | No | [20 empty] | D:5 1/2'' H:1 3/8'' Round |  |  |  |  | 120 |  |  |  | Hardwired | 0 | 0 | 0 | 0 | 1 | 0 | 0 | 1 | 0 | 0 | 0 | 785652027413 | 17 | 9.25 | 13 | 5.1 | 1.183 | 175 | Yes | [8 empty] | ETL Dry | cETL Dry | STIRLING 1L MINPEND-962 | One Light Mini-Pendant |  | 61952-962.jpg | 61952.jpg
61952EN3-710 | One Light Mini-Pendant | The Stirling lighting collection by Sea Gull Lighting, with its chic style and eclectic twist brings clean, modern lines to a traditional soul. The Beige Linen drum shades combined with a Burnt Sienna finish or White Linen drum shades combined with a Brushed Nickel finish are both eye-catching and inviting. For the wall/bath fixtures only, a Chrome finish coupled with Opal Etched glass shades is also available. The assortment includes nine-light, five-light and three-light chandeliers, pendants in six sizes, both flush and semi-flush ceiling fixtures, a one-light wall sconce, as well as one-light, two-light, three-light and four-light wall/bath fixtures. Most of these fixtures easily convert to LED by purchasing LED replacement lamps sold separately. | LINE VOLTAGE PENDANT | Stirling | Pendants | Burnt Sienna | 710 | Steel | Beige Linen Fabric | D:6.5" H:6.375" |  | Satin Etched Glass | 1 Medium A19 9.3w |  | 1 | Yes | [14 empty] | 0 | [12 empty] | 85.98 | 171.96 | 257.94 | D:6 1/2'' H:8 1/2'' O:55 1/4'' | 4.1 | 6.5 |  |  | 8.5 | Screw Collar - Stem |  |  | 55.25 |  |  |  | No |  | No | [20 empty] | D:5 1/2'' H:1 3/8'' Round |  |  |  |  | 120 | Brown |  |  | Hardwired | 0 | 0 | 0 | 1 | 1 | 0 | 0 | 0 | 0 | 0 | 0 | 785652050664 | 16.25 | 9 | 12.5 | 5.2 | 1.058 | 175 | Yes | [8 empty] | ETL Dry | cETL Dry | STIRLING 1L MINPEND-710 | One Light Mini-Pendant |  | 61952EN3-710.jpg | 61952.jpg
61952EN3-962 | One Light Mini-Pendant | The Stirling lighting collection by Sea Gull Lighting, with its chic style and eclectic twist brings clean, modern lines to a traditional soul. The Beige Linen drum shades combined with a Burnt Sienna finish or White Linen drum shades combined with a Brushed Nickel finish are both eye-catching and inviting. For the wall/bath fixtures only, a Chrome finish coupled with Opal Etched glass shades is also available. The assortment includes nine-light, five-light and three-light chandeliers, pendants in six sizes, both flush and semi-flush ceiling fixtures, a one-light wall sconce, as well as one-light, two-light, three-light and four-light wall/bath fixtures. Most of these fixtures easily convert to LED by purchasing LED replacement lamps sold separately. | LINE VOLTAGE PENDANT | Stirling | Pendants | Brushed Nickel | 962 | Steel | White Linen Fabric | D:6.5" H:6.375" |  | Satin Etched Glass | 1 Medium A19 9.3w |  | 1 | Yes | [14 empty] | 0 | [12 empty] | 85.98 | 171.96 | 257.94 | D:6 1/2'' H:8 1/2'' O:55 1/4'' | 4.1 | 6.5 |  |  | 8.5 | Screw Collar - Stem |  |  | 55.25 |  |  |  | No |  | No | [20 empty] | D:5 1/2'' H:1 3/8'' Round |  |  |  |  | 120 | Clear Silver |  |  | Hardwired | 0 | 0 | 0 | 1 | 1 | 0 | 0 | 0 | 0 | 0 | 0 | 785652050671 | 17 | 9.25 | 13 | 5.1 | 1.183 | 175 | Yes | [8 empty] | ETL Dry | cETL Dry | STIRLING 1L MINPEND-962 | One Light Mini-Pendant |  | 61952EN3-962.jpg | 61952.jpg
62027-12 | One Light Outdoor Pendant | A bit of Shaker minimalism mixed with Arts and Crafts styling defines the transitional Hunnington outdoor lighting collection by Sea Gull Lighting. Equally at home in the city or the country, this timeless style will enhance the appearance of a home’s entrance with its clean, crisp lines. Offered in Weathered Pewter or Black finishes, with either Etched Seeded glass or Clear Seeded glass, the assortment includes a one-light outdoor pendant, small and large one-light outdoor wall lanterns, a one-light out door post lantern and a two-light outdoor ceiling flush mount. Both incandescent lamping and ENERGY STAR-qualified LED lamping (for those fixtures with the Etched Seeded glass) are available for most of the fixtures, and some can easily convert to LED by purchasing LED replacement lamps sold separately (for those with the Clear Seeded glass). | OUTDOOR | Hunnington | Outdoor Lighting | Black | 12 | Aluminum | Clear Seeded Glass | L:4" W:4" H:8.75" |  |  | 1 Medium A19 100w |  | 1 | No | [14 empty] | 0 | [12 empty] | 97.98 | N/A | 293.94 | L:9'' W:9'' H:13 3/4'' O:136 3/4'' | 6.3 |  | 9 | 9 | 13.75 | Center Lock-Up |  |  | 136.75 |  |  |  | No |  | No | [20 empty] | D:5 1/8'' H:3/4'' Round |  |  |  |  | 144 | Black | 120 |  | Hardwired | 0 | 0 | 0 | 0 | 1 | 0 | 0 | 0 | 1 | 0 | 0 | 785652228353 | 12 | 12 | 17 | 7.9 | 1.417 | 175 | Yes | [9 empty] | cETL Damp | HUNNINGTON 1L PEND-12 | One Light Outdoor Pendant |  | 62027-12.jpg | 62027.jpg
62027-57 | One Light Outdoor Pendant | A bit of Shaker minimalism mixed with Arts and Crafts styling defines the transitional Hunnington outdoor lighting collection by Sea Gull Lighting. Equally at home in the city or the country, this timeless style will enhance the appearance of a home’s entrance with its clean, crisp lines. Offered in Weathered Pewter or Black finishes, with either Etched Seeded glass or Clear Seeded glass, the assortment includes a one-light outdoor pendant, small and large one-light outdoor wall lanterns, a one-light out door post lantern and a two-light outdoor ceiling flush mount. Both incandescent lamping and ENERGY STAR-qualified LED lamping (for those fixtures with the Etched Seeded glass) are available for most of the fixtures, and some can easily convert to LED by purchasing LED replacement lamps sold separately (for those with the Clear Seeded glass). | OUTDOOR | Hunnington | Outdoor Lighting | Weathered Pewter | 57 | Aluminum | Clear Seeded Glass | L:4" W:4" H:8.75" |  |  | 1 Medium A19 100w |  | 1 | No | [14 empty] | 0 | [12 empty] | 99.98 | N/A | 299.94 | L:9'' W:9'' H:13 3/4'' O:136 3/4'' | 6.3 |  | 9 | 9 | 13.75 | Center Lock-Up |  |  | 136.75 |  |  |  | No |  | No | [20 empty] | D:5 1/8'' H:3/4'' Round |  |  |  |  | 144 | Black | 120 |  | Hardwired | 0 | 0 | 0 | 0 | 1 | 0 | 0 | 0 | 1 | 0 | 0 | 785652224010 | 12 | 12 | 17 | 7.9 | 1.417 | 175 | Yes | [9 empty] | cETL Damp | HUNNINGTON 1L PEND-57 | One Light Outdoor Pendant |  | 62027-57.jpg | 62027.jpg
6214203-12 | Three Light Outdoor Pendant | The Perrywood outdoor collection embodies all of the elements that make this exterior light a true classic: timeless styling, balanced proportions, versatile finish and rock solid construction. This traditional design features super trendy “water glass," a textured black powder-coated finish, and it’s built from cast aluminum for years of performance. Available in a Black finish. All fixtures are available as ENERGY STAR®-qualified and California Title 24 compliant. | OUTDOOR | Perrywood | Outdoor Lighting | Black | 12 | Cast Aluminum | Water Glass | D:8" H:8.5" |  |  | 3 Candelabra Torpedo 40w |  | 3 | No | [14 empty] | 0 | [12 empty] | 91.98 | 183.96 | 275.94 | D:9 1/2'' H:18 7/8'' O:57'' | 6.2 | 9.5 |  |  | 18.875 | Screw Collar - Chain |  |  | 57 |  |  |  | No |  | No | [20 empty] | D:4 3/4'' H:1'' Round |  |  |  |  | 72 | Black | 36 |  | Hardwired | 0 | 0 | 0 | 0 | 1 | 0 | 0 | 1 | 1 | 0 | 0 | 785652070204 | 25 | 13.5 | 13.375 | 7.8 | 2.612 | 250 | Yes | [9 empty] | cETL Damp | PERRYWOOD 3L PEND-12 | Three Light Outdoor Pendant |  | 6214203-12.jpg | 6214203.jpg
6214203EN-12 | One Light Outdoor Pendant | The Perrywood outdoor collection embodies all of the elements that make this exterior light a true classic: timeless styling, balanced proportions, versatile finish and rock solid construction. This traditional design features super trendy “water glass," a textured black powder-coated finish, and it’s built from cast aluminum for years of performance. Available in a Black finish. All fixtures are available as ENERGY STAR®-qualified and California Title 24 compliant. | OUTDOOR | Perrywood | Outdoor Lighting | Black | 12 | Cast Aluminum | Water Glass | D:8" H:8.5" |  |  | 3 Candelabra Torpedo 3.5w |  | 3 | Yes | [14 empty] | 0 | [12 empty] | 108.48 | 216.96 | 325.44 | D:9 1/2'' H:18 7/8'' O:57'' | 6.2 | 9.5 |  |  | 18.875 | Screw Collar - Chain |  |  | 57 |  |  |  | No |  | No | [20 empty] | D:4 3/4'' H:1'' Round |  |  |  |  | 72 | Black | 36 |  | Hardwired | 0 | 0 | 0 | 1 | 1 | 0 | 0 | 0 | 1 | 0 | 0 | 785652071881 | 25 | 13.5 | 13.375 | 7.8 | 2.612 | 250 | Yes | [9 empty] | cETL Damp | PERRYWOOD 3L LED PEND-12 | One Light Outdoor Pendant |  | 6214203EN-12.jpg | 6214203EN.jpg
6219301-12 | One Light Outdoor Pendant |  | OUTDOOR | Eddington | Outdoor Lighting | Black | 12 | Aluminum | Cased Opal Etched Glass | D:6.125" H:7.125" |  |  | 1 Medium A19 60w |  | 1 | No | [14 empty] | 0 | [12 empty] | 74.5 | 149 | 223.5 | D:8'' H:13 3/8'' O:51 1/2'' |  | 8 |  |  | 13.375 | Center Lock-Up |  |  | 51.5 |  |  |  | No |  | No | [20 empty] | D:5 5/16'' H:1 1/8'' Round |  |  |  |  | 72 | Black | 36 |  | Hardwired | 0 | 0 | 0 | 0 | 1 | 0 | 0 | 1 | 1 | 0 | 0 | 785652077104 | 14 | 10.5 | 10.5 | 4.6 | 0.893 | 175 | Yes | [9 empty] | cETL Damp | EDDINGTON 1L PEND-12 | One Light Outdoor Pendant |  | 6219301-12.jpg | 6219301.jpg
6219301-71 | One Light Outdoor Pendant |  | OUTDOOR | Eddington | Outdoor Lighting | Antique Bronze | 71 | Aluminum | Cased Opal Etched Glass | D:6.125" H:7.125" |  |  | 1 Medium A19 60w |  | 1 | No | [14 empty] | 0 | [12 empty] | 74.5 | 149 | 223.5 | D:8'' H:13 3/8'' O:51 1/2'' |  | 8 |  |  | 13.375 | Center Lock-Up |  |  | 51.5 |  |  |  | No |  | No | [20 empty] | D:5 5/16'' H:1 1/8'' Round |  |  |  |  | 72 | Brown | 36 |  | Hardwired | 0 | 0 | 0 | 0 | 1 | 0 | 0 | 1 | 1 | 0 | 0 | 785652077111 | [16 empty] | cETL Damp | EDDINGTON 1L PEND-71 | One Light Outdoor Pendant |  | 6219301-71.jpg | 6219301.jpg
6219301EN3-12 | One Light Outdoor Pendant |  | OUTDOOR | Eddington | Outdoor Lighting | Black | 12 | Aluminum | Cased Opal Etched Glass | D:6.125" H:7.125" |  |  | 1 Medium A19 9.3w |  | 1 | Yes | [14 empty] | 0 | [12 empty] | 79.5 | 159 | 238.5 | D:8'' H:13 3/8'' O:51 1/2'' |  | 8 |  |  | 13.375 | Center Lock-Up |  |  | 51.5 |  |  |  | No |  | No | [20 empty] | D:5 5/16'' H:1 1/8'' Round |  |  |  |  | 72 | Black | 36 |  | Hardwired | 0 | 0 | 0 | 1 | 1 | 0 | 0 | 0 | 1 | 0 | 0 | 785652080692 | [16 empty] | cETL Damp | EDDINGTON 1L PEND-12 | One Light Outdoor Pendant |  | 6219301EN3-12.jpg | 6219301EN3.jpg
6219301EN3-71 | One Light Outdoor Pendant |  | OUTDOOR | Eddington | Outdoor Lighting | Antique Bronze | 71 | Aluminum | Cased Opal Etched Glass | D:6.125" H:7.125" |  |  | 1 Medium A19 9.3w |  | 1 | Yes | [14 empty] | 0 | [12 empty] | 79.5 | 159 | 238.5 | D:8'' H:13 3/8'' O:51 1/2'' |  | 8 |  |  | 13.375 | Center Lock-Up |  |  | 51.5 |  |  |  | No |  | No | [20 empty] | D:5 5/16'' H:1 1/8'' Round |  |  |  |  | 72 | Brown | 36 |  | Hardwired | 0 | 0 | 0 | 1 | 1 | 0 | 0 | 0 | 1 | 0 | 0 | 785652080708 | [16 empty] | cETL Damp | EDDINGTON 1L PEND-71 | One Light Outdoor Pendant |  | 6219301EN3-71.jpg | 6219301EN3.jpg
6220301-782 | One Light Pendant | Using hand-blown, clear, seeded glass diffusors, the Elsa Collection creates a soft, pleasing glow of filament light. Gracefully curved arms extending from the tapered glass add an air of elegance to the silhouette. Durable industrial steel construction ensures heirloom quality that will last until the next century. Available in a variety of fixtures including chandeliers, down light pendant, semi-flush mount, flush mount, wall sconce and vanities to transform any interior setting through a broad range of possibilities. The modern, chic design adds a personality that is both contemporary and vintage. The Heirloom Bronze finish and rounded silhouette have a classic feel while the clear glass shades framing the bulbs add a contemporary flavor. | LINE VOLTAGE PENDANT | Elsa | Pendants | Heirloom Bronze | 782 | Steel | Clear Seeded Glass | D:12" H:8" |  |  | 1 Medium A19 75w |  | 1 | No | [14 empty] | 0 | [12 empty] | 56.48 | 112.96 | 169.44 | D:12'' H:10 1/8'' O:54 1/2'' | 4.3 | 12 |  |  | 10.125 | Center Lock-Up |  |  | 54.5 |  |  |  | No |  | No | [20 empty] | D:5'' H:3/4'' Round |  |  |  |  | 120 | Brown |  |  | Hardwired | 0 | 0 | 0 | 0 | 1 | 0 | 0 | 0 | 0 | 0 | 0 | 785652060946 | 14.75 | 14.75 | 11.5 | 6.3 | 1.448 | 175 | Yes | [9 empty] | cETL Damp | ELSA 1L PEND-782 | One Light Pendant |  | 6220301-782.jpg | 6220301.jpg
62240-12 | One Light Outdoor Pendant | The Cape May outdoor lighting collection by Sea Gull Lighting is a regal, traditionally styled lantern collection. Design elements include leaf ornamentation on the back plate and finial arms as well as the beautiful combination of the Burled Iron finish and Etched Hammered glass with Light Amber Tint to offer a warm glow. The assortment includes a small one-light outdoor wall lantern (available in a Dark Sky version too), a medium one-light outdoor wall lantern, a large one-light outdoor wall lantern, an extra-large one-light outdoor wall lantern, a one-light outdoor post lantern, a one-light outdoor pendant and a one-light ceiling flush mount. Both incandescent and LED ENERGY STAR-qualified lamping available, and most of these fixtures easily convert to LED. | OUTDOOR | Cape May | Outdoor Lighting | Black | 12 | Aluminum | Etched / White Inside Glass | D:6.9375" H:8.34375" |  |  | 1 Medium A19 75w |  | 1 | No | [14 empty] | 0 | [12 empty] | 104.5 | 209 | 313.5 | D:9'' H:15 3/4'' O:84 1/2'' |  | 9 |  |  | 15.75 | Center Lock-Up |  |  | 84.5 |  |  |  | No |  | No | [20 empty] | D:5 1/2'' DP:1 1/4'' |  |  |  |  | 120 | Black | 72 | N/A | Hardwired | 0 | 0 | 0 | 0 | 0 | 0 | 0 | 1 | 1 | 0 | 0 | 785652078989 | 16.25 | 11.75 | 11.25 | 6.6 | 1.243 | 175 | Yes | [9 empty] | cETL Damp | CAPE MAY 1L SM PEND-12 | One Light Outdoor Pendant |  | 62240-12.jpg | 62240.jpg
62240-780 | One Light Outdoor Pendant | The Cape May outdoor lighting collection by Sea Gull Lighting is a regal, traditionally styled lantern collection. Design elements include leaf ornamentation on the back plate and finial arms as well as the beautiful combination of the Burled Iron finish and Etched Hammered glass with Light Amber Tint to offer a warm glow. The assortment includes a small one-light outdoor wall lantern (available in a Dark Sky version too), a medium one-light outdoor wall lantern, a large one-light outdoor wall lantern, an extra-large one-light outdoor wall lantern, a one-light outdoor post lantern, a one-light outdoor pendant and a one-light ceiling flush mount. Both incandescent and LED ENERGY STAR-qualified lamping available, and most of these fixtures easily convert to LED. | OUTDOOR | Cape May | Outdoor Lighting | Burled Iron | 780 | Aluminum | Etched Hammered with Light Amber Glass | D:6.9375" H:8.34375" |  |  | 1 Medium A19 75w |  | 1 | No | [14 empty] | 0 | [12 empty] | 104.5 | 209 | 313.5 | D:9'' H:15 3/4'' O:84 1/2'' |  | 9 |  |  | 15.75 | Center Lock-Up |  |  | 84.5 |  |  |  | No |  | No | [20 empty] | D:5 1/2'' DP:1 1/4'' |  |  |  |  | 120 | Black | 72 | N/A | Hardwired | 0 | 0 | 0 | 0 | 0 | 0 | 0 | 1 | 1 | 0 | 0 | 785652083228 | 16.25 | 11.75 | 11.75 | 6.6 | 1.298 | 175 | Yes | [9 empty] | cETL Damp | CAPE MAY 1L SM PEND-780 | One Light Outdoor Pendant |  | 62240-780.jpg | 62240.jpg
62240EN3-12 | One Light Outdoor Pendant | The Cape May outdoor lighting collection by Sea Gull Lighting is a regal, traditionally styled lantern collection. Design elements include leaf ornamentation on the back plate and finial arms as well as the beautiful combination of the Burled Iron finish and Etched Hammered glass with Light Amber Tint to offer a warm glow. The assortment includes a small one-light outdoor wall lantern (available in a Dark Sky version too), a medium one-light outdoor wall lantern, a large one-light outdoor wall lantern, an extra-large one-light outdoor wall lantern, a one-light outdoor post lantern, a one-light outdoor pendant and a one-light ceiling flush mount. Both incandescent and LED ENERGY STAR-qualified lamping available, and most of these fixtures easily convert to LED. | OUTDOOR | Cape May | Outdoor Lighting | Black | 12 | Aluminum | Etched / White Inside Glass | D:6.9375" H:8.34375" |  |  | 1 Medium A19 9.3w |  | 1 | Yes | [14 empty] | 0 | [12 empty] | 109.5 | 219 | 328.5 | D:9'' H:15 3/4'' O:84 1/2'' |  | 9 |  |  | 15.75 | Center Lock-Up |  |  | 84.5 |  |  |  | No |  | No | [20 empty] | D:5 1/2'' DP:1 1/4'' |  |  |  |  | 120 | Black | 72 | N/A | Hardwired | 0 | 0 | 0 | 1 | 1 | 0 | 0 | 0 | 1 | 0 | 0 | 785652083112 | [16 empty] | cETL Damp | CAPE MAY 1L SM PEND-12 | One Light Outdoor Pendant |  | 62240EN3-12.jpg | 62240EN3.jpg
62240EN3-780 | One Light Outdoor Pendant | The Cape May outdoor lighting collection by Sea Gull Lighting is a regal, traditionally styled lantern collection. Design elements include leaf ornamentation on the back plate and finial arms as well as the beautiful combination of the Burled Iron finish and Etched Hammered glass with Light Amber Tint to offer a warm glow. The assortment includes a small one-light outdoor wall lantern (available in a Dark Sky version too), a medium one-light outdoor wall lantern, a large one-light outdoor wall lantern, an extra-large one-light outdoor wall lantern, a one-light outdoor post lantern, a one-light outdoor pendant and a one-light ceiling flush mount. Both incandescent and LED ENERGY STAR-qualified lamping available, and most of these fixtures easily convert to LED. | OUTDOOR | Cape May | Outdoor Lighting | Burled Iron | 780 | Aluminum | Etched Hammered with Light Amber Glass | D:6.9375" H:8.34375" |  |  | 1 Medium A19 9.3w |  | 1 | Yes | [14 empty] | 0 | [12 empty] | 109.5 | 219 | 328.5 | D:9'' H:15 3/4'' O:84 1/2'' |  | 9 |  |  | 15.75 | Center Lock-Up |  |  | 84.5 |  |  |  | No |  | No | [20 empty] | D:5 1/2'' DP:1 1/4'' |  |  |  |  | 120 | Black | 72 | N/A | Hardwired | 0 | 0 | 0 | 1 | 1 | 0 | 0 | 0 | 1 | 0 | 0 | 785652083129 | [16 empty] | cETL Damp | CAPE MAY 1L SM PEND-780 | One Light Outdoor Pendant |  | 62240EN3-780.jpg | 62240EN3.jpg
6224401-12 | One Light Outdoor Pendant | The Sauganash outdoor lighting collection by Sea Gull Lighting has a distinct industrial inspiration with an external cage detail finished in either Antique Bronze or Black finishes over Clear Seeded or Etched Seeded glass shades to complete the look. The assortment includes small and large one-light outdoor wall lanterns (available in Dark Sky versions too), a one-light outdoor post lantern, a one-light outdoor pendant and a two-light outdoor ceiling flush mount. Both incandescent lamping and ENERGY STAR-qualified LED lamping are available. Most of these fixtures easily convert to LED by purchasing LED replacement lamps sold separately. | OUTDOOR | Sauganash | Outdoor Lighting | Black | 12 | Aluminum |  |  |  | Clear Seeded Glass | 1 Medium A19 100w |  | 1 | No | [14 empty] | 0 | [12 empty] | 190.95 | 381.9 | 572.85 | D:10 1/4'' H:18 1/4'' O:57 1/4'' | 7.1 | 10.25 |  |  | 18.25 | Screw Collar - Chain |  |  | 57.25 |  |  |  | No |  | No | [20 empty] | D:7'' H:1'' Round |  |  |  |  | 120 | Black | 36 |  | Hardwired | 0 | 0 | 0 | 0 | 1 | 0 | 0 | 1 | 1 | 0 | 0 | 785652246050 | 21.5 | 13.25 | 13.25 | 8.9 | 2.184 | 175 | Yes | [9 empty] | cETL Damp | SAUGANASH 1L PEND-12 | One Light Outdoor Pendant |  | 6224401-12.jpg | 6224401BLE.jpg
6224401-71 | One Light Outdoor Pendant | The Sauganash outdoor lighting collection by Sea Gull Lighting has a distinct industrial inspiration with an external cage detail finished in either Antique Bronze or Black finishes over Clear Seeded or Etched Seeded glass shades to complete the look. The assortment includes small and large one-light outdoor wall lanterns (available in Dark Sky versions too), a one-light outdoor post lantern, a one-light outdoor pendant and a two-light outdoor ceiling flush mount. Both incandescent lamping and ENERGY STAR-qualified LED lamping are available. Most of these fixtures easily convert to LED by purchasing LED replacement lamps sold separately. | OUTDOOR | Sauganash | Outdoor Lighting | Antique Bronze | 71 | Aluminum |  |  |  | Clear Seeded Glass | 1 Medium A19 100w |  | 1 | No | [14 empty] | 0 | [12 empty] | 190.95 | 381.9 | 572.85 | D:10 1/4'' H:18 1/4'' O:57 1/4'' | 7.1 | 10.25 |  |  | 18.25 | Screw Collar - Chain |  |  | 57.25 |  |  |  | No |  | No | [20 empty] | D:7'' H:1'' Round |  |  |  |  | 120 | Brown | 36 |  | Hardwired | 0 | 0 | 0 | 0 | 1 | 0 | 0 | 1 | 1 | 0 | 0 | 785652246067 | 21.5 | 13.25 | 13.25 | 8.9 | 2.184 | 175 | Yes | [9 empty] | cETL Damp | SAUGANASH 1L PEND-71 | One Light Outdoor Pendant |  | 6224401-71.jpg | 6224401BLE.jpg
6224451-12 | One Light Outdoor Pendant | The Sauganash outdoor lighting collection by Sea Gull Lighting has a distinct industrial inspiration with an external cage detail finished in either Antique Bronze or Black finishes over Clear Seeded or Etched Seeded glass shades to complete the look. The assortment includes small and large one-light outdoor wall lanterns (available in Dark Sky versions too), a one-light outdoor post lantern, a one-light outdoor pendant and a two-light outdoor ceiling flush mount. Both incandescent lamping and ENERGY STAR-qualified LED lamping are available. Most of these fixtures easily convert to LED by purchasing LED replacement lamps sold separately. | OUTDOOR | Sauganash | Outdoor Lighting | Black | 12 | Aluminum | Etched Seeded Glass | D:7.875" H:11" |  |  | 1 Medium A19 100w |  | 1 | No | [14 empty] | 0 | [12 empty] | 190.95 | 381.9 | 572.85 | D:10 1/4'' H:18 1/4'' O:57 1/4'' | 7.1 | 10.25 |  |  | 18.25 | Screw Collar - Chain |  |  | 57.25 |  |  |  | No |  | No | [20 empty] | D:7'' H:1'' Round |  |  |  |  | 120 | Black | 36 |  | Hardwired | 0 | 0 | 0 | 0 | 1 | 0 | 0 | 1 | 1 | 0 | 0 | 785652109393 | 21.75 | 13.25 | 13.25 | 8.2 | 2.21 | 250 | Yes | [9 empty] | cETL Damp | SAUGANASH 1L PEND-12 | One Light Outdoor Pendant |  | 6224451-12.jpg | 6224401.jpg
6224451-71 | One Light Outdoor Pendant | The Sauganash outdoor lighting collection by Sea Gull Lighting has a distinct industrial inspiration with an external cage detail finished in either Antique Bronze or Black finishes over Clear Seeded or Etched Seeded glass shades to complete the look. The assortment includes small and large one-light outdoor wall lanterns (available in Dark Sky versions too), a one-light outdoor post lantern, a one-light outdoor pendant and a two-light outdoor ceiling flush mount. Both incandescent lamping and ENERGY STAR-qualified LED lamping are available. Most of these fixtures easily convert to LED by purchasing LED replacement lamps sold separately. | OUTDOOR | Sauganash | Outdoor Lighting | Antique Bronze | 71 | Aluminum | Etched Seeded Glass | D:7.875" H:11" |  |  | 1 Medium A19 100w |  | 1 | No | [14 empty] | 0 | [12 empty] | 190.95 | 381.9 | 572.85 | D:10 1/4'' H:18 1/4'' O:57 1/4'' | 7.1 | 10.25 |  |  | 18.25 | Screw Collar - Chain |  |  | 57.25 |  |  |  | No |  | No | [20 empty] | D:7'' H:1'' Round |  |  |  |  | 120 | Brown | 36 |  | Hardwired | 0 | 0 | 0 | 0 | 1 | 0 | 0 | 1 | 1 | 0 | 0 | 785652109409 | 22 | 13.25 | 13.25 | 7.9 | 2.235 | 250 | Yes | [9 empty] | cETL Damp | SAUGANASH 1L PEND-71 | One Light Outdoor Pendant |  | 6224451-71.jpg | 6224401.jpg
6224451EN3-12 | One Light Outdoor Pendant | The Sauganash outdoor lighting collection by Sea Gull Lighting has a distinct industrial inspiration with an external cage detail finished in either Antique Bronze or Black finishes over Clear Seeded or Etched Seeded glass shades to complete the look. The assortment includes small and large one-light outdoor wall lanterns (available in Dark Sky versions too), a one-light outdoor post lantern, a one-light outdoor pendant and a two-light outdoor ceiling flush mount. Both incandescent lamping and ENERGY STAR-qualified LED lamping are available. Most of these fixtures easily convert to LED by purchasing LED replacement lamps sold separately. | OUTDOOR | Sauganash | Outdoor Lighting | Black | 12 | Aluminum | Etched Seeded Glass | D:7.875" H:11" |  |  | 1 Medium A19 9.3w |  | 1 | Yes | [14 empty] | 0 | [12 empty] | 193.45 | 386.9 | 580.35 | D:10 1/4'' H:18 1/4'' O:57 1/4'' | 7.1 | 10.25 |  |  | 18.25 | Screw Collar - Chain |  |  | 57.25 |  |  |  | No |  | No | [20 empty] | D:7'' H:1'' Round |  |  |  |  | 120 | Black | 36 |  | Hardwired | 0 | 0 | 0 | 1 | 1 | 0 | 0 | 0 | 1 | 0 | 0 | 785652050688 | 21.75 | 13.25 | 13.25 | 8.2 | 2.21 | 250 | Yes | [9 empty] | cETL Damp | SAUGANASH 1L PEND-12 | One Light Outdoor Pendant |  | 6224451EN3-12.jpg | 6224451.jpg
6224451EN3-71 | One Light Outdoor Pendant | The Sauganash outdoor lighting collection by Sea Gull Lighting has a distinct industrial inspiration with an external cage detail finished in either Antique Bronze or Black finishes over Clear Seeded or Etched Seeded glass shades to complete the look. The assortment includes small and large one-light outdoor wall lanterns (available in Dark Sky versions too), a one-light outdoor post lantern, a one-light outdoor pendant and a two-light outdoor ceiling flush mount. Both incandescent lamping and ENERGY STAR-qualified LED lamping are available. Most of these fixtures easily convert to LED by purchasing LED replacement lamps sold separately. | OUTDOOR | Sauganash | Outdoor Lighting | Antique Bronze | 71 | Aluminum | Etched Seeded Glass | D:7.875" H:11" |  |  | 1 Medium A19 9.3w |  | 1 | Yes | [14 empty] | 0 | [12 empty] | 193.45 | 386.9 | 580.35 | D:10 1/4'' H:18 1/4'' O:57 1/4'' | 7.1 | 10.25 |  |  | 18.25 | Screw Collar - Chain |  |  | 57.25 |  |  |  | No |  | No | [20 empty] | D:7'' H:1'' Round |  |  |  |  | 120 | Brown | 36 |  | Hardwired | 0 | 0 | 0 | 1 | 1 | 0 | 0 | 0 | 1 | 0 | 0 | 785652050695 | 21.75 | 13.25 | 13.25 | 8.2 | 2.21 | 100 | Yes | [9 empty] | cETL Damp | SAUGANASH 1L PEND-71 | One Light Outdoor Pendant |  | 6224451EN3-71.jpg | 6224451.jpg
6227801-839 | One Light Pendant | The Morill lighting collection by Sea Gull Lighting combines retro and industrial trends to make an impactful design statement. The warm, textured Blacksmith finish contrasts dramatically with the goblet-shaped, Clear Seeded glass shades which are especially dramatic when used with antique style Edison light bulbs, making the fixtures the perfect addition to any space. The rich Blacksmith finish adds another layer of retro design to the warm look. The assortment includes three-, five- and nine-light chandeliers; a three-light foyer pendant; a one-light sconce; and two-, three- and four-light bath vanity fixtures. All fixtures are California Title 24 compliant and easily convert to LED by purchasing LED lamps sold separately. | LINE VOLTAGE PENDANT | Morill | Pendants | Blacksmith | 839 | Steel | Clear Seeded Glass | D:12" H:8" |  |  | 1 Medium ST19 75w |  | 1 | No | [14 empty] | 0 | [12 empty] | 56.48 | 112.96 | 169.44 | D:12'' H:10 1/8'' O:54 1/2'' | 4.3 | 12 |  |  | 10.125 | Center Lock-Up |  |  | 54.5 |  |  |  | No |  | No | [20 empty] | D:5'' H:3/4'' Round |  |  |  |  | 120 | Black |  |  | Hardwired | 0 | 0 | 0 | 0 | 1 | 0 | 0 | 0 | 0 | 0 | 0 | 785652060953 | 15 | 14.5 | 12 | 6 | 1.51 | 175 | Yes | [9 empty] | cETL Damp | MORILL 1L PEND-839 | One Light Pendant |  | 6227801-839.png | 6227801.jpg
6229301-12 | One Light Outdoor Pendant | High tech construction meets classical style in the Galvyn Collection. Traditional hexagonal tapered lanterns and etched glass panels quietly diffuse light over state of the art StoneStrong composite material built to withstand outdoor elements for years. StoneStrong material is rust-proof and built to last in any outside environment, including coastal, dry, and harsh winter or summer climates. StoneStrong is also backed by a robust warranty. Choose from a variety of sizes and silhouettes to adapt a broad range of outdoor settings. Available in Black and Antique Bronze finishes. Add an exterior fixture with an elegantly classic look that will last a long time thanks to modern engineering. | OUTDOOR | Galvyn | Outdoor Lighting | Black | 12 | StoneStrong | Satin Etched Glass | W:3.625" H:8.75" |  |  | 1 Medium A19 75w |  | 1 | No | [14 empty] | 0 | [12 empty] | 107.45 | 214.9 | 322.35 | D:9 7/8'' H:19 5/8'' O:57 7/8'' | 4.8 | 9.875 |  |  | 19.625 | Center Lock-Up |  |  | 57.875 |  |  |  | No |  | No | [20 empty] | D:5 1/8'' H:1'' Round |  |  |  |  | 120 | Black | 36 |  | Hardwired | 0 | 0 | 0 | 0 | 1 | 0 | 0 | 1 | 1 | 0 | 0 | 785652056550 | 22.5 | 12.5 | 13.75 | 7.2 | 2.238 | 250 | Yes | [9 empty] | cETL Damp | GALVYN 1L PEND-12 | One Light Outdoor Pendant |  | 6229301-12.png | 6229301.jpg
6229301-71 | One Light Outdoor Pendant | High tech construction meets classical style in the Galvyn Collection. Traditional hexagonal tapered lanterns and etched glass panels quietly diffuse light over state of the art StoneStrong composite material built to withstand outdoor elements for years. StoneStrong material is rust-proof and built to last in any outside environment, including coastal, dry, and harsh winter or summer climates. StoneStrong is also backed by a robust warranty. Choose from a variety of sizes and silhouettes to adapt a broad range of outdoor settings. Available in Black and Antique Bronze finishes. Add an exterior fixture with an elegantly classic look that will last a long time thanks to modern engineering. | OUTDOOR | Galvyn | Outdoor Lighting | Antique Bronze | 71 | StoneStrong | Satin Etched Glass | W:3.625" H:8.75" |  |  | 1 Medium A19 75w |  | 1 | No | [14 empty] | 0 | [12 empty] | 107.45 | 214.9 | 322.35 | D:9 7/8'' H:19 5/8'' O:57 7/8'' | 4.8 | 9.875 |  |  | 19.625 | Center Lock-Up |  |  | 57.875 |  |  |  | No |  | No | [20 empty] | D:5 1/8'' H:1'' Round |  |  |  |  | 120 | Brown | 36 |  | Hardwired | 0 | 0 | 0 | 0 | 1 | 0 | 0 | 1 | 1 | 0 | 0 | 785652056567 | 22.5 | 12.5 | 13.75 | 7.2 | 2.238 | 250 | Yes | [9 empty] | cETL Damp | GALVYN 1L PEND-71 | One Light Outdoor Pendant |  | 6229301-71.png | 6229301.jpg
6229301EN3-12 | One Light Outdoor Pendant | High tech construction meets classical style in the Galvyn Collection. Traditional hexagonal tapered lanterns and etched glass panels quietly diffuse light over state of the art StoneStrong composite material built to withstand outdoor elements for years. StoneStrong material is rust-proof and built to last in any outside environment, including coastal, dry, and harsh winter or summer climates. StoneStrong is also backed by a robust warranty. Choose from a variety of sizes and silhouettes to adapt a broad range of outdoor settings. Available in Black and Antique Bronze finishes. Add an exterior fixture with an elegantly classic look that will last a long time thanks to modern engineering. | OUTDOOR | Galvyn | Outdoor Lighting | Black | 12 | StoneStrong | Satin Etched Glass | W:3.625" H:8.75" |  |  | 1 Medium A19 9.3w |  | 1 | Yes | [14 empty] | 0 | [12 empty] | 112.45 | 224.9 | 337.35 | D:9 7/8'' H:19 5/8'' O:57 7/8'' | 4.8 | 9.875 |  |  | 19.625 | Center Lock-Up |  |  | 57.875 |  |  |  | No |  | No | [20 empty] | D:5 1/8'' H:1'' Round |  |  |  |  | 120 | Black | 36 |  | Hardwired | 0 | 0 | 0 | 1 | 1 | 0 | 0 | 0 | 1 | 0 | 0 | 785652056949 | 22.5 | 12.5 | 13.75 | 7.2 | 2.238 | 250 | Yes | [9 empty] | cETL Damp | GALVYN 1L PEND-12 | One Light Outdoor Pendant |  | 6229301EN3-12.png | 6229301EN3.jpg
6229301EN3-71 | One Light Outdoor Pendant | High tech construction meets classical style in the Galvyn Collection. Traditional hexagonal tapered lanterns and etched glass panels quietly diffuse light over state of the art StoneStrong composite material built to withstand outdoor elements for years. StoneStrong material is rust-proof and built to last in any outside environment, including coastal, dry, and harsh winter or summer climates. StoneStrong is also backed by a robust warranty. Choose from a variety of sizes and silhouettes to adapt a broad range of outdoor settings. Available in Black and Antique Bronze finishes. Add an exterior fixture with an elegantly classic look that will last a long time thanks to modern engineering. | OUTDOOR | Galvyn | Outdoor Lighting | Antique Bronze | 71 | StoneStrong | Satin Etched Glass | W:3.625" H:8.75" |  |  | 1 Medium A19 9.3w |  | 1 | Yes | [14 empty] | 0 | [12 empty] | 112.45 | 224.9 | 337.35 | D:9 7/8'' H:19 5/8'' O:57 7/8'' | 4.8 | 9.875 |  |  | 19.625 | Center Lock-Up |  |  | 57.875 |  |  |  | No |  | No | [20 empty] | D:5 1/8'' H:1'' Round |  |  |  |  | 120 | Brown | 36 |  | Hardwired | 0 | 0 | 0 | 1 | 1 | 0 | 0 | 0 | 1 | 0 | 0 | 785652056956 | 22.5 | 12.5 | 13.75 | 7.2 | 2.238 | 250 | Yes | [9 empty] | cETL Damp | GALVYN 1L PEND-71 | One Light Outdoor Pendant |  | 6229301EN3-71.png | 6229301EN3.jpg
6238701-12 | One Light Outdoor Pendant | The Sevier outdoor collection by Sea Gull Lighting brings timeless design to new heights with its traditional design details found in classic outdoor fixtures as well as an open bottom for easy maintenance. Made of durable cast aluminum, a multi-level crown, top finial and stepped-edge back plate complete the traditional look. Offered in Antique Bronze or Black finish, both with Clear glass, the collection includes a one-light outdoor pendant, one-light post lantern, a large one-light uplight outdoor wall lantern, a small one-light uplight outdoor wall lantern, a small one-light downlight outdoor wall lantern, and a large one-light downlight outdoor wall lantern. | OUTDOOR | Sevier | Outdoor Lighting | Black | 12 |  | Clear Glass | W:3.25" H:8.875" |  |  | 1 Medium A19 100w |  | 1 | No | [14 empty] | 0 | [12 empty] | 49.98 | 99.96 | 149.94 | D:9 3/8'' H:16 5/8'' O:54 1/4'' |  | 9.375 |  |  | 16.625 | Center Lock-Up |  |  | 54.25 |  |  |  | No |  | No | [20 empty] | D:4 3/4'' H:1'' Round |  |  |  |  | 72 | Black | 36 |  | Hardwired | 0 | 0 | 0 | 0 | 1 | 0 | 0 | 1 | 1 | 0 | 0 | 785652001345 | 19 | 12.25 | 10.75 | 5.8 | 1.448 | 175 | Yes | [9 empty] | cETL Damp | SEVIER 1L PEND-12 | One Light Outdoor Pendant |  | 6238701-12.png | 6238701.jpg
6238701-71 | One Light Outdoor Pendant | The Sevier outdoor collection by Sea Gull Lighting brings timeless design to new heights with its traditional design details found in classic outdoor fixtures as well as an open bottom for easy maintenance. Made of durable cast aluminum, a multi-level crown, top finial and stepped-edge back plate complete the traditional look. Offered in Antique Bronze or Black finish, both with Clear glass, the collection includes a one-light outdoor pendant, one-light post lantern, a large one-light uplight outdoor wall lantern, a small one-light uplight outdoor wall lantern, a small one-light downlight outdoor wall lantern, and a large one-light downlight outdoor wall lantern. | OUTDOOR | Sevier | Outdoor Lighting | Antique Bronze | 71 |  | Clear Glass | W:3.25" H:8.875" |  |  | 1 Medium A19 100w |  | 1 | No | [14 empty] | 0 | [12 empty] | 49.98 | 99.96 | 149.94 | D:9 3/8'' H:16 5/8'' O:54 1/4'' |  | 9.375 |  |  | 16.625 | Center Lock-Up |  |  | 54.25 |  |  |  | No |  | No | [20 empty] | D:4 3/4'' H:1'' Round |  |  |  |  | 72 | Brown | 36 |  | Hardwired | 0 | 0 | 0 | 0 | 1 | 0 | 0 | 1 | 1 | 0 | 0 | 785652001352 | 19 | 12.25 | 10.75 | 5.8 | 1.448 | 175 | Yes | [9 empty] | cETL Damp | SEVIER 1L PEND-71 | One Light Outdoor Pendant |  | 6238701-71.png | 6238701.jpg
6238751-12 | One Light Outdoor Pendant | The Sevier outdoor collection by Sea Gull Lighting brings timeless design to new heights with its traditional design details found in classic outdoor fixtures as well as an open bottom for easy maintenance. Made of durable cast aluminum, a multi-level crown, top finial and stepped-edge back plate complete the traditional look. Offered in Antique Bronze or Black finish, both with Clear glass, the collection includes a one-light outdoor pendant, one-light post lantern, a large one-light uplight outdoor wall lantern, a small one-light uplight outdoor wall lantern, a small one-light downlight outdoor wall lantern, and a large one-light downlight outdoor wall lantern. | OUTDOOR | Sevier | Outdoor Lighting | Black | 12 |  | Satin Etched Glass | W:3.25" H:8.875" |  |  | 1 Medium A19 100w |  | 1 | No | [14 empty] | 0 | [12 empty] | 49.45 | 98.9 | 148.35 | D:9 3/8'' H:16 5/8'' O:54 1/4'' |  | 9.375 |  |  | 16.625 | Center Lock-Up |  |  | 54.25 |  |  |  | No |  | No | [20 empty] | D:4 3/4'' H:1'' Round |  |  |  |  | 72 | Black | 36 |  | Hardwired | 0 | 0 | 0 | 0 | 1 | 0 | 0 | 1 | 1 | 0 | 0 | 785652056079 | 19 | 12.25 | 10.75 | 5.8 | 1.448 | 175 | Yes | [9 empty] | cETL Damp | SEVIER 1L PEND-12 | One Light Outdoor Pendant |  | 6238751-12.jpg | 6238751.jpg
6238751-71 | One Light Outdoor Pendant | The Sevier outdoor collection by Sea Gull Lighting brings timeless design to new heights with its traditional design details found in classic outdoor fixtures as well as an open bottom for easy maintenance. Made of durable cast aluminum, a multi-level crown, top finial and stepped-edge back plate complete the traditional look. Offered in Antique Bronze or Black finish, both with Clear glass, the collection includes a one-light outdoor pendant, one-light post lantern, a large one-light uplight outdoor wall lantern, a small one-light uplight outdoor wall lantern, a small one-light downlight outdoor wall lantern, and a large one-light downlight outdoor wall lantern. | OUTDOOR | Sevier | Outdoor Lighting | Antique Bronze | 71 |  | Satin Etched Glass | W:3.25" H:8.875" |  |  | 1 Medium A19 100w |  | 1 | No | [14 empty] | 0 | [12 empty] | 49.45 | 98.9 | 148.35 | D:9 3/8'' H:16 5/8'' O:54 1/4'' |  | 9.375 |  |  | 16.625 | Center Lock-Up |  |  | 54.25 |  |  |  | No |  | No | [20 empty] | D:4 3/4'' H:1'' Round |  |  |  |  | 72 | Brown | 36 |  | Hardwired | 0 | 0 | 0 | 0 | 1 | 0 | 0 | 1 | 1 | 0 | 0 | 785652056086 | 19 | 12.25 | 10.75 | 5.8 | 1.448 | 175 | Yes | [9 empty] | cETL Damp | SEVIER 1L PEND-71 | One Light Outdoor Pendant |  | 6238751-71.jpg | 6238751.jpg
6238751EN3-12 | One Light Outdoor Pendant | The Sevier outdoor collection by Sea Gull Lighting brings timeless design to new heights with its traditional design details found in classic outdoor fixtures as well as an open bottom for easy maintenance. Made of durable cast aluminum, a multi-level crown, top finial and stepped-edge back plate complete the traditional look. Offered in Antique Bronze or Black finish, both with Clear glass, the collection includes a one-light outdoor pendant, one-light post lantern, a large one-light uplight outdoor wall lantern, a small one-light uplight outdoor wall lantern, a small one-light downlight outdoor wall lantern, and a large one-light downlight outdoor wall lantern. | OUTDOOR | Sevier | Outdoor Lighting | Black | 12 |  | Satin Etched Glass | W:3.25" H:8.875" |  |  | 1 Medium A19 9.3w |  | 1 | Yes | [14 empty] | 0 | [12 empty] | 54.45 | 108.9 | 163.35 | D:9 3/8'' H:16 5/8'' O:54 1/4'' |  | 9.375 |  |  | 16.625 | Center Lock-Up |  |  | 54.25 |  |  |  | No |  | No | [20 empty] | D:4 3/4'' H:1'' Round |  |  |  |  | 72 | Black | 36 |  | Hardwired | 0 | 0 | 0 | 1 | 1 | 0 | 0 | 0 | 1 | 0 | 0 | 785652056192 | 19 | 12.25 | 10.75 | 5.8 | 1.448 | 175 | Yes | [9 empty] | cETL Damp | SEVIER 1L PEND-12 | One Light Outdoor Pendant |  | 6238751EN3-12.jpg | 6238751EN3.jpg
6238751EN3-71 | One Light Outdoor Pendant | The Sevier outdoor collection by Sea Gull Lighting brings timeless design to new heights with its traditional design details found in classic outdoor fixtures as well as an open bottom for easy maintenance. Made of durable cast aluminum, a multi-level crown, top finial and stepped-edge back plate complete the traditional look. Offered in Antique Bronze or Black finish, both with Clear glass, the collection includes a one-light outdoor pendant, one-light post lantern, a large one-light uplight outdoor wall lantern, a small one-light uplight outdoor wall lantern, a small one-light downlight outdoor wall lantern, and a large one-light downlight outdoor wall lantern. | OUTDOOR | Sevier | Outdoor Lighting | Antique Bronze | 71 |  | Satin Etched Glass | W:3.25" H:8.875" |  |  | 1 Medium A19 9.3w |  | 1 | Yes | [14 empty] | 0 | [12 empty] | 54.45 | 108.9 | 163.35 | D:9 3/8'' H:16 5/8'' O:54 1/4'' |  | 9.375 |  |  | 16.625 | Center Lock-Up |  |  | 54.25 |  |  |  | No |  | No | [20 empty] | D:4 3/4'' H:1'' Round |  |  |  |  | 72 | Brown | 36 |  | Hardwired | 0 | 0 | 0 | 1 | 1 | 0 | 0 | 0 | 1 | 0 | 0 | 785652056208 | 19 | 12.25 | 10.75 | 5.8 | 1.448 | 175 | Yes | [9 empty] | cETL Damp | SEVIER 1L PEND-71 | One Light Outdoor Pendant |  | 6238751EN3-71.jpg | 6238751EN3.jpg
6247401-12 | One Light Outdoor Pendant | The decorative, sturdy Gealan Collection is a versatile outdoor product line built to last. Echoing classic lampposts while using modern silhouettes and glass panels creates a smooth transitional style. Give outdoor settings a refreshing new look with beautifully framed lighting. Available in a variety of sizes for flexible options to match any exterior. Choose from Painted Brushed Nickel finish with Clear Ribbed glass or Black finish with Satin Etched glass. The proprietary StoneStrong material withstands all weather climes. StoneStrong material is rust-proof and built to last in any outside environment, including coastal, dry, and harsh winter or summer climates. StoneStrong is also backed by a robust warranty. | OUTDOOR | Gaelan | Outdoor Lighting | Black | 12 | StoneStrong | Satin Etched Glass | W:5.875" H:10" |  |  | 1 Medium A19 75w |  | 1 | No | [14 empty] | 0 | [12 empty] | 122.95 | 245.9 | 368.85 | L:8 1/2'' W:8 1/2'' H:16 3/4'' O:55'' | 5.8 |  | 8.5 | 8.5 | 16.75 | Center Lock-Up |  |  | 55 |  |  |  | No |  | No | [20 empty] | D:5 1/8'' H:1'' Round |  |  |  |  | 120 | Black | 36 |  | Hardwired | 0 | 0 | 0 | 0 | 1 | 0 | 0 | 1 | 1 | 0 | 0 | 785652056314 | 22.5 | 11.25 | 13 | 8 | 1.904 | 175 | Yes | [9 empty] | cETL Damp | GAELAN 1L PEND-12 | One Light Outdoor Pendant |  | 6247401-12.png | 6247401.jpg
6247401EN3-12 | One Light Outdoor Pendant | The decorative, sturdy Gealan Collection is a versatile outdoor product line built to last. Echoing classic lampposts while using modern silhouettes and glass panels creates a smooth transitional style. Give outdoor settings a refreshing new look with beautifully framed lighting. Available in a variety of sizes for flexible options to match any exterior. Choose from Painted Brushed Nickel finish with Clear Ribbed glass or Black finish with Satin Etched glass. The proprietary StoneStrong material withstands all weather climes. StoneStrong material is rust-proof and built to last in any outside environment, including coastal, dry, and harsh winter or summer climates. StoneStrong is also backed by a robust warranty. | OUTDOOR | Gaelan | Outdoor Lighting | Black | 12 | StoneStrong | Satin Etched Glass | W:5.875" H:10" |  |  | 1 Medium A19 9.3w |  | 1 | Yes | [14 empty] | 0 | [12 empty] | 134.98 | 269.96 | 404.94 | L:8 1/2'' W:8 1/2'' H:16 3/4'' O:55'' | 5.8 |  | 8.5 | 8.5 | 16.75 | Center Lock-Up |  |  | 55 |  |  |  | No |  | No | [20 empty] | D:5 1/8'' H:1'' Round |  |  |  |  | 120 | Black | 36 |  | Hardwired | 0 | 0 | 0 | 1 | 1 | 0 | 0 | 0 | 1 | 0 | 0 | 785652056703 | 22.5 | 11.25 | 13 | 8 | 1.904 | 175 | Yes | [9 empty] | cETL Damp | GAELAN 1L PEND-12 | One Light Outdoor Pendant |  | 6247401EN3-12.png | 6247401EN3.jpg
6247431-753 | One Light Outdoor Pendant | The decorative, sturdy Gealan Collection is a versatile outdoor product line built to last. Echoing classic lampposts while using modern silhouettes and glass panels creates a smooth transitional style. Give outdoor settings a refreshing new look with beautifully framed lighting. Available in a variety of sizes for flexible options to match any exterior. Choose from Painted Brushed Nickel finish with Clear Ribbed glass or Black finish with Satin Etched glass. The proprietary StoneStrong material withstands all weather climes. StoneStrong material is rust-proof and built to last in any outside environment, including coastal, dry, and harsh winter or summer climates. StoneStrong is also backed by a robust warranty. | OUTDOOR | Gaelan | Outdoor Lighting | Painted Brushed Nickel | 753 | StoneStrong | Clear Ribbed Glass | W:5.875" H:10" |  |  | 1 Medium A19 75w |  | 1 | No | [14 empty] | 0 | [12 empty] | 122.95 | 245.9 | 368.85 | L:8 1/2'' W:8 1/2'' H:16 3/4'' O:55'' | 5.8 |  | 8.5 | 8.5 | 16.75 | Center Lock-Up |  |  | 55 |  |  |  | No |  | No | [20 empty] | D:5 1/8'' H:1'' Round |  |  |  |  | 120 | Clear Silver | 36 |  | Hardwired | 0 | 0 | 0 | 0 | 1 | 0 | 0 | 1 | 1 | 0 | 0 | 785652056321 | 22.5 | 11.5 | 13 | 8.2 | 1.947 | 175 | Yes | [9 empty] | cETL Damp | GAELAN 1L PEND-753 | One Light Outdoor Pendant |  | 6247431-753.png | 6247431.jpg
6247431EN3-753 | One Light Outdoor Pendant | The decorative, sturdy Gealan Collection is a versatile outdoor product line built to last. Echoing classic lampposts while using modern silhouettes and glass panels creates a smooth transitional style. Give outdoor settings a refreshing new look with beautifully framed lighting. Available in a variety of sizes for flexible options to match any exterior. Choose from Painted Brushed Nickel finish with Clear Ribbed glass or Black finish with Satin Etched glass. The proprietary StoneStrong material withstands all weather climes. StoneStrong material is rust-proof and built to last in any outside environment, including coastal, dry, and harsh winter or summer climates. StoneStrong is also backed by a robust warranty. | OUTDOOR | Gaelan | Outdoor Lighting | Painted Brushed Nickel | 753 | StoneStrong | Clear Ribbed Glass | W:5.875" H:10" |  |  | 1 Medium A19 9.3w |  | 1 | Yes | [14 empty] | 0 | [12 empty] | 128.45 | 256.9 | 385.35 | L:8 1/2'' W:8 1/2'' H:16 3/4'' O:55'' | 5.8 |  | 8.5 | 8.5 | 16.75 | Center Lock-Up |  |  | 55 |  |  |  | No |  | No | [20 empty] | D:5 1/8'' H:1'' Round |  |  |  |  | 120 | Clear Silver | 36 |  | Hardwired | 0 | 0 | 0 | 1 | 1 | 0 | 0 | 0 | 1 | 0 | 0 | 785652056710 | 23 | 13.25 | 11.75 | 8.4 | 2.072 | 175 | Yes | [9 empty] | cETL Damp | GAELAN 1L PEND-753 | One Light Outdoor Pendant |  | 6247431EN3-753.png | 6247431EN3.jpg
6247701-04 | One Light Outdoor Pendant | The traditional Fredericksburg outdoor lighting collection by Sea Gull Lighting is an authentic take on the classic station light, perfect for a coastal hideaway, country home or urban abode, and can even be used indoors to enhance rustic décor. The two finish options of Satin Aluminum and Weathered Copper create completely different looks. Compliant with Dark Sky standards, the fixtures purposefully direct light downward, limiting any light leak out the sides. The collection includes a one-light outdoor pendant and small and large one-light outdoor wall lanterns. Incandescent, integrated LED and ENERGY STAR-qualified LED lamping are available. The advanced, integrated LED option has warm-on-dim technology that warms in color when dimmed, going from 2700K to 2200K and is California Title 24 compliant. | OUTDOOR | Fredricksburg | Outdoor Lighting | Satin Aluminum | 4 | Aluminum |  |  |  |  | 1 Medium A19 100w |  | 1 | No | [14 empty] | 0 | [12 empty] | 80.98 | 161.96 | 242.94 | D:13 1/4'' H:11 5/16'' O:56 1/8'' | 3.8 | 13.25 |  |  | 11.3125 | Center Lock-Up |  |  | 56.125 |  |  |  | No |  | No | [20 empty] | D:5 13/32'' H:1 1/8'' Round |  |  |  |  | 120 | Clear Silver |  |  | Hardwired | 0 | 0 | 0 | 0 | 1 | 0 | 0 | 1 | 0 | 0 | 0 | 785652108525 | 16.25 | 16.25 | 14.25 | 5.1 | 2.178 | 250 | Yes | [9 empty] | cETL Damp | FREDRICKSBURG 1L PEND-04 | One Light Outdoor Pendant |  | 6247701-04.jpg | 6247701.jpg
6247701-44 | One Light Outdoor Pendant | The traditional Fredericksburg outdoor lighting collection by Sea Gull Lighting is an authentic take on the classic station light, perfect for a coastal hideaway, country home or urban abode, and can even be used indoors to enhance rustic décor. The two finish options of Satin Aluminum and Weathered Copper create completely different looks. Compliant with Dark Sky standards, the fixtures purposefully direct light downward, limiting any light leak out the sides. The collection includes a one-light outdoor pendant and small and large one-light outdoor wall lanterns. Incandescent, integrated LED and ENERGY STAR-qualified LED lamping are available. The advanced, integrated LED option has warm-on-dim technology that warms in color when dimmed, going from 2700K to 2200K and is California Title 24 compliant. | OUTDOOR | Fredricksburg | Outdoor Lighting | Weathered Copper | 44 | Aluminum |  |  |  |  | 1 Medium A19 100w |  | 1 | No | [14 empty] | 0 | [12 empty] | 80.98 | 161.96 | 242.94 | D:13 1/4'' H:11 5/16'' O:56 1/8'' | 3.8 | 13.25 |  |  | 11.3125 | Center Lock-Up |  |  | 56.125 |  |  |  | No |  | No | [20 empty] | D:5 13/32'' H:1 1/8'' Round |  |  |  |  | 120 | Brown |  |  | Hardwired | 0 | 0 | 0 | 0 | 1 | 0 | 0 | 1 | 0 | 0 | 0 | 785652108532 | 16.25 | 16.25 | 14.25 | 5.1 | 2.178 | 250 | Yes | [9 empty] | cETL Damp | FREDRICKSBURG 1L PEND-44 | One Light Outdoor Pendant |  | 6247701-44.jpg | 6247701.jpg
6247701EN3-04 | One Light Outdoor Pendant | The traditional Fredericksburg outdoor lighting collection by Sea Gull Lighting is an authentic take on the classic station light, perfect for a coastal hideaway, country home or urban abode, and can even be used indoors to enhance rustic décor. The two finish options of Satin Aluminum and Weathered Copper create completely different looks. Compliant with Dark Sky standards, the fixtures purposefully direct light downward, limiting any light leak out the sides. The collection includes a one-light outdoor pendant and small and large one-light outdoor wall lanterns. Incandescent, integrated LED and ENERGY STAR-qualified LED lamping are available. The advanced, integrated LED option has warm-on-dim technology that warms in color when dimmed, going from 2700K to 2200K and is California Title 24 compliant. | OUTDOOR | Fredricksburg | Outdoor Lighting | Satin Aluminum | 4 | Aluminum |  |  |  |  | 1 Medium A19 9.3w |  | 1 | Yes | [14 empty] | 0 | [12 empty] | 84.98 | 169.96 | 254.94 | D:13 1/4'' H:11 5/16'' O:56 1/8'' | 3.8 | 13.25 |  |  | 11.3125 | Center Lock-Up |  |  | 56.125 |  |  |  | No |  | No | [20 empty] | D:5 13/32'' H:1 1/8'' Round |  |  |  |  | 120 | Clear Silver |  |  | Hardwired | 0 | 0 | 0 | 1 | 1 | 0 | 0 | 0 | 0 | 0 | 0 | 785652045721 | 16.25 | 16.25 | 14.25 | 5.1 | 2.178 | 250 | Yes | [9 empty] | cETL Damp | FREDRICKSBURG 1L PEND-04 | One Light Outdoor Pendant |  | 6247701EN3-04.jpg | 6247701.jpg
6247701EN3-44 | LED Outdoor Pendant | The traditional Fredericksburg outdoor lighting collection by Sea Gull Lighting is an authentic take on the classic station light, perfect for a coastal hideaway, country home or urban abode, and can even be used indoors to enhance rustic décor. The two finish options of Satin Aluminum and Weathered Copper create completely different looks. Compliant with Dark Sky standards, the fixtures purposefully direct light downward, limiting any light leak out the sides. The collection includes a one-light outdoor pendant and small and large one-light outdoor wall lanterns. Incandescent, integrated LED and ENERGY STAR-qualified LED lamping are available. The advanced, integrated LED option has warm-on-dim technology that warms in color when dimmed, going from 2700K to 2200K and is California Title 24 compliant. | OUTDOOR | Fredricksburg | Outdoor Lighting | Weathered Copper | 44 | Aluminum |  |  |  |  | 1 Medium A19 9.3w |  | 1 | Yes | [14 empty] | 0 | [12 empty] | 84.98 | 169.96 | 254.94 | D:13 1/4'' H:11 5/16'' O:56 1/8'' | 3.8 | 13.25 |  |  | 11.3125 | Center Lock-Up |  |  | 56.125 |  |  |  | No |  | No | [20 empty] | D:5 13/32'' H:1 1/8'' Round |  |  |  |  | 120 | Brown |  |  | Hardwired | 0 | 0 | 0 | 1 | 1 | 0 | 0 | 0 | 0 | 0 | 0 | 785652045738 | 16.25 | 16.25 | 14.25 | 5.1 | 2.178 | 250 | Yes | [9 empty] | cETL Damp | FREDRICKSBURG 1L PEND-44 | LED Outdoor Pendant |  | 6247701EN3-44.jpg | 6247701.jpg
6247793S-04 | LED Outdoor Pendant | The traditional Fredericksburg outdoor lighting collection by Sea Gull Lighting is an authentic take on the classic station light, perfect for a coastal hideaway, country home or urban abode, and can even be used indoors to enhance rustic décor. The two finish options of Satin Aluminum and Weathered Copper create completely different looks. Compliant with Dark Sky standards, the fixtures purposefully direct light downward, limiting any light leak out the sides. The collection includes a one-light outdoor pendant and small and large one-light outdoor wall lanterns. Incandescent, integrated LED and ENERGY STAR-qualified LED lamping are available. The advanced, integrated LED option has warm-on-dim technology that warms in color when dimmed, going from 2700K to 2200K and is California Title 24 compliant. | OUTDOOR | Fredricksburg | Outdoor Lighting | Satin Aluminum | 4 | Aluminum | [6 empty] | 1 | No | 1000 | 3000 | 90 | 14 | 120 | 19 - Integrated | MODS - Modules |  | 5 | 100 | LED | 14 | 14 | 50000 | 0 | [12 empty] | 90.95 | 181.9 | 272.85 | D:13 1/4'' H:11 5/16'' O:56 1/8'' | 3.8 | 13.25 |  |  | 11.3125 | Center Lock-Up |  |  | 56.125 |  |  |  | No |  | No | [20 empty] | D:5 13/32'' H:1 1/8'' Round |  |  |  |  | 120 | Clear Silver |  |  | Hardwired | 0 | 0 | 0 | 0 | 1 | 0 | 0 | 0 | 0 | 0 | 0 | 785652064579 | 16.75 | 16.5 | 14.25 | 4.9 | 2.279 | 250 | Yes | [9 empty] | cETL Damp | FREDRICKSBURG LED PEND-04 | LED Outdoor Pendant |  | 6247793S-04_ALT2.jpg | 6247701.jpg
6247793S-44 | LED Outdoor Pendant | The traditional Fredericksburg outdoor lighting collection by Sea Gull Lighting is an authentic take on the classic station light, perfect for a coastal hideaway, country home or urban abode, and can even be used indoors to enhance rustic décor. The two finish options of Satin Aluminum and Weathered Copper create completely different looks. Compliant with Dark Sky standards, the fixtures purposefully direct light downward, limiting any light leak out the sides. The collection includes a one-light outdoor pendant and small and large one-light outdoor wall lanterns. Incandescent, integrated LED and ENERGY STAR-qualified LED lamping are available. The advanced, integrated LED option has warm-on-dim technology that warms in color when dimmed, going from 2700K to 2200K and is California Title 24 compliant. | OUTDOOR | Fredricksburg | Outdoor Lighting | Weathered Copper | 44 | Aluminum | [6 empty] | 1 | No | 1000 | 3000 | 90 | 14 | 120 | 19 - Integrated | MODS - Modules |  | 5 | 100 | LED | 14 | 14 | 50000 | 0 | [12 empty] | 90.95 | 181.9 | 272.85 | D:13 1/4'' H:11 5/16'' O:56 1/8'' | 3.8 | 13.25 |  |  | 11.3125 | Center Lock-Up |  |  | 56.125 |  |  |  | No |  | No | [20 empty] | D:5 13/32'' H:1 1/8'' Round |  |  |  |  | 120 | Clear Silver |  |  | Hardwired | 0 | 0 | 0 | 0 | 1 | 0 | 0 | 0 | 0 | 0 | 0 | 785652064586 | 16.75 | 16.5 | 14.25 | 4.9 | 2.279 | 250 | Yes | [9 empty] | cETL Damp | FREDRICKSBURG LED PEND-44 | LED Outdoor Pendant |  | 6247793S-44_ALT.jpg | 6247701.jpg
6247901-71 | One Light Outdoor Pendant | The transitional Crowell outdoor lighting collection by Sea Gull Lighting conveys Art Deco influences with its linear, vertical details and clean, overall design. Their large scale gives these light fixtures real presence without competing with the residential architecture they adorn. The lighting collection, offered in Antique Bronze finish with Crème Parchment glass or Black finish with Satin Etched glass, offers a one-light outdoor pendant, a two-light outdoor ceiling flush mount, a one-light outdoor post lantern, and small, medium and large one-light outdoor wall lanterns also available in Dark Sky versions. Incandescent, integrated LED and ENERGY STAR-qualified LED lamping are available. The advanced, integrated LED option has warm-on-dim technology that warms in color when dimmed, going from 2700K to 2200K and is California Title 24 compliant. | OUTDOOR | Crowell | Outdoor Lighting | Antique Bronze | 71 | Aluminum | Creme Parchment Glass | D:5.6875" H:10.5" |  |  | 1 Medium A19 100w |  | 1 | No | [14 empty] | 0 | [12 empty] | 137.98 | 275.96 | 413.94 | D:9'' H:15 21/32'' O:53 1/4'' | 4.9 | 9 |  |  | 15.6562 | Center Lock-Up |  |  | 53.25 |  |  |  | No |  | No | [20 empty] | D:5'' H:1'' Round |  |  |  |  | 72 | Black | 36 |  | Hardwired | 0 | 0 | 0 | 0 | 1 | 0 | 0 | 1 | 1 | 0 | 0 | 785652107757 | 11 | 11.5 | 18.25 | 6 | 1.336 | 175 | Yes | [9 empty] | cETL Damp | CROWELL 1L PEND-71 | One Light Outdoor Pendant |  | 6247901-71.jpg | 6247901.jpg
6247901EN3-71 | One Light Outdoor Pendant | The transitional Crowell outdoor lighting collection by Sea Gull Lighting conveys Art Deco influences with its linear, vertical details and clean, overall design. Their large scale gives these light fixtures real presence without competing with the residential architecture they adorn. The lighting collection, offered in Antique Bronze finish with Crème Parchment glass or Black finish with Satin Etched glass, offers a one-light outdoor pendant, a two-light outdoor ceiling flush mount, a one-light outdoor post lantern, and small, medium and large one-light outdoor wall lanterns also available in Dark Sky versions. Incandescent, integrated LED and ENERGY STAR-qualified LED lamping are available. The advanced, integrated LED option has warm-on-dim technology that warms in color when dimmed, going from 2700K to 2200K and is California Title 24 compliant. | OUTDOOR | Crowell | Outdoor Lighting | Antique Bronze | 71 | Aluminum | Creme Parchment Glass | D:5.6875" H:10.5" |  |  | 1 Medium A19 9.3w |  | 1 | Yes | [14 empty] | 0 | [12 empty] | 141.98 | 283.96 | 425.94 | D:9'' H:15 21/32'' O:53 1/4'' | 4.9 | 9 |  |  | 15.6562 | Center Lock-Up |  |  | 53.25 |  |  |  | No |  | No | [20 empty] | D:5'' H:1'' Round |  |  |  |  | 72 | Black | 36 |  | Hardwired | 0 | 0 | 0 | 1 | 1 | 0 | 0 | 0 | 0 | 0 | 0 | 785652045097 | 11 | 11.5 | 18.25 | 6 | 1.336 | 175 | Yes | [9 empty] | cETL Damp | CROWELL 1L PEND-71 | One Light Outdoor Pendant |  | 6247901EN3-71.jpg | 6247901.jpg
6250701-12 | One Light Outdoor Pendant | Timeless neo-classical style meets high-tech performance in the Calder Collection. Using an ornate style that echoes colonial lanterns but constructed in proprietary StoneStrong exterior, Calder will withstand harsh outdoor conditions for years to come. StoneStrong material is rust-proof and built to last in any outside environment, including coastal, dry, and harsh winter climates. StoneStrong is also backed by a robust warranty. Add a vintage classical look with the advantages of modern technology as an attractive and practical addition to any exterior. Available in Black and Antique Bronze finishes. All fixtures are available as ENERGY STAR®-qualified and California Title 24 compliant. | OUTDOOR | Calder | Outdoor Lighting | Black | 12 | StoneStrong | Satin Etched Glass | D:7.5" H:8.625" |  |  | 1 Medium A19 75w |  | 1 | No | [14 empty] | 0 | [12 empty] | 93.98 | 187.96 | 281.94 | D:10'' H:16 1/8'' O:54'' | 5.7 | 10 |  |  | 16.125 | Center Lock-Up |  |  | 54 |  |  |  | No |  | No | [20 empty] | D:5'' H:1'' Round |  |  |  |  | 120 | Black | 36 |  | Hardwired | 0 | 0 | 0 | 0 | 1 | 0 | 0 | 1 | 1 | 0 | 0 | 785652056390 | 21 | 13 | 20.75 | 7.6 | 3.278 | 250 | Yes | [9 empty] | cETL Damp | CALDER 1L PEND-12 | One Light Outdoor Pendant |  | 6250701-12.png | 6250701.jpg
6250701-71 | One Light Outdoor Pendant | Timeless neo-classical style meets high-tech performance in the Calder Collection. Using an ornate style that echoes colonial lanterns but constructed in proprietary StoneStrong exterior, Calder will withstand harsh outdoor conditions for years to come. StoneStrong material is rust-proof and built to last in any outside environment, including coastal, dry, and harsh winter climates. StoneStrong is also backed by a robust warranty. Add a vintage classical look with the advantages of modern technology as an attractive and practical addition to any exterior. Available in Black and Antique Bronze finishes. All fixtures are available as ENERGY STAR®-qualified and California Title 24 compliant. | OUTDOOR | Calder | Outdoor Lighting | Antique Bronze | 71 | StoneStrong | Satin Etched Glass | D:7.5" H:8.625" |  |  | 1 Medium A19 75w |  | 1 | No | [14 empty] | 0 | [12 empty] | 93.98 | 187.96 | 281.94 | D:10'' H:16 1/8'' O:54'' | 5.7 | 10 |  |  | 16.125 | Center Lock-Up |  |  | 54 |  |  |  | No |  | No | [20 empty] | D:5'' H:1'' Round |  |  |  |  | 120 | Brown | 36 |  | Hardwired | 0 | 0 | 0 | 0 | 1 | 0 | 0 | 1 | 1 | 0 | 0 | 785652056406 | 21 | 13 | 20.75 | 7.6 | 3.278 | 250 | Yes | [9 empty] | cETL Damp | CALDER 1L PEND-71 | One Light Outdoor Pendant |  | 6250701-71.png | 6250701.jpg
6250701EN3-12 | One Light Outdoor Pendant | Timeless neo-classical style meets high-tech performance in the Calder Collection. Using an ornate style that echoes colonial lanterns but constructed in proprietary StoneStrong exterior, Calder will withstand harsh outdoor conditions for years to come. StoneStrong material is rust-proof and built to last in any outside environment, including coastal, dry, and harsh winter climates. StoneStrong is also backed by a robust warranty. Add a vintage classical look with the advantages of modern technology as an attractive and practical addition to any exterior. Available in Black and Antique Bronze finishes. All fixtures are available as ENERGY STAR®-qualified and California Title 24 compliant. | OUTDOOR | Calder | Outdoor Lighting | Black | 12 | StoneStrong | Satin Etched Glass | D:7.5" H:8.625" |  |  | 1 Medium A19 9.3w |  | 1 | Yes | [14 empty] | 0 | [12 empty] | 99.98 | 199.96 | 299.94 | D:10'' H:16 1/8'' O:54'' | 5.7 | 10 |  |  | 16.125 | Center Lock-Up |  |  | 54 |  |  |  | No |  | No | [20 empty] | D:5'' H:1'' Round |  |  |  |  | 120 | Black | 36 |  | Hardwired | 0 | 0 | 0 | 1 | 1 | 0 | 0 | 0 | 1 | 0 | 0 | 785652056789 | 20.5 | 13.25 | 13 | 7.4 | 2.043 | 250 | Yes | [9 empty] | cETL Damp | CALDER 1L PEND-12 | One Light Outdoor Pendant |  | 6250701EN3-12.png | 6250701EN3.jpg
6250701EN3-71 | One Light Outdoor Pendant | Timeless neo-classical style meets high-tech performance in the Calder Collection. Using an ornate style that echoes colonial lanterns but constructed in proprietary StoneStrong exterior, Calder will withstand harsh outdoor conditions for years to come. StoneStrong material is rust-proof and built to last in any outside environment, including coastal, dry, and harsh winter climates. StoneStrong is also backed by a robust warranty. Add a vintage classical look with the advantages of modern technology as an attractive and practical addition to any exterior. Available in Black and Antique Bronze finishes. All fixtures are available as ENERGY STAR®-qualified and California Title 24 compliant. | OUTDOOR | Calder | Outdoor Lighting | Antique Bronze | 71 | StoneStrong | Satin Etched Glass | D:7.5" H:8.625" |  |  | 1 Medium A19 9.3w |  | 1 | Yes | [14 empty] | 0 | [12 empty] | 99.98 | 199.96 | 299.94 | D:10'' H:16 1/8'' O:54'' | 5.7 | 10 |  |  | 16.125 | Center Lock-Up |  |  | 54 |  |  |  | No |  | No | [20 empty] | D:5'' H:1'' Round |  |  |  |  | 120 | Brown | 36 |  | Hardwired | 0 | 0 | 0 | 1 | 1 | 0 | 0 | 0 | 1 | 0 | 0 | 785652056796 | 21 | 13 | 20.75 | 7.6 | 3.278 | 250 | Yes | [9 empty] | cETL Damp | CALDER 1L PEND-71 | One Light Outdoor Pendant |  | 6250701EN3-71.png | 6250701EN3.jpg
6252701-12 | One Light Outdoor Pendant |  | OUTDOOR | Tomek | Outdoor Lighting | Black | 12 | Aluminum | Etched / White Inside Glass | L:5.5" W:0.125" H:9" |  |  | 1 Medium A19 75w |  | 1 | No | [14 empty] | 0 | [12 empty] | 74.5 | 149 | 223.5 | L:8 3/8'' W:8 3/8'' H:13'' O:51'' |  |  | 8.375 | 8.375 | 13 | Center Lock-Up |  |  | 51 |  |  |  | No |  | No | [20 empty] | D:5'' H:7/8'' Round |  |  |  |  | 72 | Black | 36 |  | Hardwired | 0 | 0 | 0 | 0 | 1 | 0 | 0 | 1 | 1 | 0 | 0 | 785652076954 | 15.5 | 11 | 10.75 | 6.1 | 1.061 | 175 | Yes | [9 empty] | cETL Damp | TOMEK 1L PEND-12 | One Light Outdoor Pendant |  | 6252701-12.jpg | 6252701.jpg
6252701-71 | One Light Outdoor Pendant |  | OUTDOOR | Tomek | Outdoor Lighting | Antique Bronze | 71 | Aluminum | Etched / White Inside Glass | L:5.5" W:0.125" H:9" |  |  | 1 Medium A19 75w |  | 1 | No | [14 empty] | 0 | [12 empty] | 74.5 | 149 | 223.5 | L:8 3/8'' W:8 3/8'' H:13'' O:51'' |  |  | 8.375 | 8.375 | 13 | Center Lock-Up |  |  | 51 |  |  |  | No |  | No | [20 empty] | D:5'' H:7/8'' Round |  |  |  |  | 72 | Brown | 36 |  | Hardwired | 0 | 0 | 0 | 0 | 1 | 0 | 0 | 1 | 1 | 0 | 0 | 785652076961 | [16 empty] | cETL Damp | TOMEK 1L PEND-71 | One Light Outdoor Pendant |  | 6252701-71.jpg | 6252701.jpg
6252701EN3-12 | One Light Outdoor Pendant |  | OUTDOOR | Tomek | Outdoor Lighting | Black | 12 | Aluminum | Etched / White Inside Glass | L:5.5" W:0.125" H:9" |  |  | 1 Medium A19 9.3w |  | 1 | Yes | [14 empty] | 0 | [12 empty] | 79.5 | 159 | 238.5 | L:8 3/8'' W:8 3/8'' H:13'' O:51'' |  |  | 8.375 | 8.375 | 13 | Center Lock-Up |  |  | 51 |  |  |  | No |  | No | [20 empty] | D:5'' H:7/8'' Round |  |  |  |  | 72 | Black | 36 |  | Hardwired | 0 | 0 | 0 | 1 | 1 | 0 | 0 | 0 | 1 | 0 | 0 | 785652080562 | [16 empty] | cETL Damp | TOMEK 1L PEND-12 | One Light Outdoor Pendant |  | 6252701EN3-12.jpg | 6252701EN3.jpg
6252701EN3-71 | One Light Outdoor Pendant |  | OUTDOOR | Tomek | Outdoor Lighting | Antique Bronze | 71 | Aluminum | Etched / White Inside Glass | L:5.5" W:0.125" H:9" |  |  | 1 Medium A19 9.3w |  | 1 | Yes | [14 empty] | 0 | [12 empty] | 79.5 | 159 | 238.5 | L:8 3/8'' W:8 3/8'' H:13'' O:51'' |  |  | 8.375 | 8.375 | 13 | Center Lock-Up |  |  | 51 |  |  |  | No |  | No | [20 empty] | D:5'' H:7/8'' Round |  |  |  |  | 72 | Brown | 36 |  | Hardwired | 0 | 0 | 0 | 1 | 1 | 0 | 0 | 0 | 1 | 0 | 0 | 785652080579 | [16 empty] | cETL Damp | TOMEK 1L PEND-71 | One Light Outdoor Pendant |  | 6252701EN3-71.jpg | 6252701EN3.jpg
6290901-12 | One Light Outdoor Pendant Lantern |  | OUTDOOR | Wilburn | Outdoor Lighting | Black | 12 | Aluminum |  |  |  | Satin Etched Glass | 1 Medium A19 60w |  | 1 | No | [14 empty] | 0 | [12 empty] | 64.5 | 129 | 193.5 | D:8'' H:14'' |  | 8 |  |  | 14 | Center Lock-Up | [6 empty] | No |  | No | [20 empty] | D:5'' H:7/8'' Round |  |  |  |  | 72 | Black | 36 |  | Hardwired | 0 | 0 | 0 | 0 | 1 | 0 | 0 | 1 | 1 | 0 | 0 | 785652076725 | [16 empty] | cETL Damp | WILBURN 1L PEND-12 | One Light Outdoor Pendant Lantern |  | 6290901-12.jpg | 6290901.jpg
6290901-71 | One Light Outdoor Pendant Lantern |  | OUTDOOR | Wilburn | Outdoor Lighting | Antique Bronze | 71 | Aluminum |  |  |  | Satin Etched Glass | 1 Medium A19 60w |  | 1 | No | [14 empty] | 0 | [12 empty] | 64.5 | 129 | 193.5 | D:8'' H:14'' |  | 8 |  |  | 14 | Center Lock-Up | [6 empty] | No |  | No | [20 empty] | D:5'' H:7/8'' Round |  |  |  |  | 72 | Brown | 36 |  | Hardwired | 0 | 0 | 0 | 0 | 1 | 0 | 0 | 1 | 1 | 0 | 0 | 785652076732 | [16 empty] | cETL Damp | WILBURN 1L PEND-71 | One Light Outdoor Pendant Lantern |  | 6290901-71.jpg | 6290901.jpg
6290901EN3-12 | One Light Outdoor Pendant Lantern |  | OUTDOOR | Wilburn | Outdoor Lighting | Black | 12 | Aluminum |  |  |  | Undefined Glass | 1 Medium A19 9.3w |  | 1 | Yes | [14 empty] | 0 | [12 empty] | 69.5 | 139 | 208.5 | D:8'' H:14'' |  | 8 |  |  | 14 | Center Lock-Up | [6 empty] | No |  | No | [20 empty] | D:5'' H:7/8'' Round |  |  |  |  | 72 | Black | 36 |  | Hardwired | 0 | 0 | 0 | 1 | 1 | 0 | 0 | 0 | 1 | 0 | 0 | 785652080425 | [16 empty] | cETL Damp | WILBURN 1L PEND-12 | One Light Outdoor Pendant Lantern |  | 6290901EN3-12.jpg | 6290901EN3.jpg
6290901EN3-71 | One Light Outdoor Pendant Lantern |  | OUTDOOR | Wilburn | Outdoor Lighting | Antique Bronze | 71 | Aluminum |  |  |  | Satin Etched Glass | 1 Medium A19 9.3w |  | 1 | Yes | [14 empty] | 0 | [12 empty] | 69.5 | 139 | 208.5 | D:8'' H:14'' |  | 8 |  |  | 14 | Center Lock-Up | [6 empty] | No |  | No | [20 empty] | D:5'' H:7/8'' Round |  |  |  |  | 72 | Brown | 36 |  | Hardwired | 0 | 0 | 0 | 1 | 1 | 0 | 0 | 0 | 1 | 0 | 0 | 785652080432 | [16 empty] | cETL Damp | WILBURN 1L PEND-71 | One Light Outdoor Pendant Lantern |  | 6290901EN3-71.jpg | 6290901EN3.jpg
6501801-04 | One Light Pendant | While hanging globes are one of lighting's hottest trends, Sea Gull's timeless Leo Collection has been around for 50 years! Constantly evolving with the times, these classic pendants are now offered with NEW Clear Seeded glass and in Satin Aluminum finish. Adjustable cloth cords allow for unlimited variations of hanging heights. All glass softly diffuse the light, each fixture comes with 54” of cuttable cord to customize the installation exactly to your needs. Easily convert every piece in the collection to LED by purchasing LED replacement lamps sold separately. All fixtures are qualified and California Title 24 compliant and damp rated for use in sheltered, damp environments like bathrooms, covered patios or porches. | LINE VOLTAGE PENDANT | Leo - Hanging Globe | Pendants | Satin Aluminum | 4 | Aluminum |  |  |  | Clear Seeded Glass | 1 Medium ST19 60w |  | 1 | No | [14 empty] | 0 | [12 empty] | 31.98 | 63.96 | 95.94 | D:8'' H:8 1/2'' O:56'' | 2 | 8 |  |  | 8.5 | Center Lock-Up |  |  | 56 |  |  |  | No |  | No | [20 empty] | D:5'' DP:1'' |  |  |  |  | 54 | Black |  |  | Hardwired | 0 | 0 | 0 | 0 | 1 | 0 | 0 | 1 | 0 | 0 | 0 | 785652057069 | 11.25 | 9.25 | 9.25 | 2.9 | 0.557 | 175 | Yes | 4 | 10785652057066 | 23.5 | 19.25 | 10 | 12.3 | 2.618 | Yes | UL Damp | cUL Damp | HANGING GLOBE 1L PEND-04 | One Light Pendant |  | 6501801-04.jpg | 6501801.jpg
6501801-848 | One Light Pendant | While hanging globes are one of lighting's hottest trends, Sea Gull's timeless Leo Collection has been around for 50 years! Constantly evolving with the times, these classic pendants are now offered with NEW Clear Seeded glass and in Satin Aluminum finish. Adjustable cloth cords allow for unlimited variations of hanging heights. All glass softly diffuse the light, each fixture comes with 54” of cuttable cord to customize the installation exactly to your needs. Easily convert every piece in the collection to LED by purchasing LED replacement lamps sold separately. All fixtures are qualified and California Title 24 compliant and damp rated for use in sheltered, damp environments like bathrooms, covered patios or porches. | LINE VOLTAGE PENDANT | Leo - Hanging Globe | Pendants | Satin Bronze | 848 | Steel | Clear Seeded Glass | D:8" H:7.25" |  |  | 1 Medium ST19 60w |  | 1 | No | [14 empty] | 0 | [12 empty] | 31.98 | 63.96 | 95.94 | D:8'' H:8 1/2'' O:56'' | 2 | 8 |  |  | 8.5 | Center Lock-Up |  |  | 56 |  |  |  | No |  | No | [20 empty] | D:5'' DP:1'' |  |  |  |  | 54 | Black |  |  | Hardwired | 0 | 0 | 0 | 0 | 1 | 0 | 0 | 1 | 0 | 0 | 0 | 785652070853 | 11.25 | 9.38 | 9.25 | 2.1 | 0.565 | 250 | Yes | 4 | 10785652070850 | 23.5 | 19.18 | 10 | 9.8 | 2.608 | Yes | UL Damp | cUL Damp | LEO H.G. 1L SM PEND-848 | One Light Pendant |  | 6501801-848.jpg | 6501801.jpg
6501801EN7-04 | One Light Pendant | While hanging globes are one of lighting's hottest trends, Sea Gull's timeless Leo Collection has been around for 50 years! Constantly evolving with the times, these classic pendants are now offered with NEW Clear Seeded glass and in Satin Aluminum finish. Adjustable cloth cords allow for unlimited variations of hanging heights. All glass softly diffuse the light, each fixture comes with 54” of cuttable cord to customize the installation exactly to your needs. Easily convert every piece in the collection to LED by purchasing LED replacement lamps sold separately. All fixtures are qualified and California Title 24 compliant and damp rated for use in sheltered, damp environments like bathrooms, covered patios or porches. | LINE VOLTAGE PENDANT | Leo - Hanging Globe | Pendants | Satin Aluminum | 4 | Aluminum |  |  |  | Clear Seeded Glass | 1 Medium A19 8.5w |  | 1 | Yes | [14 empty] | 0 | [12 empty] | 39.98 | 79.96 | 119.94 | D:8'' H:8 1/2'' O:56'' | 2 | 8 |  |  | 8.5 | Center Lock-Up |  |  | 56 |  |  |  | No |  | No | [20 empty] | D:5'' DP:1'' |  |  |  |  | 54 | Black |  |  | Hardwired | 0 | 0 | 0 | 1 | 1 | 0 | 0 | 0 | 0 | 0 | 0 | 785652069147 | 11.25 | 9.25 | 9.25 | 2.9 | 0.557 | 175 | Yes | 4 | 10785652069144 | 23.5 | 19.25 | 10 | 12.3 | 2.618 | Yes | UL Damp | cUL Damp | LEO H.G. 1L LED PEND-04 | One Light Pendant |  | 6501801EN7-04.jpg | 6501801.jpg
6501801EN7-848 | One Light Pendant | While hanging globes are one of lighting's hottest trends, Sea Gull's timeless Leo Collection has been around for 50 years! Constantly evolving with the times, these classic pendants are now offered with NEW Clear Seeded glass and in Satin Aluminum finish. Adjustable cloth cords allow for unlimited variations of hanging heights. All glass softly diffuse the light, each fixture comes with 54” of cuttable cord to customize the installation exactly to your needs. Easily convert every piece in the collection to LED by purchasing LED replacement lamps sold separately. All fixtures are qualified and California Title 24 compliant and damp rated for use in sheltered, damp environments like bathrooms, covered patios or porches. | LINE VOLTAGE PENDANT | Leo - Hanging Globe | Pendants | Satin Bronze | 848 | Steel |  |  |  | Clear Seeded Glass | 1 Medium A19 8.5w |  | 1 | Yes | [14 empty] | 0 | [12 empty] | 38.98 | 77.96 | 116.94 | D:8'' H:8 1/2'' O:56'' | 2 | 8 |  |  | 8.5 | Center Lock-Up |  |  | 56 |  |  |  | No |  | No | [20 empty] | D:5'' DP:1'' |  |  |  |  | 54 | Black |  |  | Hardwired | 0 | 0 | 0 | 1 | 1 | 0 | 0 | 0 | 0 | 0 | 0 | 785652072451 | 11.25 | 9.38 | 9.25 | 2.1 | 0.565 | 250 | Yes | 4 | 10785652072458 | 23.5 | 19.18 | 10 | 9.8 | 2.608 | Yes | UL Damp | cUL Damp | LEO H.G. 1L LED SM PEND-848 | One Light Pendant |  | 6501801EN7-848.jpg | 6501801.jpg
65046-715 | Three Light Pendant | The inverted bell jar silhouette of the Westminster lantern pendant collection by Sea Gull Lighting is universally familiar yet all together fresh. The perfect accent to a multitude of styles, the fixture has an Autumn Bronze finish with Clear Cloche glass and offers extreme versatility to can create a bold statement without upstaging the surrounding decor. In addition to their traditional application as an entryway light, lanterns of this style are increasingly used by top designers for lighting kitchen islands and dining rooms. The two-light pendant can be converted to a semi-flush ceiling mount, and the small and large three-light pendants round out the assortment. | LINE VOLTAGE PENDANT | Westminster | Pendants | Autumn Bronze | 715 | Steel | Clear Glass | D:11.75" H:13" |  |  | 3 Candelabra B Torpedo 60w |  | 3 | No | [14 empty] | 0 | [12 empty] | 169.98 | 339.96 | 509.94 | D:11 3/4'' H:24'' O:148'' | 6.8 | 11.75 |  |  | 24 | Center Lock-Up |  |  | 148 |  |  |  | No |  | No | [20 empty] | D:5'' H:2 1/4'' Round |  |  |  |  | 144 | Brown | 120 |  | Hardwired | 0 | 0 | 0 | 0 | 1 | 0 | 0 | 1 | 1 | 0 | 0 | 785652229015 | 16 | 13.5 | 13.5 | 9.1 | 1.688 | 175 | Yes | [9 empty] | cETL Dry | WESTMINSTER 3L PEND-715 | Three Light Pendant |  | 65046-715.jpg | 65046.jpg
65046EN-715 | Three Light Pendant | The inverted bell jar silhouette of the Westminster lantern pendant collection by Sea Gull Lighting is universally familiar yet all together fresh. The perfect accent to a multitude of styles, the fixture has an Autumn Bronze finish with Clear Cloche glass and offers extreme versatility to can create a bold statement without upstaging the surrounding decor. In addition to their traditional application as an entryway light, lanterns of this style are increasingly used by top designers for lighting kitchen islands and dining rooms. The two-light pendant can be converted to a semi-flush ceiling mount, and the small and large three-light pendants round out the assortment. | LINE VOLTAGE PENDANT | Westminster | Pendants | Autumn Bronze | 715 | Steel | Clear Glass | D:11.75" H:13" |  |  | 3 Candelabra Torpedo 3.5w |  | 3 | Yes | [14 empty] | 0 | [12 empty] | 183.98 | 367.96 | 551.94 | D:11 3/4'' H:24'' O:148'' | 6.8 | 11.75 |  |  | 24 | Center Lock-Up |  |  | 148 |  |  |  | No |  | No | [20 empty] | D:5'' H:2 1/4'' Round |  |  |  |  | 144 | Brown | 120 |  | Hardwired | 0 | 0 | 0 | 1 | 1 | 0 | 0 | 0 | 1 | 0 | 0 | 785652031441 | 16 | 13.5 | 13.5 | 9.1 | 1.688 | 175 | Yes | [9 empty] | cETL Dry | WESTMINSTER 3L PEND-715 | Three Light Pendant |  | 65046EN-715.jpg | 65046.jpg
65047-715 | Three Light Pendant | The inverted bell jar silhouette of the Westminster lantern pendant collection by Sea Gull Lighting is universally familiar yet all together fresh. The perfect accent to a multitude of styles, the fixture has an Autumn Bronze finish with Clear Cloche glass and offers extreme versatility to can create a bold statement without upstaging the surrounding decor. In addition to their traditional application as an entryway light, lanterns of this style are increasingly used by top designers for lighting kitchen islands and dining rooms. The two-light pendant can be converted to a semi-flush ceiling mount, and the small and large three-light pendants round out the assortment. | LINE VOLTAGE PENDANT | Westminster | Pendants | Autumn Bronze | 715 | Steel | Clear Glass | D:14" H:15" |  |  | 3 Candelabra B Torpedo 60w |  | 3 | No | [14 empty] | 0 | [12 empty] | 213.48 | 426.96 | 640.44 | D:14'' H:28 3/4'' O:152 3/4'' | 9 | 14 |  |  | 28.75 | Center Lock-Up |  |  | 152.75 |  |  |  | No |  | No | [20 empty] | D:5'' H:2 1/4'' Round |  |  |  |  | 144 | Brown | 120 |  | Hardwired | 0 | 0 | 0 | 0 | 1 | 0 | 0 | 1 | 1 | 0 | 0 | 785652228995 | 15.75 | 15.75 | 18 | 13.1 | 2.584 | 175 | Yes | [9 empty] | cETL Dry | WESTMINSTER 3L PEND-715 | Three Light Pendant |  | 65047-715.jpg | 65047.jpg
65047EN-715 | Three Light Pendant | The inverted bell jar silhouette of the Westminster lantern pendant collection by Sea Gull Lighting is universally familiar yet all together fresh. The perfect accent to a multitude of styles, the fixture has an Autumn Bronze finish with Clear Cloche glass and offers extreme versatility to can create a bold statement without upstaging the surrounding decor. In addition to their traditional application as an entryway light, lanterns of this style are increasingly used by top designers for lighting kitchen islands and dining rooms. The two-light pendant can be converted to a semi-flush ceiling mount, and the small and large three-light pendants round out the assortment. | LINE VOLTAGE PENDANT | Westminster | Pendants | Autumn Bronze | 715 | Steel | Undefined Glass | D:14" H:15" |  |  | 3 Candelabra Torpedo 3.5w |  | 3 | Yes | [14 empty] | 0 | [12 empty] | 224.98 | 449.96 | 674.94 | D:14'' H:28 3/4'' O:152 3/4'' | 9 | 14 |  |  | 28.75 | Center Lock-Up |  |  | 152.75 |  |  |  | No |  | No | [20 empty] | D:5'' H:2 1/4'' Round |  |  |  |  | 144 | Brown | 120 |  | Hardwired | 0 | 0 | 0 | 1 | 1 | 0 | 0 | 0 | 1 | 0 | 0 | 785652031458 | 18 | 15.75 | 15.75 | 13.1 | 2.584 | 175 | Yes | [9 empty] | cETL Dry | WESTMINSTER 3L PEND-715 | Three Light Pendant |  | 65047EN-715.jpg | 65047.jpg
65060-715 | One Light Pendant | Inspired by industrial lighting, the hard-working, large-scale Pratt Street prismatic pendants by Sea Gull Lighting put light where you need it, while making a significant design statement. Offered in a choice of Brushed Nickel or Autumn Bronze finishes, the one-light, two-light and three-light prismatic glass pendants are all fully enclosed with a prismatic diffusor at the bottom to spread light output evenly and alleviate glare. The pendants are available in incandescent and ENERGY STAR-qualified LED versions, and all can easily convert to LED by purchasing LED replacement lamps sold separately. | LINE VOLTAGE PENDANT | Pratt Street Prismatic | Pendants | Autumn Bronze | 715 | Steel | Clear Textured Glass | D:10" H:0.25" |  |  | 1 Medium A19 75w |  | 1 | No | [14 empty] | 0 | [12 empty] | 79.98 | 159.96 | 239.94 | D:11'' H:7 1/4'' O:52 1/4'' | 5.9 | 11 |  |  | 7.25 | Center Lock-Up |  |  | 52.25 |  |  |  | No |  | No | [20 empty] | D:5 1/2'' H:1 1/4'' Round |  |  |  |  | 120 | Brown |  |  | Hardwired | 0 | 0 | 0 | 0 | 1 | 0 | 0 | 1 | 0 | 0 | 0 | 785652229091 | 13.5 | 13.5 | 12.25 | 7.4 | 1.292 | 175 | Yes | [9 empty] | cETL Damp | PRATT ST GLASS 1L PEND-715 | One Light Pendant |  | 65060-715.jpg | 65060.jpg
65060-962 | One Light Pendant | Inspired by industrial lighting, the hard-working, large-scale Pratt Street prismatic pendants by Sea Gull Lighting put light where you need it, while making a significant design statement. Offered in a choice of Brushed Nickel or Autumn Bronze finishes, the one-light, two-light and three-light prismatic glass pendants are all fully enclosed with a prismatic diffusor at the bottom to spread light output evenly and alleviate glare. The pendants are available in incandescent and ENERGY STAR-qualified LED versions, and all can easily convert to LED by purchasing LED replacement lamps sold separately. | LINE VOLTAGE PENDANT | Pratt Street Prismatic | Pendants | Brushed Nickel | 962 | Steel | Clear Textured Glass | D:10" H:0.25" |  |  | 1 Medium A19 75w |  | 1 | No | [14 empty] | 0 | [12 empty] | 79.98 | 159.96 | 239.94 | D:11'' H:7 1/4'' O:52 1/4'' | 5.9 | 11 |  |  | 7.25 | Center Lock-Up |  |  | 52.25 |  |  |  | No |  | No | [20 empty] | D:5 1/2'' H:1 1/4'' Round |  |  |  |  | 120 | Clear Silver |  |  | Hardwired | 0 | 0 | 0 | 0 | 1 | 0 | 0 | 1 | 0 | 0 | 0 | 785652215711 | 13.8 | 13.4 | 12.4 | 7.4 | 1.327 | 175 | Yes | [9 empty] | cETL Damp | PRATT ST GLASS 1L PEND-962 | One Light Pendant |  | 65060-962.jpg | 65060.jpg
65060EN3-715 | One Light Pendant | Inspired by industrial lighting, the hard-working, large-scale Pratt Street prismatic pendants by Sea Gull Lighting put light where you need it, while making a significant design statement. Offered in a choice of Brushed Nickel or Autumn Bronze finishes, the one-light, two-light and three-light prismatic glass pendants are all fully enclosed with a prismatic diffusor at the bottom to spread light output evenly and alleviate glare. The pendants are available in incandescent and ENERGY STAR-qualified LED versions, and all can easily convert to LED by purchasing LED replacement lamps sold separately. | LINE VOLTAGE PENDANT | Pratt Street Prismatic | Pendants | Autumn Bronze | 715 | Steel | Clear Ribbed Glass | D:10" H:0.25" |  |  | 1 Medium A19 9.3w |  | 1 | Yes | [14 empty] | 0 | [12 empty] | 83.98 | 167.96 | 251.94 | D:11'' H:7 1/4'' O:52 1/4'' | 5.9 | 11 |  |  | 7.25 | Center Lock-Up |  |  | 52.25 |  |  |  | No |  | No | [20 empty] | D:5 1/2'' H:1 1/4'' Round |  |  |  |  | 120 | Brown |  |  | Hardwired | 0 | 0 | 0 | 1 | 1 | 0 | 0 | 0 | 0 | 0 | 0 | 785652050701 | 13.5 | 13.5 | 12.25 | 7.4 | 1.292 | 175 | Yes | [9 empty] | cETL Damp | PRATT ST GLASS 1L PEND-715 | One Light Pendant |  | 65060EN3-715.jpg | 65060.jpg
65060EN3-962 | One Light Pendant | Inspired by industrial lighting, the hard-working, large-scale Pratt Street prismatic pendants by Sea Gull Lighting put light where you need it, while making a significant design statement. Offered in a choice of Brushed Nickel or Autumn Bronze finishes, the one-light, two-light and three-light prismatic glass pendants are all fully enclosed with a prismatic diffusor at the bottom to spread light output evenly and alleviate glare. The pendants are available in incandescent and ENERGY STAR-qualified LED versions, and all can easily convert to LED by purchasing LED replacement lamps sold separately. | LINE VOLTAGE PENDANT | Pratt Street Prismatic | Pendants | Brushed Nickel | 962 | Steel | Clear Ribbed Glass | D:10" H:0.25" |  |  | 1 Medium A19 9.3w |  | 1 | Yes | [14 empty] | 0 | [12 empty] | 83.98 | 167.96 | 251.94 | D:11'' H:7 1/4'' O:52 1/4'' | 5.9 | 11 |  |  | 7.25 | Center Lock-Up |  |  | 52.25 |  |  |  | No |  | No | [20 empty] | D:5 1/2'' H:1 1/4'' Round |  |  |  |  | 120 | Clear Silver |  |  | Hardwired | 0 | 0 | 0 | 1 | 1 | 0 | 0 | 0 | 0 | 0 | 0 | 785652050718 | 13.8 | 13.4 | 12.4 | 7.4 | 1.327 | 175 | Yes | [9 empty] | cETL Damp | PRATT ST GLASS 1L PEND-962 | One Light Pendant |  | 65060EN3-962.jpg | 65060.jpg
65061-715 | Two Light Pendant | Inspired by industrial lighting, the hard-working, large-scale Pratt Street prismatic pendants by Sea Gull Lighting put light where you need it, while making a significant design statement. Offered in a choice of Brushed Nickel or Autumn Bronze finishes, the one-light, two-light and three-light prismatic glass pendants are all fully enclosed with a prismatic diffusor at the bottom to spread light output evenly and alleviate glare. The pendants are available in incandescent and ENERGY STAR-qualified LED versions, and all can easily convert to LED by purchasing LED replacement lamps sold separately. | LINE VOLTAGE PENDANT | Pratt Street Prismatic | Pendants | Autumn Bronze | 715 | Steel | Clear Ribbed Glass | D:12.75" H:8.5" |  | Clear Textured Glass | 2 Medium A19 75w |  | 2 | No | [14 empty] | 0 | [12 empty] | 112.98 | 225.96 | 338.94 | D:12 3/4'' H:8 1/2'' O:53 1/2'' | 8.9 | 12.75 |  |  | 8.5 | Center Lock-Up |  |  | 53.5 |  |  |  | No |  | No | [20 empty] | D:5 1/2'' H:1 1/4'' Round |  |  |  |  | 120 | Brown |  |  | Hardwired | 0 | 0 | 0 | 0 | 1 | 0 | 0 | 1 | 0 | 0 | 0 | 785652229107 | 15.75 | 5.5 | 13 | 11.2 | 0.652 | 70 | Yes | [9 empty] | cETL Damp | PRATT ST GLASS 2L PEND-715 | Two Light Pendant |  | 65061-715.jpg | 65061.jpg
65061-962 | Two Light Pendant | Inspired by industrial lighting, the hard-working, large-scale Pratt Street prismatic pendants by Sea Gull Lighting put light where you need it, while making a significant design statement. Offered in a choice of Brushed Nickel or Autumn Bronze finishes, the one-light, two-light and three-light prismatic glass pendants are all fully enclosed with a prismatic diffusor at the bottom to spread light output evenly and alleviate glare. The pendants are available in incandescent and ENERGY STAR-qualified LED versions, and all can easily convert to LED by purchasing LED replacement lamps sold separately. | LINE VOLTAGE PENDANT | Pratt Street Prismatic | Pendants | Brushed Nickel | 962 | Steel | Clear Ribbed Glass | D:12.75" H:8.5" |  | Clear Textured Glass | 2 Medium A19 75w |  | 2 | No | [14 empty] | 0 | [12 empty] | 112.98 | 225.96 | 338.94 | D:12 3/4'' H:8 1/2'' O:53 1/2'' | 8.9 | 12.75 |  |  | 8.5 | Center Lock-Up |  |  | 53.5 |  |  |  | No |  | No | [20 empty] | D:5 1/2'' H:1 1/4'' Round |  |  |  |  | 120 | Clear Silver |  |  | Hardwired | 0 | 0 | 0 | 0 | 1 | 0 | 0 | 1 | 0 | 0 | 0 | 785652215759 | 15.75 | 15.75 | 18 | 13.1 | 2.584 | 175 | Yes | [9 empty] | cETL Damp | PRATT ST GLASS 2L PEND-962 | Two Light Pendant |  | 65061-962.jpg | 65061.jpg
65061EN3-715 | Two Light Pendant | Inspired by industrial lighting, the hard-working, large-scale Pratt Street prismatic pendants by Sea Gull Lighting put light where you need it, while making a significant design statement. Offered in a choice of Brushed Nickel or Autumn Bronze finishes, the one-light, two-light and three-light prismatic glass pendants are all fully enclosed with a prismatic diffusor at the bottom to spread light output evenly and alleviate glare. The pendants are available in incandescent and ENERGY STAR-qualified LED versions, and all can easily convert to LED by purchasing LED replacement lamps sold separately. | LINE VOLTAGE PENDANT | Pratt Street Prismatic | Pendants | Autumn Bronze | 715 | Steel | Clear Ribbed Glass | D:12.75" H:8.5" |  | Clear Textured Glass | 2 Medium A19 9.3w |  | 2 | Yes | [14 empty] | 0 | [12 empty] | 122.98 | 245.96 | 368.94 | D:12 3/4'' H:8 1/2'' O:53 1/2'' | 8.9 | 12.75 |  |  | 8.5 | Center Lock-Up |  |  | 53.5 |  |  |  | No |  | No | [20 empty] | D:5 1/2'' H:1 1/4'' Round |  |  |  |  | 120 | Brown |  |  | Hardwired | 0 | 0 | 0 | 1 | 1 | 0 | 0 | 0 | 0 | 0 | 0 | 785652046674 | 15.75 | 5.5 | 13 | 11.2 | 0.652 | 70 | Yes | [9 empty] | cETL Damp | PRATT ST GLASS 2L PEND-715 | Two Light Pendant |  | 65061EN3-715.jpg | 65061.jpg
65061EN3-962 | Two Light Pendant | Inspired by industrial lighting, the hard-working, large-scale Pratt Street prismatic pendants by Sea Gull Lighting put light where you need it, while making a significant design statement. Offered in a choice of Brushed Nickel or Autumn Bronze finishes, the one-light, two-light and three-light prismatic glass pendants are all fully enclosed with a prismatic diffusor at the bottom to spread light output evenly and alleviate glare. The pendants are available in incandescent and ENERGY STAR-qualified LED versions, and all can easily convert to LED by purchasing LED replacement lamps sold separately. | LINE VOLTAGE PENDANT | Pratt Street Prismatic | Pendants | Brushed Nickel | 962 | Steel | Clear Ribbed Glass | D:12.75" H:8.5" |  | Clear Textured Glass | 2 Medium A19 9.3w |  | 2 | Yes | [14 empty] | 0 | [12 empty] | 122.98 | 245.96 | 368.94 | D:12 3/4'' H:8 1/2'' O:53 1/2'' | 8.9 | 12.75 |  |  | 8.5 | Center Lock-Up |  |  | 53.5 |  |  |  | No |  | No | [20 empty] | D:5 1/2'' H:1 1/4'' Round |  |  |  |  | 120 | Clear Silver |  |  | Hardwired | 0 | 0 | 0 | 1 | 1 | 0 | 0 | 0 | 0 | 0 | 0 | 785652046681 | 15.75 | 15.75 | 18 | 13.1 | 2.584 | 175 | Yes | [9 empty] | cETL Damp | PRATT ST GLASS 2L PEND-962 | Two Light Pendant |  | 65061EN3-962.jpg | 65061.jpg
65062-715 | Three Light Pendant | Inspired by industrial lighting, the hard-working, large-scale Pratt Street prismatic pendants by Sea Gull Lighting put light where you need it, while making a significant design statement. Offered in a choice of Brushed Nickel or Autumn Bronze finishes, the one-light, two-light and three-light prismatic glass pendants are all fully enclosed with a prismatic diffusor at the bottom to spread light output evenly and alleviate glare. The pendants are available in incandescent and ENERGY STAR-qualified LED versions, and all can easily convert to LED by purchasing LED replacement lamps sold separately. | LINE VOLTAGE PENDANT | Pratt Street Prismatic | Pendants | Autumn Bronze | 715 | Steel | Clear Ribbed Glass | D:16.25" H:10" |  | Clear Textured Glass | 3 Medium A19 75w |  | 3 | No | [14 empty] | 0 | [12 empty] | 140.48 | 280.96 | 421.44 | D:16 1/4'' H:10'' O:55'' | 12.4 | 16.25 |  |  | 10 | Center Lock-Up |  |  | 55 |  |  |  | No |  | No | [20 empty] | D:5 1/2'' H:1 1/4'' Rectangular |  |  |  |  | 120 | Brown |  |  | Hardwired | 0 | 0 | 0 | 0 | 1 | 0 | 0 | 1 | 0 | 0 | 0 | 785652229114 | 19.25 | 19.25 | 15.25 | 15.9 | 3.27 | 175 | Yes | [9 empty] | cETL Damp | PRATT ST GLASS 3L PEND-715 | Three Light Pendant |  | 65062-715.jpg | 65062.jpg
65062-962 | Three Light Pendant | Inspired by industrial lighting, the hard-working, large-scale Pratt Street prismatic pendants by Sea Gull Lighting put light where you need it, while making a significant design statement. Offered in a choice of Brushed Nickel or Autumn Bronze finishes, the one-light, two-light and three-light prismatic glass pendants are all fully enclosed with a prismatic diffusor at the bottom to spread light output evenly and alleviate glare. The pendants are available in incandescent and ENERGY STAR-qualified LED versions, and all can easily convert to LED by purchasing LED replacement lamps sold separately. | LINE VOLTAGE PENDANT | Pratt Street Prismatic | Pendants | Brushed Nickel | 962 | Steel | Clear Ribbed Glass | D:16.25" H:10" |  | Clear Textured Glass | 3 Medium A19 75w |  | 3 | No | [14 empty] | 0 | [12 empty] | 140.48 | 280.96 | 421.44 | D:16 1/4'' H:10'' O:55'' | 12.4 | 16.25 |  |  | 10 | Center Lock-Up |  |  | 55 |  |  |  | No |  | No | [20 empty] | D:5 1/2'' H:1 1/4'' Round |  |  |  |  | 120 | Clear Silver |  |  | Hardwired | 0 | 0 | 0 | 0 | 1 | 0 | 0 | 1 | 0 | 0 | 0 | 785652215773 | 19.25 | 19.25 | 15.25 | 15.9 | 3.27 | 175 | Yes | [9 empty] | cETL Damp | PRATT ST GLASS 3L PEND-962 | Three Light Pendant |  | 65062-962.jpg | 65062.jpg
65062EN3-715 | Three Light Pendant | Inspired by industrial lighting, the hard-working, large-scale Pratt Street prismatic pendants by Sea Gull Lighting put light where you need it, while making a significant design statement. Offered in a choice of Brushed Nickel or Autumn Bronze finishes, the one-light, two-light and three-light prismatic glass pendants are all fully enclosed with a prismatic diffusor at the bottom to spread light output evenly and alleviate glare. The pendants are available in incandescent and ENERGY STAR-qualified LED versions, and all can easily convert to LED by purchasing LED replacement lamps sold separately. | LINE VOLTAGE PENDANT | Pratt Street Prismatic | Pendants | Autumn Bronze | 715 | Steel | Clear Ribbed Glass | D:16.25" H:10" |  | Clear Textured Glass | 3 Medium A19 9.3w |  | 3 | Yes | [14 empty] | 0 | [12 empty] | 156.48 | 312.96 | 469.44 | D:16 1/4'' H:10'' O:55'' | 12.4 | 16.25 |  |  | 10 | Center Lock-Up |  |  | 55 |  |  |  | No |  | No | [20 empty] | D:5 1/2'' H:1 1/4'' Round |  |  |  |  | 120 | Brown |  |  | Hardwired | 0 | 0 | 0 | 1 | 1 | 0 | 0 | 0 | 0 | 0 | 0 | 785652046698 | 19.5 | 19.25 | 15.5 | 16.1 | 3.367 | 175 | Yes | [9 empty] | cETL Damp | PRATT ST GLASS 3L PEND-715 | Three Light Pendant |  | 65062EN3-715.jpg | 65062.jpg
65062EN3-962 | Three Light Pendant | Inspired by industrial lighting, the hard-working, large-scale Pratt Street prismatic pendants by Sea Gull Lighting put light where you need it, while making a significant design statement. Offered in a choice of Brushed Nickel or Autumn Bronze finishes, the one-light, two-light and three-light prismatic glass pendants are all fully enclosed with a prismatic diffusor at the bottom to spread light output evenly and alleviate glare. The pendants are available in incandescent and ENERGY STAR-qualified LED versions, and all can easily convert to LED by purchasing LED replacement lamps sold separately. | LINE VOLTAGE PENDANT | Pratt Street Prismatic | Pendants | Brushed Nickel | 962 | Steel | Clear Ribbed Glass | D:16.25" H:10" |  | Clear Textured Glass | 3 Medium A19 9.3w |  | 3 | Yes | [14 empty] | 0 | [12 empty] | 156.48 | 312.96 | 469.44 | D:16 1/4'' H:10'' O:55'' | 12.4 | 16.25 |  |  | 10 | Center Lock-Up |  |  | 55 |  |  |  | No |  | No | [20 empty] | D:5 1/2'' H:1 1/4'' Round |  |  |  |  | 120 | Clear Silver |  |  | Hardwired | 0 | 0 | 0 | 1 | 1 | 0 | 0 | 0 | 0 | 0 | 0 | 785652046704 | 19.25 | 19.25 | 15.25 | 15.9 | 3.27 | 175 | Yes | [9 empty] | cETL Damp | PRATT ST GLASS 3L PEND-962 | Three Light Pendant |  | 65062EN-962.jpg | 65062.jpg
65085-715 | One Light Pendant | Inspired by industrial lighting, the hard-working, large-scale Pratt Street metal pendants by Sea Gull Lighting put light where you need it, while making a significant design statement. Offered in a choice of Brushed Nickel, Satin Bronze or Autumn Bronze finishes, the one-light, two-light and three-light pendants are all fully enclosed with a prismatic diffusor at the bottom to spread light output evenly and alleviate glare. The pendants are available in incandescent and ENERGY STAR-qualified LED versions, and all can easily convert to LED by purchasing LED replacement lamps sold separately. | LINE VOLTAGE PENDANT | Pratt Street Metal | Pendants | Autumn Bronze | 715 | Steel |  |  |  |  | 1 Medium A19 75w |  | 1 | No | [14 empty] | 0 | [12 empty] | 99.98 | 199.96 | 299.94 | D:9 1/2'' H:8 1/2'' O:53 1/2'' | 4.65 | 9.5 |  |  | 8.5 | Center Lock-Up |  |  | 53.5 |  |  |  | No |  | No | [20 empty] | D:5 1/2'' H:1 1/4'' Round |  |  |  |  | 120 | Brown |  |  | Hardwired | 0 | 0 | 0 | 0 | 1 | 0 | 0 | 1 | 0 | 0 | 0 | 785652229039 | 12.875 | 12.625 | 9.625 | 5.8 | 0.905 | 125 | Yes | [9 empty] | cETL Damp | PRATT ST METAL 1L PEND-715 | One Light Pendant |  | 65085-715.jpg | 65085.jpg
65085-848 | One Light Pendant | Inspired by industrial lighting, the hard-working, large-scale Pratt Street metal pendants by Sea Gull Lighting put light where you need it, while making a significant design statement. Offered in a choice of Brushed Nickel, Satin Bronze or Autumn Bronze finishes, the one-light, two-light and three-light pendants are all fully enclosed with a prismatic diffusor at the bottom to spread light output evenly and alleviate glare. The pendants are available in incandescent and ENERGY STAR-qualified LED versions, and all can easily convert to LED by purchasing LED replacement lamps sold separately. | LINE VOLTAGE PENDANT | Pratt Street Metal | Pendants | Satin Bronze | 848 | Steel |  |  |  |  | 1 Medium A19 75w |  | 1 | No | [14 empty] | 0 | [12 empty] | 109.48 | 218.96 | 328.44 | D:9 1/2'' H:8 1/2'' O:53 1/2'' | 4.65 | 9.5 |  |  | 8.5 | Center Lock-Up |  |  | 53.5 |  |  |  | No |  | No | [20 empty] | D:5 1/2'' H:1 1/4'' Round |  |  |  |  | 120 | Gold |  |  | Hardwired | 0 | 0 | 0 | 0 | 1 | 0 | 0 | 1 | 0 | 0 | 0 | 785652060793 | 12.75 | 12.75 | 9.75 | 5.8 | 0.917 | 125 | Yes | [9 empty] | cETL Damp | PRATT ST METAL 1L PEND-848 | One Light Pendant |  | 65085-848_ALT.png | 65085.jpg
65085-962 | One Light Pendant | Inspired by industrial lighting, the hard-working, large-scale Pratt Street metal pendants by Sea Gull Lighting put light where you need it, while making a significant design statement. Offered in a choice of Brushed Nickel, Satin Bronze or Autumn Bronze finishes, the one-light, two-light and three-light pendants are all fully enclosed with a prismatic diffusor at the bottom to spread light output evenly and alleviate glare. The pendants are available in incandescent and ENERGY STAR-qualified LED versions, and all can easily convert to LED by purchasing LED replacement lamps sold separately. | LINE VOLTAGE PENDANT | Pratt Street Metal | Pendants | Brushed Nickel | 962 | Steel | Clear Textured Glass | D:9.125" H:0.25" |  |  | 1 Medium A19 75w |  | 1 | No | [14 empty] | 0 | [12 empty] | 99.98 | 199.96 | 299.94 | D:9 1/2'' H:8 1/2'' O:53 1/2'' | 4.65 | 9.5 |  |  | 8.5 | Center Lock-Up |  |  | 53.5 |  |  |  | No |  | No | [20 empty] | D:5 1/2'' H:1 1/4'' Round |  |  |  |  | 120 | Clear Silver |  |  | Hardwired | 0 | 0 | 0 | 0 | 1 | 0 | 0 | 1 | 0 | 0 | 0 | 785652225703 | 12.875 | 12.625 | 9.625 | 5.8 | 0.905 | 125 | Yes | [9 empty] | cETL Damp | PRATT ST METAL 1L PEND-962 | One Light Pendant |  | 65085-962.jpg | 65085.jpg
6508593S-715 | Small LED Pendant | Inspired by industrial lighting, the hard-working, large-scale Pratt Street metal pendants by Sea Gull Lighting put light where you need it, while making a significant design statement. Offered in a choice of Brushed Nickel, Satin Bronze or Autumn Bronze finishes, the one-light, two-light and three-light pendants are all fully enclosed with a prismatic diffusor at the bottom to spread light output evenly and alleviate glare. The pendants are available in incandescent and ENERGY STAR-qualified LED versions, and all can easily convert to LED by purchasing LED replacement lamps sold separately. | LINE VOLTAGE PENDANT | Pratt Street Metal | Pendants | Autumn Bronze | 715 | Steel | Clear Textured Glass | D:9.125" H:0.25" |  |  |  |  | 1 | No | 1000 | 3000 | 90 | 14 | 120 | 19 - Integrated | MODS - Modules |  | 5 | 100 | LED | 14 | 14 | 50000 | 0 | [12 empty] | 119.98 | 239.96 | 359.94 | D:9 1/2'' H:8 1/2'' O:53 1/2'' | 5 | 9.5 |  |  | 8.5 | Center Lock-Up |  |  | 53.5 |  |  |  | No |  | No | [20 empty] | D:5 1/2'' H:1 1/4'' Round |  |  |  |  | 120 | Brown |  |  | Hardwired | 0 | 0 | 0 | 0 | 1 | 0 | 0 | 0 | 0 | 0 | 0 | 785652064937 | 14.25 | 13 | 13 | 6.3 | 1.394 | 175 | Yes | [9 empty] | cETL Damp | PRATT ST METAL LED PEND-715 | Small LED Pendant |  | 6508593S-715_ALT.jpg | 65085.jpg
6508593S-848 | Small LED Pendant | Inspired by industrial lighting, the hard-working, large-scale Pratt Street metal pendants by Sea Gull Lighting put light where you need it, while making a significant design statement. Offered in a choice of Brushed Nickel, Satin Bronze or Autumn Bronze finishes, the one-light, two-light and three-light pendants are all fully enclosed with a prismatic diffusor at the bottom to spread light output evenly and alleviate glare. The pendants are available in incandescent and ENERGY STAR-qualified LED versions, and all can easily convert to LED by purchasing LED replacement lamps sold separately. | LINE VOLTAGE PENDANT | Pratt Street Metal | Pendants | Satin Bronze | 848 | Steel | Clear Textured Glass | D:9.125" H:0.25" |  |  |  |  | 1 | No | 1000 | 3000 | 90 | 14 | 120 | 19 - Integrated | MODS - Modules |  | 5 | 100 | LED | 14 | 14 | 50000 | 0 | [12 empty] | 133.98 | 267.96 | 401.94 | D:9 1/2'' H:8 1/2'' O:53 1/2'' | 5 | 9.5 |  |  | 8.5 | Center Lock-Up |  |  | 53.5 |  |  |  | No |  | No | [20 empty] | D:5 1/2'' H:1 1/4'' Round |  |  |  |  | 120 | Gold |  |  | Hardwired | 0 | 0 | 0 | 0 | 1 | 0 | 0 | 0 | 0 | 0 | 0 | 785652064944 | 14.5 | 13 | 13 | 6.4 | 1.418 | 175 | Yes | [9 empty] | cETL Damp | PRATT ST METAL LED PEND-848 | Small LED Pendant |  | 6508593S-848_ALT.png | 65085.jpg
6508593S-962 | Small LED Pendant | Inspired by industrial lighting, the hard-working, large-scale Pratt Street metal pendants by Sea Gull Lighting put light where you need it, while making a significant design statement. Offered in a choice of Brushed Nickel, Satin Bronze or Autumn Bronze finishes, the one-light, two-light and three-light pendants are all fully enclosed with a prismatic diffusor at the bottom to spread light output evenly and alleviate glare. The pendants are available in incandescent and ENERGY STAR-qualified LED versions, and all can easily convert to LED by purchasing LED replacement lamps sold separately. | LINE VOLTAGE PENDANT | Pratt Street Metal | Pendants | Brushed Nickel | 962 | Steel | Clear Textured Glass | D:9.125" H:0.25" |  |  |  |  | 1 | No | 1000 | 3000 | 90 | 14 | 120 | 19 - Integrated | MODS - Modules |  | 5 | 100 | LED | 14 | 14 | 50000 | 0 | [12 empty] | 119.98 | 239.96 | 359.94 | D:9 1/2'' H:8 1/2'' O:53 1/2'' | 5 | 9.5 |  |  | 8.5 | Center Lock-Up |  |  | 53.5 |  |  |  | No |  | No | [20 empty] | D:5 1/2'' H:1 1/4'' Round |  |  |  |  | 120 | Clear Silver |  |  | Hardwired | 0 | 0 | 0 | 0 | 1 | 0 | 0 | 0 | 0 | 0 | 0 | 785652064951 | 14.25 | 13 | 12.75 | 6.5 | 1.367 | 175 | Yes | [9 empty] | cETL Damp | PRATT ST METAL LED PEND-962 | Small LED Pendant |  | 6508593S-962.jpg | 65085.jpg
65085EN3-715 | One Light Pendant | Inspired by industrial lighting, the hard-working, large-scale Pratt Street metal pendants by Sea Gull Lighting put light where you need it, while making a significant design statement. Offered in a choice of Brushed Nickel, Satin Bronze or Autumn Bronze finishes, the one-light, two-light and three-light pendants are all fully enclosed with a prismatic diffusor at the bottom to spread light output evenly and alleviate glare. The pendants are available in incandescent and ENERGY STAR-qualified LED versions, and all can easily convert to LED by purchasing LED replacement lamps sold separately. | LINE VOLTAGE PENDANT | Pratt Street Metal | Pendants | Autumn Bronze | 715 | Steel | Clear Textured Glass | D:9.125" H:0.25" |  |  | 1 Medium A19 9.3w |  | 1 | Yes | [14 empty] | 0 | [12 empty] | 99.95 | 199.9 | 299.85 | D:9 1/2'' H:8 1/2'' O:53 1/2'' | 4.65 | 9.5 |  |  | 8.5 | Center Lock-Up |  |  | 53.5 |  |  |  | No |  | No | [20 empty] | D:5 1/2'' H:1 1/4'' Round |  |  |  |  | 120 | Brown |  |  | Hardwired | 0 | 0 | 0 | 1 | 1 | 0 | 0 | 0 | 0 | 0 | 0 | 785652046711 | 13 | 12.8 | 9.8 | 5.85 | 0.944 | 125 | Yes | [9 empty] | cETL Damp | PRATT ST METAL 1L PEND-715 | One Light Pendant |  | 65085EN3-715.jpg | 65085.jpg
65085EN3-848 | One Light Pendant | Inspired by industrial lighting, the hard-working, large-scale Pratt Street metal pendants by Sea Gull Lighting put light where you need it, while making a significant design statement. Offered in a choice of Brushed Nickel, Satin Bronze or Autumn Bronze finishes, the one-light, two-light and three-light pendants are all fully enclosed with a prismatic diffusor at the bottom to spread light output evenly and alleviate glare. The pendants are available in incandescent and ENERGY STAR-qualified LED versions, and all can easily convert to LED by purchasing LED replacement lamps sold separately. | LINE VOLTAGE PENDANT | Pratt Street Metal | Pendants | Satin Bronze | 848 | Steel | Clear Textured Glass | D:9.125" H:0.25" |  |  | 1 Medium A19 9.3w |  | 1 | Yes | [14 empty] | 0 | [12 empty] | 115.48 | 230.96 | 346.44 | D:9 1/2'' H:8 1/2'' O:53 1/2'' | 4.65 | 9.5 |  |  | 8.5 | Center Lock-Up |  |  | 53.5 |  |  |  | No |  | No | [20 empty] | D:5 1/2'' H:1 1/4'' Round |  |  |  |  | 120 | Gold |  |  | Hardwired | 0 | 0 | 0 | 1 | 1 | 0 | 0 | 0 | 0 | 0 | 0 | 785652061226 | 12.75 | 12.75 | 9.75 | 5.8 | 0.917 | 125 | Yes | [9 empty] | cETL Damp | PRATT ST METAL 1L PEND-848 | One Light Pendant |  | 65085EN3-848_ALT.png | 65085EN3.jpg
65085EN3-962 | One Light Pendant | Inspired by industrial lighting, the hard-working, large-scale Pratt Street metal pendants by Sea Gull Lighting put light where you need it, while making a significant design statement. Offered in a choice of Brushed Nickel, Satin Bronze or Autumn Bronze finishes, the one-light, two-light and three-light pendants are all fully enclosed with a prismatic diffusor at the bottom to spread light output evenly and alleviate glare. The pendants are available in incandescent and ENERGY STAR-qualified LED versions, and all can easily convert to LED by purchasing LED replacement lamps sold separately. | LINE VOLTAGE PENDANT | Pratt Street Metal | Pendants | Brushed Nickel | 962 | Steel | Clear Textured Glass | D:9.125" H:0.25" |  |  | 1 Medium A19 9.3w |  | 1 | Yes | [14 empty] | 0 | [12 empty] | 99.95 | 199.9 | 299.85 | D:9 1/2'' H:8 1/2'' O:53 1/2'' | 4.65 | 9.5 |  |  | 8.5 | Center Lock-Up |  |  | 53.5 |  |  |  | No |  | No | [20 empty] | D:5 1/2'' H:1 1/4'' Round |  |  |  |  | 120 | Clear Silver |  |  | Hardwired | 0 | 0 | 0 | 1 | 1 | 0 | 0 | 0 | 0 | 0 | 0 | 785652046728 | 12.9 | 12.7 | 9.7 | 5.8 | 0.92 | 125 | Yes | [9 empty] | cETL Damp | PRATT ST METAL 1L PEND-962 | One Light Pendant |  | 65085EN3-962.jpg | 65085.jpg
65086-715 | Two Light Pendant | Inspired by industrial lighting, the hard-working, large-scale Pratt Street metal pendants by Sea Gull Lighting put light where you need it, while making a significant design statement. Offered in a choice of Brushed Nickel, Satin Bronze or Autumn Bronze finishes, the one-light, two-light and three-light pendants are all fully enclosed with a prismatic diffusor at the bottom to spread light output evenly and alleviate glare. The pendants are available in incandescent and ENERGY STAR-qualified LED versions, and all can easily convert to LED by purchasing LED replacement lamps sold separately. | LINE VOLTAGE PENDANT | Pratt Street Metal | Pendants | Autumn Bronze | 715 | Steel |  |  |  | Clear Textured Glass | 2 Medium A19 75w |  | 2 | No | [14 empty] | 0 | [12 empty] | 140.48 | 280.96 | 421.44 | D:13'' H:9 3/4'' O:54 3/4'' | 7.3 | 13 |  |  | 9.75 | Center Lock-Up |  |  | 54.75 |  |  |  | No |  | No | [20 empty] | D:5 1/2'' H:1 1/4'' Round |  |  |  |  | 120 | Brown |  |  | Hardwired | 0 | 0 | 0 | 0 | 1 | 0 | 0 | 1 | 0 | 0 | 0 | 785652229053 | 15.75 | 15.5 | 15 | 9.6 | 2.119 | 175 | Yes | [9 empty] | cETL Damp | PRATT ST METAL 2L PEND-715 | Two Light Pendant |  | 65086-715.jpg | 65086.jpg
65086-848 | Two Light Pendant | Inspired by industrial lighting, the hard-working, large-scale Pratt Street metal pendants by Sea Gull Lighting put light where you need it, while making a significant design statement. Offered in a choice of Brushed Nickel, Satin Bronze or Autumn Bronze finishes, the one-light, two-light and three-light pendants are all fully enclosed with a prismatic diffusor at the bottom to spread light output evenly and alleviate glare. The pendants are available in incandescent and ENERGY STAR-qualified LED versions, and all can easily convert to LED by purchasing LED replacement lamps sold separately. | LINE VOLTAGE PENDANT | Pratt Street Metal | Pendants | Satin Bronze | 848 | Steel |  |  |  | Clear Textured Glass | 2 Medium A19 75w |  | 2 | No | [14 empty] | 0 | [12 empty] | 144.98 | 289.96 | 434.94 | D:13'' H:9 3/4'' O:54 3/4'' | 7.3 | 13 |  |  | 9.75 | Center Lock-Up |  |  | 54.75 |  |  |  | No |  | No | [20 empty] | D:5 1/2'' H:1 1/4'' Round |  |  |  |  | 120 | Gold |  |  | Hardwired | 0 | 0 | 0 | 0 | 1 | 0 | 0 | 1 | 0 | 0 | 0 | 785652060816 | 15.75 | 15.75 | 15 | 9 | 2.153 | 175 | Yes | [9 empty] | cETL Damp | PRATT ST METAL 2L PEND-848 | Two Light Pendant |  | 65086-848_ALT.png | 65086.jpg
65086-962 | Two Light Pendant | Inspired by industrial lighting, the hard-working, large-scale Pratt Street metal pendants by Sea Gull Lighting put light where you need it, while making a significant design statement. Offered in a choice of Brushed Nickel, Satin Bronze or Autumn Bronze finishes, the one-light, two-light and three-light pendants are all fully enclosed with a prismatic diffusor at the bottom to spread light output evenly and alleviate glare. The pendants are available in incandescent and ENERGY STAR-qualified LED versions, and all can easily convert to LED by purchasing LED replacement lamps sold separately. | LINE VOLTAGE PENDANT | Pratt Street Metal | Pendants | Brushed Nickel | 962 | Steel |  |  |  | Clear Textured Glass | 2 Medium A19 75w |  | 2 | No | [14 empty] | 0 | [12 empty] | 140.48 | 280.96 | 421.44 | D:13'' H:9 3/4'' O:54 3/4'' | 7.3 | 13 |  |  | 9.75 | Center Lock-Up |  |  | 54.75 |  |  |  | No |  | No | [20 empty] | D:5 1/2'' H:1 1/4'' Round |  |  |  |  | 120 | Clear Silver |  |  | Hardwired | 0 | 0 | 0 | 0 | 1 | 0 | 0 | 1 | 0 | 0 | 0 | 785652222429 | 15.75 | 15.5 | 15 | 9.6 | 2.119 | 175 | Yes | [9 empty] | cETL Damp | PRATT ST METAL 2L PEND-962 | Two Light Pendant |  | 65086-962.jpg | 65086.jpg
6508693S-715 | Medium LED Pendant | Inspired by industrial lighting, the hard-working, large-scale Pratt Street metal pendants by Sea Gull Lighting put light where you need it, while making a significant design statement. Offered in a choice of Brushed Nickel, Satin Bronze or Autumn Bronze finishes, the one-light, two-light and three-light pendants are all fully enclosed with a prismatic diffusor at the bottom to spread light output evenly and alleviate glare. The pendants are available in incandescent and ENERGY STAR-qualified LED versions, and all can easily convert to LED by purchasing LED replacement lamps sold separately. | LINE VOLTAGE PENDANT | Pratt Street Metal | Pendants | Autumn Bronze | 715 | Steel | Clear Textured Glass | D:12.5" H:0.25" |  |  |  |  | 1 | No | 1000 | 3000 | 90 | 14 | 120 | 19 - Integrated | MODS - Modules |  | 5 | 100 | LED | 14 | 14 | 50000 | 0 | [12 empty] | 149.95 | 299.9 | 449.85 | D:13'' H:9 3/4'' O:54 3/4'' | 7.3 | 13 |  |  | 9.75 | Center Lock-Up |  |  | 54.75 |  |  |  | No |  | No | [20 empty] | D:5 1/2'' H:1 1/4'' Round |  |  |  |  | 120 | Brown |  |  | Hardwired | 0 | 0 | 0 | 0 | 1 | 0 | 0 | 0 | 0 | 0 | 0 | 785652064968 | 15.75 | 15.5 | 15 | 8.9 | 2.119 | 175 | Yes | [9 empty] | cETL Damp | PRATT ST METAL LED PEND-715 | Medium LED Pendant |  | 6508693S-715_ALT.jpg | 6508691S.jpg
6508693S-848 | Medium LED Pendant | Inspired by industrial lighting, the hard-working, large-scale Pratt Street metal pendants by Sea Gull Lighting put light where you need it, while making a significant design statement. Offered in a choice of Brushed Nickel, Satin Bronze or Autumn Bronze finishes, the one-light, two-light and three-light pendants are all fully enclosed with a prismatic diffusor at the bottom to spread light output evenly and alleviate glare. The pendants are available in incandescent and ENERGY STAR-qualified LED versions, and all can easily convert to LED by purchasing LED replacement lamps sold separately. | LINE VOLTAGE PENDANT | Pratt Street Metal | Pendants | Satin Bronze | 848 | Steel | Clear Textured Glass | D:12.5" H:0.25" |  |  |  |  | 1 | No | 1000 | 3000 | 90 | 14 | 120 | 19 - Integrated | MODS - Modules |  | 5 | 100 | LED | 14 | 14 | 50000 | 0 | [12 empty] | 164.48 | 328.96 | 493.44 | D:13'' H:9 3/4'' O:54 3/4'' | 7.3 | 13 |  |  | 9.75 | Center Lock-Up |  |  | 54.75 |  |  |  | No |  | No | [20 empty] | D:5 1/2'' H:1 1/4'' Round |  |  |  |  | 120 | Gold |  |  | Hardwired | 0 | 0 | 0 | 0 | 1 | 0 | 0 | 0 | 0 | 0 | 0 | 785652064975 | 15.75 | 15.5 | 15 | 8.9 | 2.119 | 175 | Yes | [9 empty] | cETL Damp | PRATT ST METAL LED PEND-848 | Medium LED Pendant |  | 6508693S-848_ALT.png | 6508691S.jpg
6508693S-962 | Medium LED Pendant | Inspired by industrial lighting, the hard-working, large-scale Pratt Street metal pendants by Sea Gull Lighting put light where you need it, while making a significant design statement. Offered in a choice of Brushed Nickel, Satin Bronze or Autumn Bronze finishes, the one-light, two-light and three-light pendants are all fully enclosed with a prismatic diffusor at the bottom to spread light output evenly and alleviate glare. The pendants are available in incandescent and ENERGY STAR-qualified LED versions, and all can easily convert to LED by purchasing LED replacement lamps sold separately. | LINE VOLTAGE PENDANT | Pratt Street Metal | Pendants | Brushed Nickel | 962 | Steel | Clear Textured Glass | D:12.5" H:0.25" |  |  |  |  | 1 | No | 1000 | 3000 | 90 | 14 | 120 | 19 - Integrated | MODS - Modules |  | 5 | 100 | LED | 14 | 14 | 50000 | 0 | [12 empty] | 149.95 | 299.9 | 449.85 | D:13'' H:9 3/4'' O:54 3/4'' | 7.3 | 13 |  |  | 9.75 | Center Lock-Up |  |  | 54.75 |  |  |  | No |  | No | [20 empty] | D:5 1/2'' H:1 1/4'' Round |  |  |  |  | 120 | Clear Silver |  |  | Hardwired | 0 | 0 | 0 | 0 | 1 | 0 | 0 | 0 | 0 | 0 | 0 | 785652064982 | 15.75 | 15.5 | 15 | 8.9 | 2.119 | 175 | Yes | [9 empty] | cETL Damp | PRATT ST METAL LED PEND-962 | Medium LED Pendant |  | 6508693S-962_ALTPB | 6508691S.jpg
65086EN3-715 | Two Light Pendant | Inspired by industrial lighting, the hard-working, large-scale Pratt Street metal pendants by Sea Gull Lighting put light where you need it, while making a significant design statement. Offered in a choice of Brushed Nickel, Satin Bronze or Autumn Bronze finishes, the one-light, two-light and three-light pendants are all fully enclosed with a prismatic diffusor at the bottom to spread light output evenly and alleviate glare. The pendants are available in incandescent and ENERGY STAR-qualified LED versions, and all can easily convert to LED by purchasing LED replacement lamps sold separately. | LINE VOLTAGE PENDANT | Pratt Street Metal | Pendants | Autumn Bronze | 715 | Steel |  |  |  | Clear Textured Glass | 2 Medium A19 9.3w |  | 2 | Yes | [14 empty] | 0 | [12 empty] | 149.98 | 299.96 | 449.94 | D:13'' H:9 3/4'' O:54 3/4'' | 7.3 | 13 |  |  | 9.75 | Center Lock-Up |  |  | 54.75 |  |  |  | No |  | No | [20 empty] | D:5 1/2'' H:1 1/4'' Round |  |  |  |  | 120 | Brown |  |  | Hardwired | 0 | 0 | 0 | 1 | 1 | 0 | 0 | 0 | 0 | 0 | 0 | 785652046735 | 15.75 | 15.5 | 15 | 9.6 | 2.119 | 175 | Yes | [9 empty] | cETL Damp | PRATT ST METAL 2L PEND-715 | Two Light Pendant |  | 65086EN3-715.jpg | 65086.jpg
65086EN3-848 | Two Light Pendant | Inspired by industrial lighting, the hard-working, large-scale Pratt Street metal pendants by Sea Gull Lighting put light where you need it, while making a significant design statement. Offered in a choice of Brushed Nickel, Satin Bronze or Autumn Bronze finishes, the one-light, two-light and three-light pendants are all fully enclosed with a prismatic diffusor at the bottom to spread light output evenly and alleviate glare. The pendants are available in incandescent and ENERGY STAR-qualified LED versions, and all can easily convert to LED by purchasing LED replacement lamps sold separately. | LINE VOLTAGE PENDANT | Pratt Street Metal | Pendants | Satin Bronze | 848 | Steel |  |  |  | Clear Textured Glass | 2 Medium A19 9.3w |  | 2 | Yes | [14 empty] | 0 | [12 empty] | 158.48 | 316.96 | 475.44 | D:13'' H:9 3/4'' O:54 3/4'' | 7.3 | 13 |  |  | 9.75 | Center Lock-Up |  |  | 54.75 |  |  |  | No |  | No | [20 empty] | D:5 1/2'' H:1 1/4'' Round |  |  |  |  | 120 | Gold |  |  | Hardwired | 0 | 0 | 0 | 1 | 1 | 0 | 0 | 0 | 0 | 0 | 0 | 785652061233 | 15.75 | 15.75 | 15 | 9 | 2.153 | 175 | Yes | [9 empty] | cETL Damp | PRATT ST METAL 2L PEND-848 | Two Light Pendant |  | 65086EN3-848_ALT.png | 65086EN3.jpg
65086EN3-962 | Two Light Pendant | Inspired by industrial lighting, the hard-working, large-scale Pratt Street metal pendants by Sea Gull Lighting put light where you need it, while making a significant design statement. Offered in a choice of Brushed Nickel, Satin Bronze or Autumn Bronze finishes, the one-light, two-light and three-light pendants are all fully enclosed with a prismatic diffusor at the bottom to spread light output evenly and alleviate glare. The pendants are available in incandescent and ENERGY STAR-qualified LED versions, and all can easily convert to LED by purchasing LED replacement lamps sold separately. | LINE VOLTAGE PENDANT | Pratt Street Metal | Pendants | Brushed Nickel | 962 | Steel |  |  |  | Clear Textured Glass | 2 Medium A19 9.3w |  | 2 | Yes | [14 empty] | 0 | [12 empty] | 149.98 | 299.96 | 449.94 | D:13'' H:9 3/4'' O:54 3/4'' | 7.3 | 13 |  |  | 9.75 | Center Lock-Up |  |  | 54.75 |  |  |  | No |  | No | [20 empty] | D:5 1/2'' H:1 1/4'' Round |  |  |  |  | 120 | Clear Silver |  |  | Hardwired | 0 | 0 | 0 | 1 | 1 | 0 | 0 | 0 | 0 | 0 | 0 | 785652046742 | 15.75 | 15.5 | 15 | 9.6 | 2.119 | 175 | Yes | [9 empty] | cETL Damp | PRATT ST METAL 2L PEND-962 | Two Light Pendant |  | 65086EN3-962.jpg | 65086.jpg
65087-715 | Three Light Pendant | Inspired by industrial lighting, the hard-working, large-scale Pratt Street metal pendants by Sea Gull Lighting put light where you need it, while making a significant design statement. Offered in a choice of Brushed Nickel, Satin Bronze or Autumn Bronze finishes, the one-light, two-light and three-light pendants are all fully enclosed with a prismatic diffusor at the bottom to spread light output evenly and alleviate glare. The pendants are available in incandescent and ENERGY STAR-qualified LED versions, and all can easily convert to LED by purchasing LED replacement lamps sold separately. | LINE VOLTAGE PENDANT | Pratt Street Metal | Pendants | Autumn Bronze | 715 | Steel |  |  |  | Clear Textured Glass | 3 Medium A19 75w |  | 3 | No | [14 empty] | 0 | [12 empty] | 182.98 | 365.96 | 548.94 | D:16'' H:13 1/4'' O:58 1/4'' | 10.3 | 16 |  |  | 13.25 | Center Lock-Up |  |  | 58.25 |  |  |  | No |  | No | [20 empty] | D:5 1/2'' H:1 1/4'' Round |  |  |  |  | 120 | Brown |  |  | Hardwired | 0 | 0 | 0 | 0 | 1 | 0 | 0 | 1 | 0 | 0 | 0 | 785652229046 | 19.25 | 19 | 17.75 | 13.6 | 3.757 | 250 | Yes | [9 empty] | cETL Damp | PRATT ST METAL 3L PEND-715 | Three Light Pendant |  | 65087-715.jpg | 65087.jpg
65087-848 | Three Light Pendant | Inspired by industrial lighting, the hard-working, large-scale Pratt Street metal pendants by Sea Gull Lighting put light where you need it, while making a significant design statement. Offered in a choice of Brushed Nickel, Satin Bronze or Autumn Bronze finishes, the one-light, two-light and three-light pendants are all fully enclosed with a prismatic diffusor at the bottom to spread light output evenly and alleviate glare. The pendants are available in incandescent and ENERGY STAR-qualified LED versions, and all can easily convert to LED by purchasing LED replacement lamps sold separately. | LINE VOLTAGE PENDANT | Pratt Street Metal | Pendants | Satin Bronze | 848 | Steel |  |  |  | Clear Textured Glass | 3 Medium A19 75w |  | 3 | No | [14 empty] | 0 | [12 empty] | 199.98 | 399.96 | 599.94 | D:16'' H:13 1/4'' O:58 1/4'' | 10.3 | 16 |  |  | 13.25 | Center Lock-Up |  |  | 58.25 |  |  |  | No |  | No | [20 empty] | D:5 1/2'' H:1 1/4'' Round |  |  |  |  | 120 | Gold |  |  | Hardwired | 0 | 0 | 0 | 0 | 1 | 0 | 0 | 1 | 0 | 0 | 0 | 785652060830 | 19.25 | 17.25 | 18.25 | 13 | 3.507 | 250 | Yes | [9 empty] | cETL Damp | PRATT ST METAL 3L PEND-848 | Three Light Pendant |  | 65087-848_ALT.png | 65087.jpg
65087-962 | Three Light Pendant | Inspired by industrial lighting, the hard-working, large-scale Pratt Street metal pendants by Sea Gull Lighting put light where you need it, while making a significant design statement. Offered in a choice of Brushed Nickel, Satin Bronze or Autumn Bronze finishes, the one-light, two-light and three-light pendants are all fully enclosed with a prismatic diffusor at the bottom to spread light output evenly and alleviate glare. The pendants are available in incandescent and ENERGY STAR-qualified LED versions, and all can easily convert to LED by purchasing LED replacement lamps sold separately. | LINE VOLTAGE PENDANT | Pratt Street Metal | Pendants | Brushed Nickel | 962 | Steel |  |  |  | Clear Textured Glass | 3 Medium A19 75w |  | 3 | No | [14 empty] | 0 | [12 empty] | 182.98 | 365.96 | 548.94 | D:16'' H:13 1/4'' O:58 1/4'' | 10.3 | 16 |  |  | 13.25 | Center Lock-Up |  |  | 58.25 |  |  |  | No |  | No | [20 empty] | D:5 1/2'' H:1 1/4'' Round |  |  |  |  | 120 | Clear Silver |  |  | Hardwired | 0 | 0 | 0 | 0 | 1 | 0 | 0 | 1 | 0 | 0 | 0 | 785652218095 | 19.25 | 19.25 | 18 | 12.9 | 3.86 | 250 | Yes | [9 empty] | cETL Damp | PRATT ST METAL 3L PEND-962 | Three Light Pendant |  | 65087-962.jpg | 65087.jpg
6508793S-715 | Large LED Pendant | Inspired by industrial lighting, the hard-working, large-scale Pratt Street metal pendants by Sea Gull Lighting put light where you need it, while making a significant design statement. Offered in a choice of Brushed Nickel, Satin Bronze or Autumn Bronze finishes, the one-light, two-light and three-light pendants are all fully enclosed with a prismatic diffusor at the bottom to spread light output evenly and alleviate glare. The pendants are available in incandescent and ENERGY STAR-qualified LED versions, and all can easily convert to LED by purchasing LED replacement lamps sold separately. | LINE VOLTAGE PENDANT | Pratt Street Metal | Pendants | Autumn Bronze | 715 | Steel | Clear Textured Glass | D:15.5" H:0.25" |  |  |  |  | 2 | No | 2000 | 3000 | 90 | 28 | 120 | 19 - Integrated | MODS - Modules |  | 5 | 100 | LED | 28 | 28 | 50000 | 0 | [12 empty] | 212.98 | 425.96 | 638.94 | D:16'' H:13 1/4'' O:58 1/4'' | 10.3 | 16 |  |  | 13.25 | Center Lock-Up |  |  | 58.25 |  |  |  | No |  | No | [20 empty] | D:5 1/2'' H:1 1/4'' Round |  |  |  |  | 120 | Brown |  |  | Hardwired | 0 | 0 | 0 | 0 | 1 | 0 | 0 | 0 | 0 | 0 | 0 | 785652064999 | 19.5 | 19 | 18.25 | 13.2 | 3.913 | 250 | Yes | [9 empty] | cETL Damp | PRATT ST METAL LED PEND-715 | Large LED Pendant |  | 6508793S-715_ALT.jpg | 6508791S.jpg
6508793S-848 | Large LED Pendant | Inspired by industrial lighting, the hard-working, large-scale Pratt Street metal pendants by Sea Gull Lighting put light where you need it, while making a significant design statement. Offered in a choice of Brushed Nickel, Satin Bronze or Autumn Bronze finishes, the one-light, two-light and three-light pendants are all fully enclosed with a prismatic diffusor at the bottom to spread light output evenly and alleviate glare. The pendants are available in incandescent and ENERGY STAR-qualified LED versions, and all can easily convert to LED by purchasing LED replacement lamps sold separately. | LINE VOLTAGE PENDANT | Pratt Street Metal | Pendants | Satin Bronze | 848 | Steel | Clear Textured Glass | D:15.5" H:0.25" |  |  |  |  | 2 | No | 2000 | 3000 | 90 | 28 | 120 | 19 - Integrated | MODS - Modules |  | 5 | 100 | LED | 28 | 28 | 50000 | 0 | [12 empty] | 238.48 | 476.96 | 715.44 | D:16'' H:13 1/4'' O:58 1/4'' | 10.3 | 16 |  |  | 13.25 | Center Lock-Up |  |  | 58.25 |  |  |  | No |  | No | [20 empty] | D:5 1/2'' H:1 1/4'' Round |  |  |  |  | 120 | Gold |  |  | Hardwired | 0 | 0 | 0 | 0 | 1 | 0 | 0 | 0 | 0 | 0 | 0 | 785652065002 | 19.5 | 19.5 | 18.25 | 13 | 4.016 | 250 | Yes | [9 empty] | cETL Damp | PRATT ST METAL LED PEND-848 | Large LED Pendant |  | 6508793S-848_ALT.png | 6508791S.jpg
6508793S-962 | Large LED Pendant | Inspired by industrial lighting, the hard-working, large-scale Pratt Street metal pendants by Sea Gull Lighting put light where you need it, while making a significant design statement. Offered in a choice of Brushed Nickel, Satin Bronze or Autumn Bronze finishes, the one-light, two-light and three-light pendants are all fully enclosed with a prismatic diffusor at the bottom to spread light output evenly and alleviate glare. The pendants are available in incandescent and ENERGY STAR-qualified LED versions, and all can easily convert to LED by purchasing LED replacement lamps sold separately. | LINE VOLTAGE PENDANT | Pratt Street Metal | Pendants | Brushed Nickel | 962 | Steel | Clear Textured Glass | D:15.5" H:0.25" |  |  |  |  | 2 | No | 2000 | 3000 | 90 | 28 | 120 | 19 - Integrated | MODS - Modules |  | 5 | 100 | LED | 28 | 28 | 50000 | 0 | [12 empty] | 212.98 | 425.96 | 638.94 | D:16'' H:13 1/4'' O:58 1/4'' | 10.3 | 16 |  |  | 13.25 | Center Lock-Up |  |  | 58.25 |  |  |  | No |  | No | [20 empty] | D:5 1/2'' H:1 1/4'' Round |  |  |  |  | 120 | Clear Silver |  |  | Hardwired | 0 | 0 | 0 | 0 | 1 | 0 | 0 | 0 | 0 | 0 | 0 | 785652065019 | 19.5 | 19 | 18.25 | 13.1 | 3.913 | 250 | Yes | [9 empty] | cETL Damp | PRATT ST METAL LED PEND-962 | Large LED Pendant |  | 6508793S-962_ALT.jpg | 6508791S.jpg
65087EN3-715 | Three Light Pendant | Inspired by industrial lighting, the hard-working, large-scale Pratt Street metal pendants by Sea Gull Lighting put light where you need it, while making a significant design statement. Offered in a choice of Brushed Nickel, Satin Bronze or Autumn Bronze finishes, the one-light, two-light and three-light pendants are all fully enclosed with a prismatic diffusor at the bottom to spread light output evenly and alleviate glare. The pendants are available in incandescent and ENERGY STAR-qualified LED versions, and all can easily convert to LED by purchasing LED replacement lamps sold separately. | LINE VOLTAGE PENDANT | Pratt Street Metal | Pendants | Autumn Bronze | 715 | Steel |  |  |  | Clear Textured Glass | 3 Medium A19 9.3w |  | 3 | Yes | [14 empty] | 0 | [12 empty] | 199.98 | 399.96 | 599.94 | D:16'' H:13 1/4'' O:58 1/4'' | 10.3 | 16 |  |  | 13.25 | Center Lock-Up |  |  | 58.25 |  |  |  | No |  | No | [20 empty] | D:5 1/2'' H:1 1/4'' Round |  |  |  |  | 120 | Brown |  |  | Hardwired | 0 | 0 | 0 | 1 | 1 | 0 | 0 | 0 | 0 | 0 | 0 | 785652046759 | 19.25 | 19 | 17.75 | 13.6 | 3.757 | 250 | Yes | [9 empty] | cETL Damp | PRATT ST METAL 3L PEND-715 | Three Light Pendant |  | 65087EN3-715.jpg | 65087.jpg
65087EN3-848 | Three Light Pendant | Inspired by industrial lighting, the hard-working, large-scale Pratt Street metal pendants by Sea Gull Lighting put light where you need it, while making a significant design statement. Offered in a choice of Brushed Nickel, Satin Bronze or Autumn Bronze finishes, the one-light, two-light and three-light pendants are all fully enclosed with a prismatic diffusor at the bottom to spread light output evenly and alleviate glare. The pendants are available in incandescent and ENERGY STAR-qualified LED versions, and all can easily convert to LED by purchasing LED replacement lamps sold separately. | LINE VOLTAGE PENDANT | Pratt Street Metal | Pendants | Satin Bronze | 848 | Steel |  |  |  | Clear Textured Glass | 3 Medium A19 9.3w |  | 3 | Yes | [14 empty] | 0 | [12 empty] | 219.98 | 439.96 | 659.94 | D:16'' H:13 1/4'' O:58 1/4'' | 10.3 | 16 |  |  | 13.25 | Center Lock-Up |  |  | 58.25 |  |  |  | No |  | No | [20 empty] | D:5 1/2'' H:1 1/4'' Round |  |  |  |  | 120 | Gold |  |  | Hardwired | 0 | 0 | 0 | 1 | 1 | 0 | 0 | 0 | 0 | 0 | 0 | 785652061240 | 19.25 | 19 | 17.75 | 13.6 | 3.757 | 250 | Yes | [9 empty] | cETL Damp | PRATT ST METAL 3L PEND-848 | Three Light Pendant |  | 65087EN3-848_ALT.png | 65087EN3.jpg
65087EN3-962 | Three Light Pendant | Inspired by industrial lighting, the hard-working, large-scale Pratt Street metal pendants by Sea Gull Lighting put light where you need it, while making a significant design statement. Offered in a choice of Brushed Nickel, Satin Bronze or Autumn Bronze finishes, the one-light, two-light and three-light pendants are all fully enclosed with a prismatic diffusor at the bottom to spread light output evenly and alleviate glare. The pendants are available in incandescent and ENERGY STAR-qualified LED versions, and all can easily convert to LED by purchasing LED replacement lamps sold separately. | LINE VOLTAGE PENDANT | Pratt Street Metal | Pendants | Brushed Nickel | 962 | Steel |  |  |  | Clear Textured Glass | 3 Medium A19 9.3w |  | 3 | Yes | [14 empty] | 0 | [12 empty] | 199.98 | 399.96 | 599.94 | D:16'' H:13 1/4'' O:58 1/4'' | 10.3 | 16 |  |  | 13.25 | Center Lock-Up |  |  | 58.25 |  |  |  | No |  | No | [20 empty] | D:5 1/2'' H:1 1/4'' Round |  |  |  |  | 120 | Clear Silver |  |  | Hardwired | 0 | 0 | 0 | 1 | 1 | 0 | 0 | 0 | 0 | 0 | 0 | 785652046766 | 19.25 | 19.25 | 18 | 12.9 | 3.86 | 250 | Yes | [9 empty] | cETL Damp | PRATT ST METAL 3L PEND-962 | Three Light Pendant |  | 65087EN3-962.jpg | 65087.jpg
6511904-05 | Four Light Pendant | The Havenwood pendant collection by Sea Gull Lighting takes a modern twist on the traditional interior lantern, using a glass sphere instead of the classic cylindrical cloche profile. The clean lines and elegantly simple style make a statement, whether installed as a single pendant or in multiples. The decorative chain reaching from the canopy to the central frame adds visual interest. Offered in Chrome and Autumn Bronze finishes, the pendant light collection offers 12” in diameter by 26-3/4” tall, 15” in diameter by 34-1/4” tall and 18” in diameter by 41-1/2” tall versions. Incandescent and ENERGY STAR-qualified LED lamping are available; all fixtures are California Title 24 compliant. | LINE VOLTAGE PENDANT | Havenwood | Pendants | Chrome | 5 | Steel | Clear Glass |  |  |  | 4 Candelabra B10 Torpedo 60w |  | 4 | No | [14 empty] | 0 | [12 empty] | 185.45 | 370.9 | 556.35 | D:17 1/2'' H:34 1/4'' O:156 1/4'' | 14.3 | 17.5 |  |  | 34.25 | Center Lock-Up |  |  | 156.25 |  |  |  | No |  | No | [20 empty] | D:5 1/2'' H:1 1/4'' Round |  |  |  |  | 144 | Clear | 120 |  | Hardwired | 0 | 0 | 0 | 0 | 1 | 0 | 0 | 1 | 1 | 0 | 0 | 785652251740 | 22.5 | 19.75 | 19.25 | 16.9 | 4.95 | 250 | Yes | [9 empty] | cETL Damp | HAVENWOOD 4L PEND-05 | Four Light Pendant |  | 6511904-05.jpg | 6511904.jpg
6511904-715 | Four Light Pendant | The Havenwood pendant collection by Sea Gull Lighting takes a modern twist on the traditional interior lantern, using a glass sphere instead of the classic cylindrical cloche profile. The clean lines and elegantly simple style make a statement, whether installed as a single pendant or in multiples. The decorative chain reaching from the canopy to the central frame adds visual interest. Offered in Chrome and Autumn Bronze finishes, the pendant light collection offers 12” in diameter by 26-3/4” tall, 15” in diameter by 34-1/4” tall and 18” in diameter by 41-1/2” tall versions. Incandescent and ENERGY STAR-qualified LED lamping are available; all fixtures are California Title 24 compliant. | LINE VOLTAGE PENDANT | Havenwood | Pendants | Autumn Bronze | 715 | Steel | Clear Glass |  |  |  | 4 Candelabra B10 Torpedo 60w |  | 4 | No | [14 empty] | 0 | [12 empty] | 185.45 | 370.9 | 556.35 | D:17 1/2'' H:34 1/4'' O:156 1/4'' | 14.3 | 17.5 |  |  | 34.25 | Center Lock-Up |  |  | 156.25 |  |  |  | No |  | No | [20 empty] | D:5 1/2'' H:1 1/4'' Round |  |  |  |  | 144 | Brown | 120 |  | Hardwired | 0 | 0 | 0 | 0 | 1 | 0 | 0 | 1 | 1 | 0 | 0 | 785652251757 | 22.5 | 19.75 | 19.25 | 16.9 | 4.95 | 250 | Yes | [9 empty] | cETL Damp | HAVENWOOD 4L PEND-715 | Four Light Pendant |  | 6511904-715.jpg | 6511904.jpg
6511906-05 | Six Light Pendant | The Havenwood pendant collection by Sea Gull Lighting takes a modern twist on the traditional interior lantern, using a glass sphere instead of the classic cylindrical cloche profile. The clean lines and elegantly simple style make a statement, whether installed as a single pendant or in multiples. The decorative chain reaching from the canopy to the central frame adds visual interest. Offered in Chrome and Autumn Bronze finishes, the pendant light collection offers 12” in diameter by 26-3/4” tall, 15” in diameter by 34-1/4” tall and 18” in diameter by 41-1/2” tall versions. Incandescent and ENERGY STAR-qualified LED lamping are available; all fixtures are California Title 24 compliant. | LINE VOLTAGE PENDANT | Havenwood | Pendants | Chrome | 5 | Steel | Clear Glass |  |  |  | 6 Candelabra B10 Torpedo 60w |  | 6 | No | [14 empty] | 0 | [12 empty] | 231.45 | 462.9 | 694.35 | D:21'' H:41 1/4'' O:163 1/4'' | 21.5 | 21 |  |  | 41.25 | Center Lock-Up |  |  | 163.25 |  |  |  | No |  | No | [20 empty] | D:5 1/2'' H:1 1/4'' Round |  |  |  |  | 144 | Clear | 120 |  | Hardwired | 0 | 0 | 0 | 0 | 1 | 0 | 0 | 1 | 1 | 0 | 0 | 785652274312 | 26 | 22.75 | 22.75 | 25.5 | 7.787 | 250 | Yes | [9 empty] | cETL Damp | HAVENWOOD 6L PEND-05 | Six Light Pendant |  | 6511906-05.jpg | 6511906.jpg
6513001-845 | One Light Pendant | The subtle details of the Parkfield lighting collection by Sea Gull Lighting make this transitional design perfect for a wide range of décor. The four-sided, glass shades and the supporting sockets feature a graduated step detail which gives each fixture a slightly more masculine and tailored look. Available in both a casual Flemish Bronze finish with Crème Parchment glass or the elegantly modern Brushed Nickel finish with Opal Etched glass, the full lighting collection offers a nine-light or five-light chandelier, a three-light down chandelier; a two-light semi-flush mount; a three-light up pendant; and one-light, two-light, three-light and four-light bath fixture (all of which can mount up or down). Incandescent and ENERGY STAR-qualified LED lamping are available. | LINE VOLTAGE PENDANT | Parkfield | Pendants | Flemish Bronze | 845 | Steel | Creme Parchment Glass | D:15" H:4.5" |  |  | 1 Medium A19 75w |  | 1 | No | [14 empty] | 0 | [12 empty] | 87.45 | 174.9 | 262.35 | D:15'' H:5 7/8'' O:52'' | 4.9 | 15 |  |  | 5.875 | Dual Mount |  |  | 52 | 15.9375 - 51.9375 |  |  | No |  | No | [20 empty] | D:5'' H:5/8'' Round |  |  |  |  | 72 | Brown |  |  | Hardwired | 0 | 0 | 0 | 0 | 1 | 0 | 0 | 1 | 0 | 0 | 0 | 785652274237 | 18 | 18 | 9 | 7.2 | 1.688 | 175 | Yes | [9 empty] | cETL Damp | PARKFIELD 1L PEND-845 | One Light Pendant |  | 6513001-845.jpg | 6513001.jpg
6513001-962 | One Light Pendant | The subtle details of the Parkfield lighting collection by Sea Gull Lighting make this transitional design perfect for a wide range of décor. The four-sided, glass shades and the supporting sockets feature a graduated step detail which gives each fixture a slightly more masculine and tailored look. Available in both a casual Flemish Bronze finish with Crème Parchment glass or the elegantly modern Brushed Nickel finish with Opal Etched glass, the full lighting collection offers a nine-light or five-light chandelier, a three-light down chandelier; a two-light semi-flush mount; a three-light up pendant; and one-light, two-light, three-light and four-light bath fixture (all of which can mount up or down). Incandescent and ENERGY STAR-qualified LED lamping are available. | LINE VOLTAGE PENDANT | Parkfield | Pendants | Brushed Nickel | 962 | Steel | Etched / White Inside Glass | D:15" H:4.5" |  |  | 1 Medium A19 75w |  | 1 | No | [14 empty] | 0 | [12 empty] | 87.45 | 174.9 | 262.35 | D:15'' H:5 7/8'' O:52'' | 4.9 | 15 |  |  | 5.875 | Dual Mount |  |  | 52 | 15.9375 - 51.9375 |  |  | No |  | No | [20 empty] | D:5'' H:5/8'' Round |  |  |  |  | 72 | Clear |  |  | Hardwired | 0 | 0 | 0 | 0 | 1 | 0 | 0 | 1 | 0 | 0 | 0 | 785652274244 | 18 | 18 | 8.5 | 6.8 | 1.594 | 175 | Yes | [9 empty] | cETL Damp | PARKFIELD 1L PEND-962 | One Light Pendant |  | 6513001-962.jpg | 6513001.jpg
6513001EN3-845 | One Light Pendant | The subtle details of the Parkfield lighting collection by Sea Gull Lighting make this transitional design perfect for a wide range of décor. The four-sided, glass shades and the supporting sockets feature a graduated step detail which gives each fixture a slightly more masculine and tailored look. Available in both a casual Flemish Bronze finish with Crème Parchment glass or the elegantly modern Brushed Nickel finish with Opal Etched glass, the full lighting collection offers a nine-light or five-light chandelier, a three-light down chandelier; a two-light semi-flush mount; a three-light up pendant; and one-light, two-light, three-light and four-light bath fixture (all of which can mount up or down). Incandescent and ENERGY STAR-qualified LED lamping are available. | LINE VOLTAGE PENDANT | Parkfield | Pendants | Flemish Bronze | 845 | Steel | Creme Parchment Glass | D:15" H:4.5" |  |  | 1 Medium A19 9.3w |  | 1 | Yes | [14 empty] | 0 | [12 empty] | 90.95 | 181.9 | 272.85 | D:15'' H:5 7/8'' O:52'' | 4.9 | 15 |  |  | 5.875 | Dual Mount |  |  | 52 |  |  |  | No |  | No | [20 empty] | D:5'' H:5/8'' Round |  |  |  |  | 72 | Clear |  |  | Hardwired | 0 | 0 | 0 | 1 | 1 | 0 | 0 | 0 | 0 | 0 | 0 | 785652050725 | 18 | 18 | 9 | 7.2 | 1.688 | 175 | Yes | [9 empty] | cETL Damp | PARKFIELD 1L PEND-845 | One Light Pendant |  | 6513001EN3-845.jpg | 6513001.jpg
6513001EN3-962 | One Light Pendant | The subtle details of the Parkfield lighting collection by Sea Gull Lighting make this transitional design perfect for a wide range of décor. The four-sided, glass shades and the supporting sockets feature a graduated step detail which gives each fixture a slightly more masculine and tailored look. Available in both a casual Flemish Bronze finish with Crème Parchment glass or the elegantly modern Brushed Nickel finish with Opal Etched glass, the full lighting collection offers a nine-light or five-light chandelier, a three-light down chandelier; a two-light semi-flush mount; a three-light up pendant; and one-light, two-light, three-light and four-light bath fixture (all of which can mount up or down). Incandescent and ENERGY STAR-qualified LED lamping are available. | LINE VOLTAGE PENDANT | Parkfield | Pendants | Brushed Nickel | 962 | Steel | Etched / White Inside Glass | D:15" H:4.5" |  |  | 1 Medium A19 9.3w |  | 1 | Yes | [14 empty] | 0 | [12 empty] | 90.95 | 181.9 | 272.85 | D:15'' H:5 7/8'' O:52'' | 4.9 | 15 |  |  | 5.875 | Dual Mount |  |  | 52 |  |  |  | No |  | No | [20 empty] | D:5'' H:5/8'' Round |  |  |  |  | 72 | Clear |  |  | Hardwired | 0 | 0 | 0 | 1 | 1 | 0 | 0 | 0 | 0 | 0 | 0 | 785652050732 | 18 | 18 | 8.5 | 6.8 | 1.594 | 175 | Yes | [9 empty] | cETL Damp | PARKFIELD 1L PEND-962 | One Light Pendant |  | 6513001EN3-962.jpg | 6513001.jpg
6513201-715 | One Light Pendant | The soft curves give the transitional Metcalf lighting collection by Sea Gull Lighting its clean, subtle look. The modern silhouette of the Satin Etched glass shades reinforces the easy and casual lines of this design. Equally at home in a contemporary, urban setting or a transitional décor in the suburbs, the full lighting collection is offered in Autumn Bronze and Brushed Nickel finishes and is comprised of nine-, five- and three-light chandeliers; one- and three-light pendants, mini pendant, two-light semi-flush mount; and one-, two-, three- and four-light bath fixtures. Incandescent and ENERGY STAR-qualified LED lamping are available; all fixtures are California Title 24 compliant. | LINE VOLTAGE PENDANT | Metcalf | Pendants | Autumn Bronze | 715 | Steel | Satin Etched Glass | D:15" H:5.75" |  |  | 1 Medium A19 75w |  | 1 | No | [14 empty] | 0 | [12 empty] | 74.98 | 149.96 | 224.94 | D:15'' H:7 1/2'' O:52'' | 4.9 | 15 |  |  | 7.5 | Dual Mount |  |  | 52 | 29.75 - 59.75 |  |  | No |  | No | [20 empty] | D:5 1/8'' H:1'' Round |  |  |  |  | 96 | Brown |  |  | Hardwired | 0 | 0 | 0 | 0 | 1 | 0 | 0 | 1 | 0 | 0 | 0 | 785652275180 | 18.25 | 18.25 | 9.75 | 6.7 | 1.879 | 250 | Yes | [9 empty] | cETL Damp | METCALF 1L PEND-715 | One Light Pendant |  | 6513201-715.jpg | 6513201.jpg
6513201-962 | One Light Pendant | The soft curves give the transitional Metcalf lighting collection by Sea Gull Lighting its clean, subtle look. The modern silhouette of the Satin Etched glass shades reinforces the easy and casual lines of this design. Equally at home in a contemporary, urban setting or a transitional décor in the suburbs, the full lighting collection is offered in Autumn Bronze and Brushed Nickel finishes and is comprised of nine-, five- and three-light chandeliers; one- and three-light pendants, mini pendant, two-light semi-flush mount; and one-, two-, three- and four-light bath fixtures. Incandescent and ENERGY STAR-qualified LED lamping are available; all fixtures are California Title 24 compliant. | LINE VOLTAGE PENDANT | Metcalf | Pendants | Brushed Nickel | 962 | Steel | Satin Etched Glass | D:15" H:5.75" |  |  | 1 Medium A19 75w |  | 1 | No | [14 empty] | 0 | [12 empty] | 74.98 | 149.96 | 224.94 | D:15'' H:7 1/2'' O:59 3/4'' | 4.9 | 15 |  |  | 7.5 | Dual Mount |  |  | 59.75 | 29.75 - 59.75 |  |  | No |  | No | [20 empty] | D:5 1/8'' H:1'' Round |  |  |  |  | 96 | Clear Silver |  |  | Hardwired | 0 | 0 | 0 | 0 | 1 | 0 | 0 | 1 | 0 | 0 | 0 | 785652275197 | 18.25 | 18.25 | 9.75 | 6.7 | 1.879 | 250 | Yes | [9 empty] | cETL Damp | METCALF 1L PEND-962 | One Light Pendant |  | 6513201-962.jpg | 6513201.jpg
6513201EN3-715 | One Light Pendant | The soft curves give the transitional Metcalf lighting collection by Sea Gull Lighting its clean, subtle look. The modern silhouette of the Satin Etched glass shades reinforces the easy and casual lines of this design. Equally at home in a contemporary, urban setting or a transitional décor in the suburbs, the full lighting collection is offered in Autumn Bronze and Brushed Nickel finishes and is comprised of nine-, five- and three-light chandeliers; one- and three-light pendants, mini pendant, two-light semi-flush mount; and one-, two-, three- and four-light bath fixtures. Incandescent and ENERGY STAR-qualified LED lamping are available; all fixtures are California Title 24 compliant. | LINE VOLTAGE PENDANT | Metcalf | Pendants | Autumn Bronze | 715 | Steel | Satin Etched Glass | D:15" H:5.75" |  |  | 1 Medium A19 9.3w |  | 1 | Yes | [14 empty] | 0 | [12 empty] | 82.48 | 164.96 | 247.44 | D:15'' H:7 1/2'' O:52'' | 4.9 | 15 |  |  | 7.5 | Dual Mount |  |  | 52 |  |  |  | No |  | No | [20 empty] | D:5 1/8'' H:1'' Round |  |  |  |  | 96 | Brown |  |  | Hardwired | 0 | 0 | 0 | 1 | 1 | 0 | 0 | 0 | 0 | 0 | 0 | 785652050749 | 18.25 | 18.25 | 9.75 | 6.7 | 1.879 | 250 | Yes | [9 empty] | cETL Damp | METCALF 1L PEND-715 | One Light Pendant |  | 6513201EN3-715.jpg | 6513201.jpg
6513201EN3-962 | One Light Pendant | The soft curves give the transitional Metcalf lighting collection by Sea Gull Lighting its clean, subtle look. The modern silhouette of the Satin Etched glass shades reinforces the easy and casual lines of this design. Equally at home in a contemporary, urban setting or a transitional décor in the suburbs, the full lighting collection is offered in Autumn Bronze and Brushed Nickel finishes and is comprised of nine-, five- and three-light chandeliers; one- and three-light pendants, mini pendant, two-light semi-flush mount; and one-, two-, three- and four-light bath fixtures. Incandescent and ENERGY STAR-qualified LED lamping are available; all fixtures are California Title 24 compliant. | LINE VOLTAGE PENDANT | Metcalf | Pendants | Brushed Nickel | 962 | Steel | Satin Etched Glass | D:15" H:5.75" |  |  | 1 Medium A19 9.3w |  | 1 | Yes | [14 empty] | 0 | [12 empty] | 82.48 | 164.96 | 247.44 | D:15'' H:7 1/2'' O:59 3/4'' | 4.9 | 15 |  |  | 7.5 | Dual Mount |  |  | 59.75 |  |  |  | No |  | No | [20 empty] | D:5 1/8'' H:1'' Round |  |  |  |  | 96 | Clear Silver |  |  | Hardwired | 0 | 0 | 0 | 1 | 1 | 0 | 0 | 0 | 0 | 0 | 0 | 785652050756 | 18.25 | 18.25 | 9.75 | 6.7 | 1.879 | 250 | Yes | [9 empty] | cETL Damp | METCALF 1L PEND-962 | One Light Pendant |  | 6513201EN3-962.jpg | 6513201.jpg
6513703-778 | Three Light Pendant | Ellis Harper has an Arts and Crafts pedigree with a Modernist twist. The array of fixtures showcases Sea Gull's commitment to high style with robust construction and craftsmanship at an exceptional price. The subtle detail allows this transitional design to easily fit into any décor. The sleek, geometric arms and square Satin Etched glass shades add touches of elegance to its streamlined profile. The assortment includes: four- and eight-light chandeliers, a six-light linear, one-light mini-pendant, and one-, two-, three- and four-light bath fixtures. All fixtures are offered in either a Brushed Nickel or Brushed Oil Rubbed Bronze. | LINE VOLTAGE PENDANT | Ellis Harper | Pendants | Brushed Oil Rubbed Bronze | 778 | Steel | Etched / White Inside Glass | L:14.75" W:14.75" H:4.125" |  |  | 3 Medium A19 75w |  | 3 | No | [14 empty] | 0 | [12 empty] | 124.5 | 249 | 373.5 | L:16'' W:16'' H:16 1/8'' O:62 1/2'' |  |  | 16 | 16 | 16.125 | Screw Collar - Stem |  |  | 62.5 |  |  |  | No |  | No | [20 empty] | DP:5'' W:5'' H:1'' Square |  |  |  |  | 120 | Brown |  |  | Hardwired | 0 | 0 | 0 | 0 | 1 | 0 | 0 | 1 | 0 | 0 | 0 | 785652079139 | [16 empty] | cETL Damp | ELLIS HARPER 3L PEND-778 | Three Light Pendant |  | 6513703-778.jpg | 6513703.jpg
6513703-962 | Three Light Pendant | Ellis Harper has an Arts and Crafts pedigree with a Modernist twist. The array of fixtures showcases Sea Gull's commitment to high style with robust construction and craftsmanship at an exceptional price. The subtle detail allows this transitional design to easily fit into any décor. The sleek, geometric arms and square Satin Etched glass shades add touches of elegance to its streamlined profile. The assortment includes: four- and eight-light chandeliers, a six-light linear, one-light mini-pendant, and one-, two-, three- and four-light bath fixtures. All fixtures are offered in either a Brushed Nickel or Brushed Oil Rubbed Bronze. | LINE VOLTAGE PENDANT | Ellis Harper | Pendants | Brushed Nickel | 962 | Steel | Etched / White Inside Glass | L:14.75" W:14.75" H:4.125" |  |  | 3 Medium A19 75w |  | 3 | No | [14 empty] | 0 | [12 empty] | 124.5 | 249 | 373.5 | L:16'' W:16'' H:16 1/8'' O:62 1/2'' |  |  | 16 | 16 | 16.125 | Screw Collar - Stem |  |  | 62.5 |  |  |  | No |  | No | [20 empty] | DP:5'' W:5'' H:1'' Square |  |  |  |  | 120 | Clear Silver |  |  | Hardwired | 0 | 0 | 0 | 0 | 1 | 0 | 0 | 1 | 0 | 0 | 0 | 785652079153 | [16 empty] | cETL Damp | ELLIS HARPER 3L PEND-962 | Three Light Pendant |  | 6513703-962.jpg | 6513703.jpg
6513703EN3-778 | Three Light Pendant | Ellis Harper has an Arts and Crafts pedigree with a Modernist twist. The array of fixtures showcases Sea Gull's commitment to high style with robust construction and craftsmanship at an exceptional price. The subtle detail allows this transitional design to easily fit into any décor. The sleek, geometric arms and square Satin Etched glass shades add touches of elegance to its streamlined profile. The assortment includes: four- and eight-light chandeliers, a six-light linear, one-light mini-pendant, and one-, two-, three- and four-light bath fixtures. All fixtures are offered in either a Brushed Nickel or Brushed Oil Rubbed Bronze. | LINE VOLTAGE PENDANT | Ellis Harper | Pendants | Brushed Oil Rubbed Bronze | 778 | Steel | Etched / White Inside Glass | L:14.75" W:14.75" H:4.125" |  |  | 3 Medium A19 9.3w |  | 3 | Yes | [14 empty] | 0 | [12 empty] | 139.5 | 279 | 418.5 | L:16'' W:16'' H:16 1/8'' O:62 1/2'' |  |  | 16 | 16 | 16.125 | Screw Collar - Stem |  |  | 62.5 |  |  |  | No |  | No | [20 empty] | DP:5'' W:5'' H:1'' Square |  |  |  |  | 120 | Brown |  |  | Hardwired | 0 | 0 | 0 | 1 | 1 | 0 | 0 | 0 | 0 | 0 | 0 | 785652082146 | [16 empty] | cETL Damp | ELLIS HARPER 3L PEND-778 | Three Light Pendant |  | 6513703EN3-778.jpg | 6513703EN3.jpg
6513703EN3-962 | Three Light Pendant | Ellis Harper has an Arts and Crafts pedigree with a Modernist twist. The array of fixtures showcases Sea Gull's commitment to high style with robust construction and craftsmanship at an exceptional price. The subtle detail allows this transitional design to easily fit into any décor. The sleek, geometric arms and square Satin Etched glass shades add touches of elegance to its streamlined profile. The assortment includes: four- and eight-light chandeliers, a six-light linear, one-light mini-pendant, and one-, two-, three- and four-light bath fixtures. All fixtures are offered in either a Brushed Nickel or Brushed Oil Rubbed Bronze. | LINE VOLTAGE PENDANT | Ellis Harper | Pendants | Brushed Nickel | 962 | Steel | Etched / White Inside Glass | L:14.75" W:14.75" H:4.125" |  |  | 3 Medium A19 9.3w |  | 3 | Yes | [14 empty] | 0 | [12 empty] | 139.5 | 279 | 418.5 | L:16'' W:16'' H:16 1/8'' O:62 1/2'' |  |  | 16 | 16 | 16.125 | Screw Collar - Stem |  |  | 62.5 |  |  |  | No |  | No | [20 empty] | DP:5'' W:5'' H:1'' Square |  |  |  |  | 120 | Clear Silver |  |  | Hardwired | 0 | 0 | 0 | 1 | 1 | 0 | 0 | 0 | 0 | 0 | 0 | 785652082153 | [16 empty] | cETL Damp | ELLIS HARPER 3L PEND-962 | Three Light Pendant |  | 6513703EN3-962.jpg | 6513703EN3.jpg
6514301-848 | One Light Pendant | Bronzeville brings a daring, upscale element of mid-century modern design to any space. Hand blown, Seeded Glass globes encircle warm, glowing, filament lamps, diffusing the light to create a serene ambiance of light and shadow. Available in two finishes. | LINE VOLTAGE PENDANT | Bronzeville | Pendants | Satin Bronze | 848 | Steel | Clear Seeded Glass | D:3.875" H:4.125" |  |  | 1 Medium ST19 60w |  | 1 | No | [14 empty] | 0 | [12 empty] | 136.48 | 272.96 | 409.44 | D:14 1/4'' H:17 5/8'' O:62 1/8'' | 8 | 14.25 |  |  | 17.625 | Center Lock-Up |  |  | 62.125 |  |  |  | No |  | No | [20 empty] | D:5'' H:3/4'' Round |  |  |  |  | 72 | Gold |  |  | Hardwired | 0 | 0 | 0 | 0 | 1 | 0 | 0 | 0 | 0 | 0 | 0 | 785652069505 | 20.25 | 10 | 20.5 | 8.3 | 2.402 | 250 | Yes | [9 empty] | cETL Damp | BRONZEVILLE 1L PEND-848 | One Light Pendant |  | 6514301-848.jpg | 6514301.jpg
6514301-962 | One Light Pendant | Bronzeville brings a daring, upscale element of mid-century modern design to any space. Hand blown, Seeded Glass globes encircle warm, glowing, filament lamps, diffusing the light to create a serene ambiance of light and shadow. Available in two finishes. | LINE VOLTAGE PENDANT | Bronzeville | Pendants | Brushed Nickel | 962 | Steel | Clear Seeded Glass | D:3.875" H:4.125" |  |  | 1 Medium ST19 60w |  | 1 | No | [14 empty] | 0 | [12 empty] | 136.48 | 272.96 | 409.44 | D:14 1/4'' H:17 5/8'' O:62 1/8'' | 8 | 14.25 |  |  | 17.625 | Center Lock-Up |  |  | 62.125 |  |  |  | No |  | No | [20 empty] | D:5'' H:3/4'' Round |  |  |  |  | 72 | Clear Silver |  |  | Hardwired | 0 | 0 | 0 | 0 | 1 | 0 | 0 | 0 | 0 | 0 | 0 | 785652069512 | 20.5 | 20.25 | 9.75 | 8.3 | 2.342 | 250 | Yes | [9 empty] | cETL Damp | BRONZEVILLE 1L PEND-962 | One Light Pendant |  | 6514301-962.jpg | 6514301.jpg
6514303-848 | Three Light Pendant | Bronzeville brings a daring, upscale element of mid-century modern design to any space. Hand blown, Seeded Glass globes encircle warm, glowing, filament lamps, diffusing the light to create a serene ambiance of light and shadow. Available in two finishes. | LINE VOLTAGE PENDANT | Bronzeville | Pendants | Satin Bronze | 848 | Steel | Clear Seeded Glass | D:3.875" H:4.125" |  |  | 3 Medium ST19 60w |  | 3 | No | [14 empty] | 0 | [12 empty] | 285.48 | 570.96 | 856.44 | D:21 3/4'' H:22 1/2'' O:67'' | 19.2 | 21.75 |  |  | 22.5 | Center Lock-Up |  |  | 67 |  |  |  | No |  | No | [20 empty] | D:5'' H:3/4'' Round |  |  |  |  | 72 | Gold |  |  | Hardwired | 0 | 0 | 0 | 0 | 1 | 0 | 0 | 0 | 0 | 0 | 0 | 785652069529 | 30 | 20 | 24.75 | 23.1 | 8.594 | 250 | Yes | [9 empty] | cETL Damp | BRONZEVILLE 3L PEND-848 | Three Light Pendant |  | 6514303-848.jpg | 6514303.jpg
6514303-962 | Three Light Pendant | Bronzeville brings a daring, upscale element of mid-century modern design to any space. Hand blown, Seeded Glass globes encircle warm, glowing, filament lamps, diffusing the light to create a serene ambiance of light and shadow. Available in two finishes. | LINE VOLTAGE PENDANT | Bronzeville | Pendants | Brushed Nickel | 962 | Steel | Clear Seeded Glass | D:3.875" H:4.125" |  |  | 3 Medium ST19 60w |  | 3 | No | [14 empty] | 0 | [12 empty] | 285.48 | 570.96 | 856.44 | D:21 3/4'' H:22 1/2'' O:67'' | 19.2 | 21.75 |  |  | 22.5 | Center Lock-Up |  |  | 67 |  |  |  | No |  | No | [20 empty] | D:5'' H:3/4'' Round |  |  |  |  | 72 | Clear Silver |  |  | Hardwired | 0 | 0 | 0 | 0 | 1 | 0 | 0 | 0 | 0 | 0 | 0 | 785652069536 | 20.5 | 24.5 | 20.25 | 23.7 | 5.886 | 175 | Yes | [9 empty] | cETL Damp | BRONZEVILLE 3L PEND-962 | Three Light Pendant |  | 6514303-962.jpg | 6514303.jpg
6514401-710 | One Light Pendant | The authentic details of the Stone Street pendant collection by Sea Gull Lighting give these oversized pendants an industrial look contrasted nicely by the soft, flared curves of the overall silhouette. Offered in a Brushed Nickel, Satin Bronze or Burnt Sienna finish, the pendant light collection includes three sizes: A 13” diameter by 12” tall, a 17” diameter by 15-3/8” tall, and a 21-1/2” diameter by 19-1/4” tall. All feature a bottom diffuser to soften the light’s glow. Both incandescent lamping and ENERGY STAR-qualified LED lamping are available. | LINE VOLTAGE PENDANT | Stone Street | Pendants | Burnt Sienna | 710 | Steel |  |  |  | Satin Etched Glass | 1 Medium A19 75w |  | 1 | No | [14 empty] | 0 | [12 empty] | 124.98 | 249.96 | 374.94 | D:13 1/4'' H:12'' O:56'' | 5.8 | 13.25 |  |  | 12 | Dual Mount |  |  | 56 | 21.15625 - 56 |  |  | No |  | No | [20 empty] | D:6'' H:1'' Round |  |  |  |  | 120 | Brown |  |  | Hardwired | 0 | 0 | 0 | 0 | 1 | 0 | 0 | 1 | 0 | 0 | 0 | 785652238932 | 15 | 15 | 10.5 | 8.2 | 1.367 | 125 | Yes | [9 empty] | cETL Dry | STONE ST 1L PEND-710 | One Light Pendant |  | 6514401-710.jpg
6514401-848 | One Light Pendant | The authentic details of the Stone Street pendant collection by Sea Gull Lighting give these oversized pendants an industrial look contrasted nicely by the soft, flared curves of the overall silhouette. Offered in a Brushed Nickel, Satin Bronze or Burnt Sienna finish, the pendant light collection includes three sizes: A 13” diameter by 12” tall, a 17” diameter by 15-3/8” tall, and a 21-1/2” diameter by 19-1/4” tall. All feature a bottom diffuser to soften the light’s glow. Both incandescent lamping and ENERGY STAR-qualified LED lamping are available. | LINE VOLTAGE PENDANT | Stone Street | Pendants | Satin Bronze | 848 | Steel |  |  |  | Satin Etched Glass | 1 Medium A19 75w |  | 1 | No | [14 empty] | 0 | [12 empty] | 139.98 | 279.96 | 419.94 | D:13 1/4'' H:12'' O:56'' | 5.8 | 13.25 |  |  | 12 | Dual Mount |  |  | 56 |  |  |  | No |  | No | [20 empty] | D:6'' H:1'' Round |  |  |  |  | 120 | Gold |  |  | Hardwired | 0 | 0 | 0 | 0 | 1 | 0 | 0 | 1 | 0 | 0 | 0 | 785652061189 | 15.25 | 15.25 | 11 | 7.4 | 1.48 | 175 | Yes | [9 empty] | cETL Dry | STONE ST 1L PEND-848 | One Light Pendant |  | 6514401-848.png | 6514401.jpg
6514401-962 | One Light Pendant | The authentic details of the Stone Street pendant collection by Sea Gull Lighting give these oversized pendants an industrial look contrasted nicely by the soft, flared curves of the overall silhouette. Offered in a Brushed Nickel, Satin Bronze or Burnt Sienna finish, the pendant light collection includes three sizes: A 13” diameter by 12” tall, a 17” diameter by 15-3/8” tall, and a 21-1/2” diameter by 19-1/4” tall. All feature a bottom diffuser to soften the light’s glow. Both incandescent lamping and ENERGY STAR-qualified LED lamping are available. | LINE VOLTAGE PENDANT | Stone Street | Pendants | Brushed Nickel | 962 | Steel |  |  |  | Satin Etched Glass | 1 Medium A19 75w |  | 1 | No | [14 empty] | 0 | [12 empty] | 124.98 | 249.96 | 374.94 | D:13 1/4'' H:12'' O:56'' | 5.8 | 13.25 |  |  | 12 | Dual Mount |  |  | 56 | 21.15625 - 56 |  |  | No |  | No | [20 empty] | D:6'' H:1'' Round |  |  |  |  | 120 | Clear Silver |  |  | Hardwired | 0 | 0 | 0 | 0 | 1 | 0 | 0 | 1 | 0 | 0 | 0 | 785652238949 | 15 | 15 | 10.5 | 8.2 | 1.367 | 125 | Yes | [9 empty] | cETL Dry | STONE ST 1L PEND-962 | One Light Pendant |  | 6514401-962.jpg
6514401EN3-710 | One Light Pendant | The authentic details of the Stone Street pendant collection by Sea Gull Lighting give these oversized pendants an industrial look contrasted nicely by the soft, flared curves of the overall silhouette. Offered in a Brushed Nickel, Satin Bronze or Burnt Sienna finish, the pendant light collection includes three sizes: A 13” diameter by 12” tall, a 17” diameter by 15-3/8” tall, and a 21-1/2” diameter by 19-1/4” tall. All feature a bottom diffuser to soften the light’s glow. Both incandescent lamping and ENERGY STAR-qualified LED lamping are available. | LINE VOLTAGE PENDANT | Stone Street | Pendants | Burnt Sienna | 710 | Steel |  |  |  | Satin Etched Glass | 1 Medium A19 9.3w |  | 1 | Yes | [14 empty] | 0 | [12 empty] | 132.48 | 264.96 | 397.44 | D:13 1/4'' H:12'' O:56'' | 5.8 | 13.25 |  |  | 12 | Dual Mount |  |  | 56 |  |  |  | No |  | No | [20 empty] | D:6'' H:1'' Round |  |  |  |  | 120 | Brown |  |  | Hardwired | 0 | 0 | 0 | 1 | 1 | 0 | 0 | 0 | 0 | 0 | 0 | 785652050763 | 15 | 15 | 10.5 | 8.2 | 1.367 | 125 | Yes | [9 empty] | cETL Dry | STONE ST 1L PEND-710 | One Light Pendant |  | 6514401EN3-710.jpg | 6514401.jpg
6514401EN3-848 | One Light Pendant | The authentic details of the Stone Street pendant collection by Sea Gull Lighting give these oversized pendants an industrial look contrasted nicely by the soft, flared curves of the overall silhouette. Offered in a Brushed Nickel, Satin Bronze or Burnt Sienna finish, the pendant light collection includes three sizes: A 13” diameter by 12” tall, a 17” diameter by 15-3/8” tall, and a 21-1/2” diameter by 19-1/4” tall. All feature a bottom diffuser to soften the light’s glow. Both incandescent lamping and ENERGY STAR-qualified LED lamping are available. | LINE VOLTAGE PENDANT | Stone Street | Pendants | Satin Bronze | 848 | Steel |  |  |  | Satin Etched Glass | 1 Medium A19 9.3w |  | 1 | Yes | [14 empty] | 0 | [12 empty] | 144.98 | 289.96 | 434.94 | D:13 1/4'' H:12'' O:56'' | 5.8 | 13.25 |  |  | 12 | Dual Mount |  |  | 56 |  |  |  | No |  | No | [20 empty] | D:6'' H:1'' Round |  |  |  |  | 120 | Gold |  |  | Hardwired | 0 | 0 | 0 | 1 | 1 | 0 | 0 | 0 | 0 | 0 | 0 | 785652061295 | 15 | 15 | 10.5 | 8.2 | 1.367 | 125 | Yes | [9 empty] | cETL Dry | STONE ST 1L PEND-848 | One Light Pendant |  | 6514401EN3-848.png | 6514401EN3.jpg
6514401EN3-962 | One Light Pendant | The authentic details of the Stone Street pendant collection by Sea Gull Lighting give these oversized pendants an industrial look contrasted nicely by the soft, flared curves of the overall silhouette. Offered in a Brushed Nickel, Satin Bronze or Burnt Sienna finish, the pendant light collection includes three sizes: A 13” diameter by 12” tall, a 17” diameter by 15-3/8” tall, and a 21-1/2” diameter by 19-1/4” tall. All feature a bottom diffuser to soften the light’s glow. Both incandescent lamping and ENERGY STAR-qualified LED lamping are available. | LINE VOLTAGE PENDANT | Stone Street | Pendants | Brushed Nickel | 962 | Steel |  |  |  | Satin Etched Glass | 1 Medium A19 9.3w |  | 1 | Yes | [14 empty] | 0 | [12 empty] | 132.48 | 264.96 | 397.44 | D:13 1/4'' H:12'' O:56'' | 5.8 | 13.25 |  |  | 12 | Dual Mount |  |  | 56 |  |  |  | No |  | No | [20 empty] | D:6'' H:1'' Round |  |  |  |  | 120 | Clear Silver |  |  | Hardwired | 0 | 0 | 0 | 1 | 1 | 0 | 0 | 0 | 0 | 0 | 0 | 785652050770 | 15 | 15 | 10.5 | 8.2 | 1.367 | 125 | Yes | [9 empty] | cETL Dry | STONE ST 1L PEND-962 | One Light Pendant |  | 6514401EN3-962.jpg | 6514401.jpg
6514402-710 | Two Light Pendant | The authentic details of the Stone Street pendant collection by Sea Gull Lighting give these oversized pendants an industrial look contrasted nicely by the soft, flared curves of the overall silhouette. Offered in a Brushed Nickel, Satin Bronze or Burnt Sienna finish, the pendant light collection includes three sizes: A 13” diameter by 12” tall, a 17” diameter by 15-3/8” tall, and a 21-1/2” diameter by 19-1/4” tall. All feature a bottom diffuser to soften the light’s glow. Both incandescent lamping and ENERGY STAR-qualified LED lamping are available. | LINE VOLTAGE PENDANT | Stone Street | Pendants | Burnt Sienna | 710 | Steel |  |  |  | Satin Etched Glass | 2 Medium A19 60w |  | 2 | No | [14 empty] | 0 | [12 empty] | 199.95 | 399.9 | 599.85 | D:17 1/4'' H:15 1/2'' O:59 1/2'' | 9.3 | 17.25 |  |  | 15.5 | Dual Mount |  |  | 59.5 | 24.75 - 59.5 |  |  | No |  | No | [20 empty] | D:6'' H:1'' Round |  |  |  |  | 120 | Brown |  |  | Hardwired | 0 | 0 | 0 | 0 | 1 | 0 | 0 | 1 | 0 | 0 | 0 | 785652257247 | 19 | 19 | 15.5 | 13.1 | 3.238 | 175 | Yes | [9 empty] | cETL Dry | STONE ST 2L PEND-710 | Two Light Pendant |  | 6514402-710.jpg | 6514402.jpg
6514402-848 | Two Light Pendant | The authentic details of the Stone Street pendant collection by Sea Gull Lighting give these oversized pendants an industrial look contrasted nicely by the soft, flared curves of the overall silhouette. Offered in a Brushed Nickel, Satin Bronze or Burnt Sienna finish, the pendant light collection includes three sizes: A 13” diameter by 12” tall, a 17” diameter by 15-3/8” tall, and a 21-1/2” diameter by 19-1/4” tall. All feature a bottom diffuser to soften the light’s glow. Both incandescent lamping and ENERGY STAR-qualified LED lamping are available. | LINE VOLTAGE PENDANT | Stone Street | Pendants | Satin Bronze | 848 | Steel |  |  |  | Satin Etched Glass | 2 Medium A19 60w |  | 2 | No | [14 empty] | 0 | [12 empty] | 219.98 | 439.96 | 659.94 | D:17 1/4'' H:15 1/2'' O:59 1/2'' | 9.3 | 17.25 |  |  | 15.5 | Dual Mount |  |  | 59.5 |  |  |  | No |  | No | [20 empty] | D:6'' H:1'' Round |  |  |  |  | 120 | Gold |  |  | Hardwired | 0 | 0 | 1 | 0 | 1 | 0 | 0 | 1 | 0 | 0 | 0 | 785652061196 | 19.25 | 19 | 15.75 | 11.6 | 3.334 | 250 | Yes | [9 empty] | cETL Dry | STONE ST 2L PEND-848 | Two Light Pendant |  | 6514402-848.png | 6514402.jpg
6514402-962 | Two Light Pendant | The authentic details of the Stone Street pendant collection by Sea Gull Lighting give these oversized pendants an industrial look contrasted nicely by the soft, flared curves of the overall silhouette. Offered in a Brushed Nickel, Satin Bronze or Burnt Sienna finish, the pendant light collection includes three sizes: A 13” diameter by 12” tall, a 17” diameter by 15-3/8” tall, and a 21-1/2” diameter by 19-1/4” tall. All feature a bottom diffuser to soften the light’s glow. Both incandescent lamping and ENERGY STAR-qualified LED lamping are available. | LINE VOLTAGE PENDANT | Stone Street | Pendants | Brushed Nickel | 962 | Steel |  |  |  | Satin Etched Glass | 2 Medium A19 60w |  | 2 | No | [14 empty] | 0 | [12 empty] | 199.95 | 399.9 | 599.85 | D:17 1/4'' H:15 1/2'' O:59 1/2'' | 9.3 | 17.25 |  |  | 15.5 | Dual Mount |  |  | 59.5 | 24.75 - 59.5 |  |  | No |  | No | [20 empty] | D:6'' H:1'' Round |  |  |  |  | 120 | Clear Silver |  |  | Hardwired | 0 | 0 | 0 | 0 | 1 | 0 | 0 | 1 | 0 | 0 | 0 | 785652257278 | 19 | 19 | 15.5 | 13.1 | 3.238 | 175 | Yes | [9 empty] | cETL Dry | STONE ST 2L PEND-962 | Two Light Pendant |  | 6514402-962.jpg | 6514402.jpg
6514402EN3-710 | Two Light Pendant | The authentic details of the Stone Street pendant collection by Sea Gull Lighting give these oversized pendants an industrial look contrasted nicely by the soft, flared curves of the overall silhouette. Offered in a Brushed Nickel, Satin Bronze or Burnt Sienna finish, the pendant light collection includes three sizes: A 13” diameter by 12” tall, a 17” diameter by 15-3/8” tall, and a 21-1/2” diameter by 19-1/4” tall. All feature a bottom diffuser to soften the light’s glow. Both incandescent lamping and ENERGY STAR-qualified LED lamping are available. | LINE VOLTAGE PENDANT | Stone Street | Pendants | Burnt Sienna | 710 | Steel |  |  |  | Satin Etched Glass | 2 Medium A19 9.3w |  | 2 | Yes | [14 empty] | 0 | [12 empty] | 219.98 | 439.96 | 659.94 | D:17 1/4'' H:15 1/2'' O:59 1/2'' | 9.3 | 17.25 |  |  | 15.5 | Dual Mount |  |  | 59.5 |  |  |  | No |  | No | [20 empty] | D:6'' H:1'' Round |  |  |  |  | 120 | Brown |  |  | Hardwired | 0 | 0 | 0 | 1 | 1 | 0 | 0 | 0 | 0 | 0 | 0 | 785652050787 | 19 | 19 | 15.5 | 13.1 | 3.238 | 175 | Yes | [9 empty] | cETL Dry | STONE ST 2L PEND-710 | Two Light Pendant |  | 6514402EN3-710.jpg | 6514402.jpg
6514402EN3-848 | Two Light Pendant | The authentic details of the Stone Street pendant collection by Sea Gull Lighting give these oversized pendants an industrial look contrasted nicely by the soft, flared curves of the overall silhouette. Offered in a Brushed Nickel, Satin Bronze or Burnt Sienna finish, the pendant light collection includes three sizes: A 13” diameter by 12” tall, a 17” diameter by 15-3/8” tall, and a 21-1/2” diameter by 19-1/4” tall. All feature a bottom diffuser to soften the light’s glow. Both incandescent lamping and ENERGY STAR-qualified LED lamping are available. | LINE VOLTAGE PENDANT | Stone Street | Pendants | Satin Bronze | 848 | Steel |  |  |  | Satin Etched Glass | 2 Medium A19 9.3w |  | 2 | Yes | [14 empty] | 0 | [12 empty] | 224.98 | 449.96 | 674.94 | D:17 1/4'' H:15 1/2'' O:59 1/2'' | 9.3 | 17.25 |  |  | 15.5 | Dual Mount |  |  | 59.5 |  |  |  | No |  | No | [20 empty] | D:6'' H:1'' Round |  |  |  |  | 120 | Gold |  |  | Hardwired | 0 | 0 | 0 | 1 | 1 | 0 | 0 | 0 | 0 | 0 | 0 | 785652061301 | 19.25 | 19 | 15.75 | 11.6 | 3.334 | 250 | Yes | [9 empty] | cETL Dry | STONE ST 2L PEND-848 | Two Light Pendant |  | 6514402EN3-848.png | 6514402EN3.jpg
6514402EN3-962 | Two Light Pendant | The authentic details of the Stone Street pendant collection by Sea Gull Lighting give these oversized pendants an industrial look contrasted nicely by the soft, flared curves of the overall silhouette. Offered in a Brushed Nickel, Satin Bronze or Burnt Sienna finish, the pendant light collection includes three sizes: A 13” diameter by 12” tall, a 17” diameter by 15-3/8” tall, and a 21-1/2” diameter by 19-1/4” tall. All feature a bottom diffuser to soften the light’s glow. Both incandescent lamping and ENERGY STAR-qualified LED lamping are available. | LINE VOLTAGE PENDANT | Stone Street | Pendants | Brushed Nickel | 962 | Steel |  |  |  | Satin Etched Glass | 2 Medium A19 9.3w |  | 2 | Yes | [14 empty] | 0 | [12 empty] | 219.98 | 439.96 | 659.94 | D:17 1/4'' H:15 1/2'' O:59 1/2'' | 9.3 | 17.25 |  |  | 15.5 | Dual Mount |  |  | 59.5 |  |  |  | No |  | No | [20 empty] | D:6'' H:1'' Round |  |  |  |  | 120 | Clear Silver |  |  | Hardwired | 0 | 0 | 0 | 1 | 1 | 0 | 0 | 0 | 0 | 0 | 0 | 785652050794 | 19 | 19 | 15.5 | 13.1 | 3.238 | 175 | Yes | [9 empty] | cETL Dry | STONE ST 2L PEND-962 | Two Light Pendant |  | 6514402EN3-962.jpg | 6514402.jpg
6514403-710 | Three Light Pendant | The authentic details of the Stone Street pendant collection by Sea Gull Lighting give these oversized pendants an industrial look contrasted nicely by the soft, flared curves of the overall silhouette. Offered in a Brushed Nickel, Satin Bronze or Burnt Sienna finish, the pendant light collection includes three sizes: A 13” diameter by 12” tall, a 17” diameter by 15-3/8” tall, and a 21-1/2” diameter by 19-1/4” tall. All feature a bottom diffuser to soften the light’s glow. Both incandescent lamping and ENERGY STAR-qualified LED lamping are available. | LINE VOLTAGE PENDANT | Stone Street | Pendants | Burnt Sienna | 710 | Steel |  |  |  | Satin Etched Glass | 3 Medium A19 60w |  | 3 | No | [14 empty] | 0 | [12 empty] | 294.98 | 589.96 | 884.94 | D:21 3/4'' H:19 1/2'' O:63 1/2'' | 13.6 | 21.75 |  |  | 19.5 | Dual Mount |  |  | 63.5 | 28.65625 - 63.5 |  |  | No |  | No | [20 empty] | D:6'' H:1'' Round |  |  |  |  | 120 | Brown |  |  | Hardwired | 0 | 0 | 0 | 0 | 1 | 0 | 0 | 1 | 0 | 0 | 0 | 785652238918 | 23 | 23 | 19 | 18.7 | 5.817 | 250 | Yes | [9 empty] | cETL Dry | STONE ST 3L PEND-710 | Three Light Pendant |  | 6514403-710.jpg
6514403-848 | Three Light Pendant | The authentic details of the Stone Street pendant collection by Sea Gull Lighting give these oversized pendants an industrial look contrasted nicely by the soft, flared curves of the overall silhouette. Offered in a Brushed Nickel, Satin Bronze or Burnt Sienna finish, the pendant light collection includes three sizes: A 13” diameter by 12” tall, a 17” diameter by 15-3/8” tall, and a 21-1/2” diameter by 19-1/4” tall. All feature a bottom diffuser to soften the light’s glow. Both incandescent lamping and ENERGY STAR-qualified LED lamping are available. | LINE VOLTAGE PENDANT | Stone Street | Pendants | Satin Bronze | 848 | Steel |  |  |  | Polished Nickel Glass | 3 Medium A19 60w |  | 3 | No | [14 empty] | 0 | [12 empty] | 319.98 | 639.96 | 959.94 | D:21 3/4'' H:19 1/2'' O:63 1/2'' | 13.6 | 21.75 |  |  | 19.5 | Dual Mount |  |  | 63.5 |  |  |  | No |  | No | [20 empty] | D:6'' H:1'' Round |  |  |  |  | 120 | Gold |  |  | Hardwired | 0 | 0 | 0 | 0 | 1 | 0 | 0 | 1 | 0 | 0 | 0 | 785652061202 | 23.25 | 23.25 | 19.5 | 17.6 | 6.1 | 250 | Yes | [9 empty] | cETL Dry | STONE ST 3L PEND-848 | Three Light Pendant |  | 6514403-848.png | 6514403.jpg
6514403-962 | Three Light Pendant | The authentic details of the Stone Street pendant collection by Sea Gull Lighting give these oversized pendants an industrial look contrasted nicely by the soft, flared curves of the overall silhouette. Offered in a Brushed Nickel, Satin Bronze or Burnt Sienna finish, the pendant light collection includes three sizes: A 13” diameter by 12” tall, a 17” diameter by 15-3/8” tall, and a 21-1/2” diameter by 19-1/4” tall. All feature a bottom diffuser to soften the light’s glow. Both incandescent lamping and ENERGY STAR-qualified LED lamping are available. | LINE VOLTAGE PENDANT | Stone Street | Pendants | Brushed Nickel | 962 | Steel |  |  |  | Satin Etched Glass | 3 Medium A19 60w |  | 3 | No | [14 empty] | 0 | [12 empty] | 294.98 | 589.96 | 884.94 | D:21 3/4'' H:19 1/2'' O:63 1/2'' | 13.6 | 21.75 |  |  | 19.5 | Dual Mount |  |  | 63.5 | 28.65625 - 63.5 |  |  | No |  | No | [20 empty] | D:6'' H:1'' Round |  |  |  |  | 120 | Clear Silver |  |  | Hardwired | 0 | 0 | 0 | 0 | 1 | 0 | 0 | 1 | 0 | 0 | 0 | 785652238925 | 23 | 23 | 19 | 18.7 | 5.817 | 250 | Yes | [9 empty] | cETL Dry | STONE ST 3L PEND-962 | Three Light Pendant |  | 6514403-962.jpg
6514403EN3-710 | Three Light Pendant | The authentic details of the Stone Street pendant collection by Sea Gull Lighting give these oversized pendants an industrial look contrasted nicely by the soft, flared curves of the overall silhouette. Offered in a Brushed Nickel, Satin Bronze or Burnt Sienna finish, the pendant light collection includes three sizes: A 13” diameter by 12” tall, a 17” diameter by 15-3/8” tall, and a 21-1/2” diameter by 19-1/4” tall. All feature a bottom diffuser to soften the light’s glow. Both incandescent lamping and ENERGY STAR-qualified LED lamping are available. | LINE VOLTAGE PENDANT | Stone Street | Pendants | Burnt Sienna | 710 | Steel |  |  |  | Satin Etched Glass | 3 Medium A19 9.3w |  | 3 | Yes | [14 empty] | 0 | [12 empty] | 299.98 | 599.96 | 899.94 | D:21 3/4'' H:19 1/2'' O:63 1/2'' | 13.6 | 21.75 |  |  | 19.5 | Dual Mount |  |  | 63.5 |  |  |  | No |  | No | [20 empty] | D:6'' H:1'' Round |  |  |  |  | 120 | Brown |  |  | Hardwired | 0 | 0 | 0 | 1 | 1 | 0 | 0 | 0 | 0 | 0 | 0 | 785652050800 | 23 | 23 | 19 | 18.7 | 5.817 | 250 | Yes | [9 empty] | cETL Dry | STONE ST 3L PEND-710 | Three Light Pendant |  | 6514403EN3-710.jpg | 6514403.jpg
6514403EN3-848 | Three Light Pendant | The authentic details of the Stone Street pendant collection by Sea Gull Lighting give these oversized pendants an industrial look contrasted nicely by the soft, flared curves of the overall silhouette. Offered in a Brushed Nickel, Satin Bronze or Burnt Sienna finish, the pendant light collection includes three sizes: A 13” diameter by 12” tall, a 17” diameter by 15-3/8” tall, and a 21-1/2” diameter by 19-1/4” tall. All feature a bottom diffuser to soften the light’s glow. Both incandescent lamping and ENERGY STAR-qualified LED lamping are available. | LINE VOLTAGE PENDANT | Stone Street | Pendants | Satin Bronze | 848 | Steel |  |  |  | Satin Etched Glass | 3 Medium A19 9.3w |  | 3 | Yes | [14 empty] | 0 | [12 empty] | 335.48 | 670.96 | 1006.44 | D:21 3/4'' H:19 1/2'' O:63 1/2'' | 13.6 | 21.75 |  |  | 19.5 | Dual Mount |  |  | 63.5 |  |  |  | No |  | No | [20 empty] | D:6'' H:1'' Round |  |  |  |  | 120 | Gold |  |  | Hardwired | 0 | 0 | 0 | 1 | 1 | 0 | 0 | 0 | 0 | 0 | 0 | 785652061318 | 23.25 | 23.25 | 19.5 | 17.6 | 6.1 | 250 | Yes | [9 empty] | cETL Dry | STONE ST 3L PEND-848 | Three Light Pendant |  | 6514403EN3-848.png | 6514403EN3.jpg
6514403EN3-962 | Three Light Pendant | The authentic details of the Stone Street pendant collection by Sea Gull Lighting give these oversized pendants an industrial look contrasted nicely by the soft, flared curves of the overall silhouette. Offered in a Brushed Nickel, Satin Bronze or Burnt Sienna finish, the pendant light collection includes three sizes: A 13” diameter by 12” tall, a 17” diameter by 15-3/8” tall, and a 21-1/2” diameter by 19-1/4” tall. All feature a bottom diffuser to soften the light’s glow. Both incandescent lamping and ENERGY STAR-qualified LED lamping are available. | LINE VOLTAGE PENDANT | Stone Street | Pendants | Brushed Nickel | 962 | Steel |  |  |  | Satin Etched Glass | 3 Medium A19 9.3w |  | 3 | Yes | [14 empty] | 0 | [12 empty] | 299.98 | 599.96 | 899.94 | D:21 3/4'' H:19 1/2'' O:63 1/2'' | 13.6 | 21.75 |  |  | 19.5 | Dual Mount |  |  | 63.5 |  |  |  | No |  | No | [20 empty] | D:6'' H:1'' Round |  |  |  |  | 120 | Clear Silver |  |  | Hardwired | 0 | 0 | 0 | 1 | 1 | 0 | 0 | 0 | 0 | 0 | 0 | 785652050817 | 23 | 23 | 19 | 18.7 | 5.817 | 250 | Yes | [9 empty] | cETL Dry | STONE ST 3L PEND-962 | Three Light Pendant |  | 6514403EN3-962.jpg | 6514403.jpg
6514501-782 | One Light Pendant | Influenced by the vintage industrial designs of early 20th Century America, the transitional Belton lighting collection by Sea Gull Lighting has Seeded glass shades that highlight the classic Edison bulbs. The rich Heirloom Bronze and Brushed Nickel finishes adds to the layer of retro design to the warm look. The assortment includes three- and five- down light chandeliers; five-light upright chandelier; a four-light island pendant; one-light pendant; one-light mini pendant; and one-, two-, three- and four-light bath fixtures. All fixtures are California Title 24 compliant and easily convert to LED by purchasing LED lamps sold separately. | LINE VOLTAGE PENDANT | Belton | Pendants | Heirloom Bronze | 782 | Steel | Clear Seeded Glass | D:12.625" H:8.375" |  |  | 1 Medium A19 100w |  | 1 | No | [14 empty] | 0 | [12 empty] | 85.98 | N/A | 257.94 | D:12 5/8'' H:11 3/8'' O:55 7/8'' | 5 | 12.625 |  |  | 11.375 | Center Lock-Up |  |  | 55.875 |  |  |  | No |  | No | [20 empty] | D:5'' H:3/4'' Round |  |  |  |  | 72 | Brown |  |  | Hardwired | 0 | 0 | 0 | 0 | 1 | 0 | 0 | 0 | 0 | 0 | 0 | 785652108778 | 16.25 | 16.25 | 11.25 | 6.7 | 1.719 | 250 | Yes | [9 empty] | cETL Dry | BELTON 1L PEND-782 | One Light Pendant |  | 6514501-782.jpg | 6514501.jpg
6514501-962 | One Light Pendant | Influenced by the vintage industrial designs of early 20th Century America, the transitional Belton lighting collection by Sea Gull Lighting has Seeded glass shades that highlight the classic Edison bulbs. The rich Heirloom Bronze and Brushed Nickel finishes adds to the layer of retro design to the warm look. The assortment includes three- and five- down light chandeliers; five-light upright chandelier; a four-light island pendant; one-light pendant; one-light mini pendant; and one-, two-, three- and four-light bath fixtures. All fixtures are California Title 24 compliant and easily convert to LED by purchasing LED lamps sold separately. | LINE VOLTAGE PENDANT | Belton | Pendants | Brushed Nickel | 962 | Steel | Clear Seeded Glass | D:12.625" H:8.375" |  |  | 1 Medium A19 100w |  | 1 | No | [14 empty] | 0 | [12 empty] | 80.48 | N/A | 241.44 | D:12 5/8'' H:11 3/8'' O:55 7/8'' | 5 | 12.625 |  |  | 11.375 | Center Lock-Up |  |  | 55.875 |  |  |  | No |  | No | [20 empty] | D:5'' H:3/4'' Round |  |  |  |  | 72 | Clear Silver |  |  | Hardwired | 0 | 0 | 0 | 0 | 1 | 0 | 0 | 0 | 0 | 0 | 0 | 785652003462 | 16.25 | 11.25 | 16 | 6.8 | 1.693 | 175 | Yes | [9 empty] | cETL Dry | BELTON 1L PEND-962 | One Light Pendant |  | 6514501-962.jpg | 6514501.jpg
6514501EN7-782 | One Light Pendant | Influenced by the vintage industrial designs of early 20th Century America, the transitional Belton lighting collection by Sea Gull Lighting has Seeded glass shades that highlight the classic Edison bulbs. The rich Heirloom Bronze and Brushed Nickel finishes adds to the layer of retro design to the warm look. The assortment includes three- and five- down light chandeliers; five-light upright chandelier; a four-light island pendant; one-light pendant; one-light mini pendant; and one-, two-, three- and four-light bath fixtures. All fixtures are California Title 24 compliant and easily convert to LED by purchasing LED lamps sold separately. | LINE VOLTAGE PENDANT | Belton | Pendants | Heirloom Bronze | 782 | Steel | Clear Seeded Glass | D:12.625" H:8.375" |  |  | 1 Medium A19 8.5w |  | 1 | Yes | [14 empty] | 0 | [12 empty] | 93.48 | N/A | 280.44 | D:12 5/8'' H:11 3/8'' O:55 7/8'' | 5 | 12.625 |  |  | 11.375 | Center Lock-Up |  |  | 55.875 |  |  |  | No |  | No | [20 empty] | D:5'' H:3/4'' Round |  |  |  |  | 72 | Brown |  |  | Hardwired | 0 | 0 | 0 | 1 | 1 | 0 | 0 | 0 | 0 | 0 | 0 | 785652069109 | 16.25 | 16.25 | 11.25 | 6.7 | 1.719 | 250 | Yes | [9 empty] | cETL Dry | BELTON 1L LED PEND-782 | One Light Pendant |  | 6514501EN7-782.jpg | 6514501.jpg
6514501EN7-962 | One Light Pendant | Influenced by the vintage industrial designs of early 20th Century America, the transitional Belton lighting collection by Sea Gull Lighting has Seeded glass shades that highlight the classic Edison bulbs. The rich Heirloom Bronze and Brushed Nickel finishes adds to the layer of retro design to the warm look. The assortment includes three- and five- down light chandeliers; five-light upright chandelier; a four-light island pendant; one-light pendant; one-light mini pendant; and one-, two-, three- and four-light bath fixtures. All fixtures are California Title 24 compliant and easily convert to LED by purchasing LED lamps sold separately. | LINE VOLTAGE PENDANT | Belton | Pendants | Brushed Nickel | 962 | Steel | Clear Seeded Glass | D:12.625" H:8.375" |  |  | 1 Medium A19 8.5w |  | 1 | Yes | [14 empty] | 0 | [12 empty] | 87.48 | N/A | 262.44 | D:12 5/8'' H:11 3/8'' O:55 7/8'' | 5 | 12.625 |  |  | 11.375 | Center Lock-Up |  |  | 55.875 |  |  |  | No |  | No | [20 empty] | D:5'' H:3/4'' Round |  |  |  |  | 72 | Clear Silver |  |  | Hardwired | 0 | 0 | 0 | 1 | 1 | 0 | 0 | 0 | 0 | 0 | 0 | 785652069116 | 16.25 | 11.25 | 16 | 6.8 | 1.693 | 175 | Yes | [9 empty] | cETL Dry | BELTON 1L LED PEND-962 | One Light Pendant |  | 6514501EN7-962.jpg | 6514501.jpg
6515201-05 | One Light Pendant | With a simple, airy appearance, the Kerrville lighting collection by Sea Gull Lighting embraces its modern design roots while enhancing virtually any home’s decor. Tubular steel arms extend outward and curve to present beautiful tapered, Satin Etched glass shades. The collection has a Brushed Nickel, Burnt Sienna or Chrome finish and offers three-, five- and nine-light chandeliers, a one-light mini pendant, one- and three-light pendants, a two-light semi-flush mount which can convert to a pendant, and one-, two-, three- and four-light bath fixtures. Incandescent and ENERGY STAR-qualified LED lamping are available; all fixtures are California Title 24 compliant. | LINE VOLTAGE PENDANT | Kerrville | Pendants | Chrome | 5 | Steel | Satin Etched Glass | D:15" H:5" |  |  | 1 Medium A19 100w |  | 1 | No | [14 empty] | 0 | [12 empty] | 57.98 | 115.96 | 173.94 | D:15'' H:8'' O:45 3/4'' | 4.9 | 15 |  |  | 8 | Center Lock-Up |  |  | 45.75 |  |  |  | No |  | No | [20 empty] | D:5'' H:3/4'' Round |  |  |  |  | 72 | Clear Silver | 36 |  | Hardwired | 0 | 0 | 0 | 0 | 1 | 0 | 0 | 1 | 1 | 0 | 0 | 785652041549 | 18.5 | 18.5 | 8 | 6.2 | 1.584 | 250 | Yes | [9 empty] | cETL Damp | KERRVILLE 1L PEND-05 | One Light Pendant |  | 6515201-05.png | 6515201.jpg
6515201-782 | One Light Pendant | With a simple, airy appearance, the Kerrville lighting collection by Sea Gull Lighting embraces its modern design roots while enhancing virtually any home’s decor. Tubular steel arms extend outward and curve to present beautiful tapered, Satin Etched glass shades. The collection has a Brushed Nickel, Burnt Sienna or Chrome finish and offers three-, five- and nine-light chandeliers, a one-light mini pendant, one- and three-light pendants, a two-light semi-flush mount which can convert to a pendant, and one-, two-, three- and four-light bath fixtures. Incandescent and ENERGY STAR-qualified LED lamping are available; all fixtures are California Title 24 compliant. | LINE VOLTAGE PENDANT | Kerrville | Pendants | Heirloom Bronze | 782 | Steel | Satin Etched Glass | D:15" H:5" |  |  | 1 Medium A19 100w |  | 1 | No | [14 empty] | 0 | [12 empty] | 60.48 | 120.96 | 181.44 | D:15'' H:8'' O:45 3/4'' | 4.9 | 15 |  |  | 8 | Center Lock-Up |  |  | 45.75 |  |  |  | No |  | No | [20 empty] | D:5'' H:3/4'' Round |  |  |  |  | 72 | Brown | 36 |  | Hardwired | 0 | 0 | 0 | 0 | 1 | 0 | 0 | 1 | 1 | 0 | 0 | 785652111747 | 18.5 | 18.5 | 8 | 6.2 | 1.584 | 250 | Yes | [9 empty] | cETL Damp | KERRVILLE 1L PEND-782 | One Light Pendant |  | 6515201-782.jpg | 6515201.jpg
6515201-962 | One Light Pendant | With a simple, airy appearance, the Kerrville lighting collection by Sea Gull Lighting embraces its modern design roots while enhancing virtually any home’s decor. Tubular steel arms extend outward and curve to present beautiful tapered, Satin Etched glass shades. The collection has a Brushed Nickel, Burnt Sienna or Chrome finish and offers three-, five- and nine-light chandeliers, a one-light mini pendant, one- and three-light pendants, a two-light semi-flush mount which can convert to a pendant, and one-, two-, three- and four-light bath fixtures. Incandescent and ENERGY STAR-qualified LED lamping are available; all fixtures are California Title 24 compliant. | LINE VOLTAGE PENDANT | Kerrville | Pendants | Brushed Nickel | 962 | Steel | Satin Etched Glass | D:15" H:5" |  |  | 1 Medium A19 100w |  | 1 | No | [14 empty] | 0 | [12 empty] | 60.48 | 120.96 | 181.44 | D:15'' H:8'' O:45 3/4'' | 4.9 | 15 |  |  | 8 | Center Lock-Up |  |  | 45.75 |  |  |  | No |  | No | [20 empty] | D:5'' H:3/4'' Round |  |  |  |  | 72 | Clear Silver | 36 |  | Hardwired | 0 | 0 | 0 | 0 | 1 | 0 | 0 | 1 | 1 | 0 | 0 | 785652111754 | 18.5 | 18.5 | 8 | 6.2 | 1.584 | 250 | Yes | [9 empty] | cETL Damp | KERRVILLE 1L PEND-962 | One Light Pendant |  | 6515201-962.jpg | 6515201.jpg
6515201EN3-05 | One Light Pendant | With a simple, airy appearance, the Kerrville lighting collection by Sea Gull Lighting embraces its modern design roots while enhancing virtually any home’s decor. Tubular steel arms extend outward and curve to present beautiful tapered, Satin Etched glass shades. The collection has a Brushed Nickel, Burnt Sienna or Chrome finish and offers three-, five- and nine-light chandeliers, a one-light mini pendant, one- and three-light pendants, a two-light semi-flush mount which can convert to a pendant, and one-, two-, three- and four-light bath fixtures. Incandescent and ENERGY STAR-qualified LED lamping are available; all fixtures are California Title 24 compliant. | LINE VOLTAGE PENDANT | Kerrville | Pendants | Chrome | 5 | Steel | Satin Etched Glass | D:15" H:5" |  |  | 1 Medium A19 9.3w |  | 1 | Yes | [14 empty] | 0 | [12 empty] | 64.48 | 128.96 | 193.44 | D:15'' H:8'' O:45 3/4'' | 4.9 | 15 |  |  | 8 | Center Lock-Up |  |  | 45.75 |  |  |  | No |  | No | [20 empty] | D:5'' H:3/4'' Round |  |  |  |  | 72 | Clear Silver | 36 |  | Hardwired | 0 | 0 | 0 | 1 | 1 | 0 | 0 | 0 | 1 | 0 | 0 | 785652061523 | 18.5 | 18.5 | 8 | 6.2 | 1.584 | 250 | Yes | [9 empty] | cETL Damp | KERRVILLE 1L PEND-05 | One Light Pendant |  | 6515201EN3-05.jpg | 6515201.jpg
6515201EN3-782 | One Light Pendant | With a simple, airy appearance, the Kerrville lighting collection by Sea Gull Lighting embraces its modern design roots while enhancing virtually any home’s decor. Tubular steel arms extend outward and curve to present beautiful tapered, Satin Etched glass shades. The collection has a Brushed Nickel, Burnt Sienna or Chrome finish and offers three-, five- and nine-light chandeliers, a one-light mini pendant, one- and three-light pendants, a two-light semi-flush mount which can convert to a pendant, and one-, two-, three- and four-light bath fixtures. Incandescent and ENERGY STAR-qualified LED lamping are available; all fixtures are California Title 24 compliant. | LINE VOLTAGE PENDANT | Kerrville | Pendants | Heirloom Bronze | 782 | Steel | Satin Etched Glass | D:15" H:5" |  |  | 1 Medium A19 9.3w |  | 1 | Yes | [14 empty] | 0 | [12 empty] | 64.48 | 128.96 | 193.44 | D:15'' H:8'' O:45 3/4'' | 4.9 | 15 |  |  | 8 | Center Lock-Up |  |  | 45.75 |  |  |  | No |  | No | [20 empty] | D:5'' H:3/4'' Round |  |  |  |  | 72 | Brown | 36 |  | Hardwired | 0 | 0 | 0 | 1 | 1 | 0 | 0 | 0 | 1 | 0 | 0 | 785652050824 | 18.5 | 18.5 | 8 | 6.2 | 1.584 | 250 | Yes | [9 empty] | cETL Damp | KERRVILLE 1L PEND-782 | One Light Pendant |  | 6515201EN3-782.jpg | 6515201.jpg
6515201EN3-962 | One Light Pendant | With a simple, airy appearance, the Kerrville lighting collection by Sea Gull Lighting embraces its modern design roots while enhancing virtually any home’s decor. Tubular steel arms extend outward and curve to present beautiful tapered, Satin Etched glass shades. The collection has a Brushed Nickel, Burnt Sienna or Chrome finish and offers three-, five- and nine-light chandeliers, a one-light mini pendant, one- and three-light pendants, a two-light semi-flush mount which can convert to a pendant, and one-, two-, three- and four-light bath fixtures. Incandescent and ENERGY STAR-qualified LED lamping are available; all fixtures are California Title 24 compliant. | LINE VOLTAGE PENDANT | Kerrville | Pendants | Brushed Nickel | 962 | Steel | Satin Etched Glass | D:15" H:5" |  |  | 1 Medium A19 9.3w |  | 1 | Yes | [14 empty] | 0 | [12 empty] | 64.48 | 128.96 | 193.44 | D:15'' H:8'' O:45 3/4'' | 4.9 | 15 |  |  | 8 | Center Lock-Up |  |  | 45.75 |  |  |  | No |  | No | [20 empty] | D:5'' H:3/4'' Round |  |  |  |  | 72 | Clear Silver | 36 |  | Hardwired | 0 | 0 | 0 | 1 | 1 | 0 | 0 | 0 | 1 | 0 | 0 | 785652050831 | 18.5 | 18.5 | 8 | 6.2 | 1.584 | 250 | Yes | [9 empty] | cETL Damp | KERRVILLE 1L PEND-962 | One Light Pendant |  | 6515201EN3-962.jpg | 6515201.jpg
6515503-962 | Three Light Pendant | The Jourdanton lighting collection by Sea Gull Lighting features perforated metal outer shades with a classic Ogee design detail surrounding faux silk inner shades. Frosted glass diffusers evenly distribute the light, and the versatile Brushed Nickel finish highlights the transitional design. The collection includes a four-light island pendant, a three-light pendant, a four-light pendant, a one-light mini-pendant, and a two-light semi-flush mount that can convert into a chain hanging pendant. Incandescent and ENERGY STAR-qualified LED lamping are available. All fixtures are California Title 24 compliant. | LINE VOLTAGE PENDANT | Jourdanton | Pendants | Brushed Nickel | 962 | Steel | Satin Etched Glass / Faux Silk Fabric | D:17" / D:17.625" H:7.875" |  |  | 3 Medium A19 60w |  | 3 | No | [14 empty] | 0 | [12 empty] | 190.98 | 381.96 | 572.94 | D:20 5/8'' H:8 1/4'' O:52 1/4'' | 10.6 | 20.625 |  |  | 8.25 | Center Lock-Up |  |  | 52.25 |  |  |  | No |  | No | [20 empty] | D:5'' H:1'' Round |  |  |  |  | 120 | Clear Silver |  |  | Hardwired | 0 | 0 | 0 | 0 | 1 | 0 | 0 | 1 | 0 | 0 | 0 | 785652107542 | 23.25 | 23.25 | 13.5 | 13.3 | 4.223 | 250 | Yes | [9 empty] | cETL Damp | JOURDANTON 3L PEND-962 | Three Light Pendant |  | 6515503-962.jpg | 6515503.jpg
6515503EN3-962 | Three Light Pendant | The Jourdanton lighting collection by Sea Gull Lighting features perforated metal outer shades with a classic Ogee design detail surrounding faux silk inner shades. Frosted glass diffusers evenly distribute the light, and the versatile Brushed Nickel finish highlights the transitional design. The collection includes a four-light island pendant, a three-light pendant, a four-light pendant, a one-light mini-pendant, and a two-light semi-flush mount that can convert into a chain hanging pendant. Incandescent and ENERGY STAR-qualified LED lamping are available. All fixtures are California Title 24 compliant. | LINE VOLTAGE PENDANT | Jourdanton | Pendants | Brushed Nickel | 962 | Steel | Satin Etched Glass / Stainless Stainless Steel | D:17" / D:20.625" H:8.25" |  |  | 3 Medium A19 9.3w |  | 3 | Yes | [14 empty] | 0 | [12 empty] | 199.98 | 399.96 | 599.94 | D:20 5/8'' H:8 1/4'' O:52 1/4'' | 10.6 | 20.625 |  |  | 8.25 | Center Lock-Up |  |  | 52.25 |  |  |  | No |  | No | [20 empty] | D:5'' H:1'' Round |  |  |  |  | 120 | Clear Silver |  |  | Hardwired | 0 | 0 | 0 | 1 | 1 | 0 | 0 | 0 | 0 | 0 | 0 | 785652046131 | 23.25 | 23.25 | 13.5 | 13.3 | 4.223 | 250 | Yes | [9 empty] | cETL Damp | JOURDANTON 3L PEND-962 | Three Light Pendant |  | 6515503EN3-962.jpg | 6515503.jpg
6515504-962 | Four Light Pendant | The Jourdanton lighting collection by Sea Gull Lighting features perforated metal outer shades with a classic Ogee design detail surrounding faux silk inner shades. Frosted glass diffusers evenly distribute the light, and the versatile Brushed Nickel finish highlights the transitional design. The collection includes a four-light island pendant, a three-light pendant, a four-light pendant, a one-light mini-pendant, and a two-light semi-flush mount that can convert into a chain hanging pendant. Incandescent and ENERGY STAR-qualified LED lamping are available. All fixtures are California Title 24 compliant. | LINE VOLTAGE PENDANT | Jourdanton | Pendants | Brushed Nickel | 962 | Steel | Satin Etched Glass / Faux Silk Fabric | D:20.75" / D:21.375" H:7.25" |  |  | 4 Medium A19 60w |  | 4 | No | [14 empty] | 0 | [12 empty] | 249.98 | 499.96 | 749.94 | D:24 3/8'' H:8 1/4'' O:52 1/4'' | 12.2 | 24.375 |  |  | 8.25 | Center Lock-Up |  |  | 52.25 |  |  |  | No |  | No | [20 empty] | D:5'' H:1'' Round |  |  |  |  | 120 | Clear Silver |  |  | Hardwired | 0 | 0 | 0 | 0 | 1 | 0 | 0 | 1 | 0 | 0 | 0 | 785652107559 | 27.5 | 27.25 | 12.5 | 15.3 | 5.421 | 250 | Yes | [9 empty] | cETL Damp | JOURDANTON 4L PEND-962 | Four Light Pendant |  | 6515504-962.jpg | 6515504.jpg
6515504EN3-962 | Four Light Pendant | The Jourdanton lighting collection by Sea Gull Lighting features perforated metal outer shades with a classic Ogee design detail surrounding faux silk inner shades. Frosted glass diffusers evenly distribute the light, and the versatile Brushed Nickel finish highlights the transitional design. The collection includes a four-light island pendant, a three-light pendant, a four-light pendant, a one-light mini-pendant, and a two-light semi-flush mount that can convert into a chain hanging pendant. Incandescent and ENERGY STAR-qualified LED lamping are available. All fixtures are California Title 24 compliant. | LINE VOLTAGE PENDANT | Jourdanton | Pendants | Brushed Nickel | 962 | Steel | Satin Etched Glass / Stainless Stainless Steel | D:17" / D:20.625" H:8.25" |  |  | 4 Medium A19 9.3w |  | 4 | Yes | [14 empty] | 0 | [12 empty] | 274.98 | 549.96 | 824.94 | D:24 3/8'' H:8 1/4'' O:52 1/4'' | 12.2 | 24.375 |  |  | 8.25 | Center Lock-Up |  |  | 52.25 |  |  |  | No |  | No | [20 empty] | D:5'' H:1'' Round |  |  |  |  | 120 | Clear Silver |  |  | Hardwired | 0 | 0 | 0 | 1 | 1 | 0 | 0 | 0 | 0 | 0 | 0 | 785652050848 | 27.5 | 27.25 | 12.5 | 15.3 | 5.421 | 250 | Yes | [9 empty] | cETL Damp | JOURDANTON 4L PEND-962 | Four Light Pendant |  | 6515504EN3-962.jpg | 6515504.jpg
65160-05 | One Light Pendant | The Oslo lighting collection by Sea Gull Lighting is a sleek design, with smooth and clean lines. The Opal Etched glass adds to this collection's contemporary and minimalist character. Offered in Chrome, Brushed Nickel and textured Blacksmith finishes, the collection includes nine-, five-, and three-light chandeliers, pendants in four sizes, both flush and semi-flush ceiling fixtures, as well as one-, two-, three- and four-light wall/bath fixtures. Both incandescent lamping and ENERGY STAR-qualified LED lamping are available. All fixtures are California Title 24 compliant. | LINE VOLTAGE PENDANT | Oslo | Pendants | Chrome | 5 | Steel | Etched / White Inside Glass | D:15.71875" |  |  | 1 Medium A19 150w |  | 1 | No | [14 empty] | 0 | [12 empty] | 70.48 | 140.96 | 211.44 | W:15 3/4'' H:8 3/4'' O:131 1/4'' | 6.6 |  |  | 15.75 | 8.75 | Center Lock-Up |  |  | 131.25 |  |  |  | No |  | No | [20 empty] | D:5 1/2'' H:13/16'' Round |  |  |  |  | 144 | Clear Silver | 120 | N/A |  | 0 | 0 | 0 | 0 | 1 | 0 | 0 | 1 | 1 | 0 | 0 | 785652171543 | 18 | 18 | 7.5 | 8.3 | 1.406 | 175 | Yes | [9 empty] | cETL Dry | OSLO 1L PEND-05 | One Light Pendant |  | 65160-05.jpg | 65160.jpg
65160-710 | One Light Pendant | The Oslo lighting collection by Sea Gull Lighting is a sleek design, with smooth and clean lines. The Opal Etched glass adds to this collection's contemporary and minimalist character. Offered in Chrome, Brushed Nickel and textured Blacksmith finishes, the collection includes nine-, five-, and three-light chandeliers, pendants in four sizes, both flush and semi-flush ceiling fixtures, as well as one-, two-, three- and four-light wall/bath fixtures. Both incandescent lamping and ENERGY STAR-qualified LED lamping are available. All fixtures are California Title 24 compliant. | LINE VOLTAGE PENDANT | Oslo | Pendants | Burnt Sienna | 710 | Steel | Etched / White Inside Glass |  |  |  | 1 Medium A19 150w |  | 1 | No | [14 empty] | 0 | [12 empty] | 67.45 | 134.9 | 202.35 | W:15 3/4'' H:8 3/4'' O:131 1/4'' | 6.6 |  |  | 15.75 | 8.75 |  |  |  | 131.25 |  |  |  | No |  | No | [20 empty] | D:5 1/2'' H:13/16'' Round |  |  |  |  | 144 | Brown | 120 |  |  | 0 | 0 | 0 | 0 | 1 | 0 | 0 | 1 | 1 | 0 | 0 | 785652077876 | 18 | 18 | 7.5 | 8.3 | 1.406 | 150 | Yes | [9 empty] | cETL Dry | OSLO 1L PEND-710 | One Light Pendant |  | 65160-710.jpg | 65160.jpg
65160-839 | One Light Pendant | The Oslo lighting collection by Sea Gull Lighting is a sleek design, with smooth and clean lines. The Opal Etched glass adds to this collection's contemporary and minimalist character. Offered in Chrome, Brushed Nickel and textured Blacksmith finishes, the collection includes nine-, five-, and three-light chandeliers, pendants in four sizes, both flush and semi-flush ceiling fixtures, as well as one-, two-, three- and four-light wall/bath fixtures. Both incandescent lamping and ENERGY STAR-qualified LED lamping are available. All fixtures are California Title 24 compliant. | LINE VOLTAGE PENDANT | Oslo | Pendants | Blacksmith | 839 | Steel | Etched / White Inside Glass |  |  |  | 1 Medium A19 150w |  | 1 | No | [14 empty] | 0 | [12 empty] | 70.48 | 140.96 | 211.44 | W:15 3/4'' H:8 3/4'' O:131 1/4'' | 6.6 |  |  | 15.75 | 8.75 |  |  |  | 131.25 |  |  |  | No |  | No | [20 empty] | D:5 1/2'' H:13/16'' Round |  |  |  |  | 144 | Brown | 120 | N/A |  | 0 | 0 | 0 | 0 | 1 | 0 | 0 | 1 | 1 | 0 | 0 | 785652171611 | 18 | 18 | 7.5 | 8.3 | 1.406 | 175 | Yes | [9 empty] | cETL Dry | OSLO 1L PEND-839 | One Light Pendant |  | 65160-839.jpg | 65160.jpg
65160-962 | One Light Pendant | The Oslo lighting collection by Sea Gull Lighting is a sleek design, with smooth and clean lines. The Opal Etched glass adds to this collection's contemporary and minimalist character. Offered in Chrome, Brushed Nickel and textured Blacksmith finishes, the collection includes nine-, five-, and three-light chandeliers, pendants in four sizes, both flush and semi-flush ceiling fixtures, as well as one-, two-, three- and four-light wall/bath fixtures. Both incandescent lamping and ENERGY STAR-qualified LED lamping are available. All fixtures are California Title 24 compliant. | LINE VOLTAGE PENDANT | Oslo | Pendants | Brushed Nickel | 962 | Steel | Etched / White Inside Glass | D:15.71875" |  |  | 1 Medium A19 150w |  | 1 | No | [14 empty] | 0 | [12 empty] | 65.98 | 131.96 | 197.94 | W:15 3/4'' H:8 3/4'' O:131 1/4'' | 6.6 |  |  | 15.75 | 8.75 | Center Lock-Up |  |  | 131.25 |  |  |  | No |  | No | [20 empty] | D:5 1/2'' H:13/16'' Round |  |  |  |  | 144 | Clear Silver | 120 |  | Hardwired | 0 | 0 | 0 | 0 | 1 | 0 | 0 | 1 | 1 | 0 | 0 | 785652003028 | 18 | 18 | 7.5 | 8.3 | 1.406 | 175 | Yes | [9 empty] | cETL Dry | OSLO 1L PEND-962 | One Light Pendant |  | 65160-962.jpg | 65160.jpg
65160EN3-05 | One Light Pendant | The Oslo lighting collection by Sea Gull Lighting is a sleek design, with smooth and clean lines. The Opal Etched glass adds to this collection's contemporary and minimalist character. Offered in Chrome, Brushed Nickel and textured Blacksmith finishes, the collection includes nine-, five-, and three-light chandeliers, pendants in four sizes, both flush and semi-flush ceiling fixtures, as well as one-, two-, three- and four-light wall/bath fixtures. Both incandescent lamping and ENERGY STAR-qualified LED lamping are available. All fixtures are California Title 24 compliant. | LINE VOLTAGE PENDANT | Oslo | Pendants | Chrome | 5 | Steel | Etched / White Inside Glass | D:15.71875" |  |  | 1 Medium A19 9.3w |  | 1 | Yes | [14 empty] | 0 | [12 empty] | 74.98 | 149.96 | 224.94 | D:15 3/4'' H:8 3/4'' O:131 1/4'' | 6.6 | 15.75 |  |  | 8.75 | Center Lock-Up |  |  | 131.25 |  |  |  | No |  | No | [20 empty] | D:5 1/2'' H:13/16'' Round |  |  |  |  | 144 | Clear Silver | 120 |  | Hardwired | 0 | 0 | 0 | 1 | 1 | 0 | 0 | 0 | 1 | 0 | 0 | 785652050855 | 18 | 18 | 7.5 | 8.3 | 1.406 | 175 | Yes | [9 empty] | cETL Dry | OSLO 1L PEND-05 | One Light Pendant |  | 65160EN3-05.jpg | 65160.jpg
65160EN3-710 | One Light Pendant | The Oslo lighting collection by Sea Gull Lighting is a sleek design, with smooth and clean lines. The Opal Etched glass adds to this collection's contemporary and minimalist character. Offered in Chrome, Brushed Nickel and textured Blacksmith finishes, the collection includes nine-, five-, and three-light chandeliers, pendants in four sizes, both flush and semi-flush ceiling fixtures, as well as one-, two-, three- and four-light wall/bath fixtures. Both incandescent lamping and ENERGY STAR-qualified LED lamping are available. All fixtures are California Title 24 compliant. | LINE VOLTAGE PENDANT | Oslo | Pendants | Burnt Sienna | 710 | Steel | Etched / White Inside Glass | D:15.71875" |  |  | 1 Medium A19 9.3w |  | 1 | Yes | [14 empty] | 0 | [12 empty] | 71.95 | 143.9 | 215.85 | D:15 3/4'' H:8 3/4'' O:131 1/4'' | 6.6 | 15.75 |  |  | 8.75 | Center Lock-Up |  |  | 131.25 |  |  |  | No |  | No | [20 empty] | D:5 1/2'' H:13/16'' |  |  |  |  | 144 | Brown | 120 |  | Hardwired | 0 | 0 | 0 | 1 | 1 | 0 | 0 | 0 | 1 | 0 | 0 | 785652082023 | 18 | 18 | 7.5 | 8.3 | 1.406 | 175 | Yes | [9 empty] | cETL Dry | OSLO 1L PEND-710 | One Light Pendant |  | 65160EN3-710.jpg | 65160EN3.jpg
65160EN3-839 | One Light Pendant | The Oslo lighting collection by Sea Gull Lighting is a sleek design, with smooth and clean lines. The Opal Etched glass adds to this collection's contemporary and minimalist character. Offered in Chrome, Brushed Nickel and textured Blacksmith finishes, the collection includes nine-, five-, and three-light chandeliers, pendants in four sizes, both flush and semi-flush ceiling fixtures, as well as one-, two-, three- and four-light wall/bath fixtures. Both incandescent lamping and ENERGY STAR-qualified LED lamping are available. All fixtures are California Title 24 compliant. | LINE VOLTAGE PENDANT | Oslo | Pendants | Blacksmith | 839 | Steel | Etched / White Inside Glass | D:15.71875" |  |  | 1 Medium A19 9.3w |  | 1 | Yes | [14 empty] | 0 | [12 empty] | 74.98 | 149.96 | 224.94 | D:15 3/4'' H:8 3/4'' O:131 1/4'' | 6.6 | 15.75 |  |  | 8.75 | Center Lock-Up |  |  | 131.25 |  |  |  | No |  | No | [20 empty] | D:5 1/2'' H:13/16'' |  |  |  |  | 144 | Brown | 120 |  | Hardwired | 0 | 0 | 0 | 1 | 1 | 0 | 0 | 0 | 1 | 0 | 0 | 785652050862 | 18 | 18 | 7.5 | 8.3 | 1.406 | 175 | Yes | [9 empty] | cETL Dry | OSLO 1L PEND-839 | One Light Pendant |  | 65160EN3-839.jpg | 65160.jpg
65160EN3-962 | One Light Pendant | The Oslo lighting collection by Sea Gull Lighting is a sleek design, with smooth and clean lines. The Opal Etched glass adds to this collection's contemporary and minimalist character. Offered in Chrome, Brushed Nickel and textured Blacksmith finishes, the collection includes nine-, five-, and three-light chandeliers, pendants in four sizes, both flush and semi-flush ceiling fixtures, as well as one-, two-, three- and four-light wall/bath fixtures. Both incandescent lamping and ENERGY STAR-qualified LED lamping are available. All fixtures are California Title 24 compliant. | LINE VOLTAGE PENDANT | Oslo | Pendants | Brushed Nickel | 962 | Steel | Etched / White Inside Glass | D:15.71875" |  |  | 1 Medium A19 9.3w |  | 1 | Yes | [14 empty] | 0 | [12 empty] | 71.48 | 142.96 | 214.44 | D:15 3/4'' H:8 3/4'' O:131 1/4'' | 6.6 | 15.75 |  |  | 8.75 | Center Lock-Up |  |  | 131.25 |  |  |  | No |  | No | [20 empty] | D:5 1/2'' H:13/16'' Round |  |  |  |  | 144 | Clear Silver | 120 |  | Hardwired | 0 | 0 | 0 | 1 | 1 | 0 | 0 | 0 | 1 | 0 | 0 | 785652050879 | 18 | 18 | 7.5 | 8.3 | 1.406 | 175 | Yes | [9 empty] | cETL Dry | OSLO 1L PEND-962 | One Light Pendant |  | 65160EN3-962.jpg | 65160.jpg
65174-710 | One Light Pendant | The aviation-inspired Brockton collection from Sea Gull Lighting will elevate your style quotient. The prominent design features flow together effortlessly, creating a profile with flair. With a truly transitional design, these pieces are equally at home in a traditional or contemporary setting. Offered in a Brush Nickel finish with White Alabaster glass shades or in a Burnt Sienna finish with Amber Scavo glass shades. The assortment includes nine-light, five-light and three-light chandeliers, pendants in four sizes, both flush and semi-flush ceiling fixtures, and one-light, two-light, and three-light wall/bath fixtures. Brockton features both incandescent and ENERGY STAR-qualified LED lighting fixtures; all fixtures are California Title 24 compliant. | LINE VOLTAGE PENDANT | Brockton | Pendants | Burnt Sienna | 710 | Steel | Amber Scavo Glass | D:16" H:5.625" | D:16" |  | 1 Medium A19 100w |  | 1 | No | [14 empty] | 0 | [12 empty] | 64.5 | 129 | 193.5 | D:16'' H:8'' O:48 1/2'' | 6.1 | 16 |  |  | 8 | Screw Collar - Stem |  |  | 48.5 |  |  |  | No |  | No | [20 empty] | D:5 5/16'' H:2 3/4'' Round |  |  |  |  | 120 | Brown |  |  | Hardwired | 0 | 0 | 0 | 0 | 1 | 0 | 0 | 1 | 0 | 0 | 0 | 785652221415 | 18.5 | 18.5 | 11 | 8.2 | 2.179 | 250 | Yes | [8 empty] | UL Dry | cUL Dry | BROCKTON 1L PEND-710 | One Light Pendant |  | 65174-710.jpg | 65174.jpg
6517401-710 | One Light Pendant | The ultimate in industrial chic, the Division Street pendant by Sea Gull Lighting delivers the on-trend, warehouse look in a sleek and subtle profile. The over-scaled proportions make it an impactful focal point whether installed as a single pendant or in multiples. Available in Burnt Sienna, Stardust and Brushed Nickel finishes. Incandescent, integrated LED, and ENERGY STAR-qualified LED lamping are all available. | LINE VOLTAGE PENDANT | Division Street | Pendants | Burnt Sienna | 710 | [5 empty] | 1 Medium A19 100w |  | 1 | No | [14 empty] | 0 | [12 empty] | 74.98 | 149.96 | 224.94 | D:15'' H:14'' O:160 19/32'' | 4.4 | 15 |  |  | 14 | Center Lock-Up |  |  | 160.5938 |  |  |  | No |  | No | [20 empty] | D:5 1/4'' H:1'' Round |  |  |  |  | 144 | Black |  |  | Hardwired | 0 | 0 | 0 | 0 | 1 | 0 | 0 | 1 | 0 | 0 | 0 | 785652275272 | 17.75 | 17.75 | 11.5 | 7.4 | 2.097 | 250 | Yes | [9 empty] | cETL Damp | DIVISION ST 1L PEND-710 | One Light Pendant |  | 6517401-710.jpg | 6517401.jpg
6517401-846 | One Light Pendant | The ultimate in industrial chic, the Division Street pendant by Sea Gull Lighting delivers the on-trend, warehouse look in a sleek and subtle profile. The over-scaled proportions make it an impactful focal point whether installed as a single pendant or in multiples. Available in Burnt Sienna, Stardust and Brushed Nickel finishes. Incandescent, integrated LED, and ENERGY STAR-qualified LED lamping are all available. | LINE VOLTAGE PENDANT | Division Street | Pendants | Stardust | 846 | [5 empty] | 1 Medium A19 100w |  | 1 | No | [14 empty] | 0 | [12 empty] | 74.98 | 149.96 | 224.94 | D:15'' H:14'' O:160 19/32'' | 4.4 | 15 |  |  | 14 | Center Lock-Up |  |  | 160.5938 |  |  |  | No |  | No | [20 empty] | D:5 1/4'' H:1'' Round |  |  |  |  | 144 | Black |  |  | Hardwired | 0 | 0 | 0 | 0 | 1 | 0 | 0 | 1 | 0 | 0 | 0 | 785652275289 | 17.75 | 17.75 | 11.5 | 7.4 | 2.097 | 250 | Yes | [9 empty] | cETL Damp | DIVISION ST 1L PEND-846 | One Light Pendant |  | 6517401-846.jpg | 6517401.jpg
6517401-962 | One Light Pendant | The ultimate in industrial chic, the Division Street pendant by Sea Gull Lighting delivers the on-trend, warehouse look in a sleek and subtle profile. The over-scaled proportions make it an impactful focal point whether installed as a single pendant or in multiples. Available in Burnt Sienna, Stardust and Brushed Nickel finishes. Incandescent, integrated LED, and ENERGY STAR-qualified LED lamping are all available. | LINE VOLTAGE PENDANT | Division Street | Pendants | Brushed Nickel | 962 | [5 empty] | 1 Medium A19 100w |  | 1 | No | [14 empty] | 0 | [12 empty] | 74.98 | 149.96 | 224.94 | D:15'' H:14'' O:160 19/32'' | 4.4 | 15 |  |  | 14 | Center Lock-Up |  |  | 160.5938 |  |  |  | No |  | No | [20 empty] | D:5 1/4'' H:1'' Round |  |  |  |  | 144 | Black |  |  | Hardwired | 0 | 0 | 0 | 0 | 1 | 0 | 0 | 1 | 0 | 0 | 0 | 785652238840 | 17.5 | 17.75 | 11.5 | 7.3 | 2.067 | 250 | Yes | [9 empty] | cETL Damp | DIVISION ST 1L PEND-962 | One Light Pendant |  | 6517401-962.jpg | 6517401.jpg
6517401EN3-710 | One Light Pendant | The ultimate in industrial chic, the Division Street pendant by Sea Gull Lighting delivers the on-trend, warehouse look in a sleek and subtle profile. The over-scaled proportions make it an impactful focal point whether installed as a single pendant or in multiples. Available in Burnt Sienna, Stardust and Brushed Nickel finishes. Incandescent, integrated LED, and ENERGY STAR-qualified LED lamping are all available. | LINE VOLTAGE PENDANT | Division Street | Pendants | Burnt Sienna | 710 | Steel |  |  |  |  | 1 Medium A19 9.3w |  | 1 | Yes | [14 empty] | 0 | [12 empty] | 82.48 | 164.96 | 247.44 | D:15'' H:14'' O:160 19/32'' | 4.4 | 15 |  |  | 14 | Cap Nuts |  |  | 160.5938 |  |  |  | No |  | No | [20 empty] | D:4 3/4'' H:1'' Round |  |  |  |  | 144 | Black |  |  | Hardwired | 0 | 0 | 0 | 1 | 1 | 0 | 0 | 0 | 0 | 0 | 0 | 785652045301 | 17.75 | 17.75 | 11.5 | 7.4 | 2.097 | 250 | Yes | [9 empty] | cETL Damp | DIVISION ST 1L PEND-710 | One Light Pendant |  | 6517401EN3-710.jpg | 6517401.jpg
6517401EN3-846 | One Light Pendant | The ultimate in industrial chic, the Division Street pendant by Sea Gull Lighting delivers the on-trend, warehouse look in a sleek and subtle profile. The over-scaled proportions make it an impactful focal point whether installed as a single pendant or in multiples. Available in Burnt Sienna, Stardust and Brushed Nickel finishes. Incandescent, integrated LED, and ENERGY STAR-qualified LED lamping are all available. | LINE VOLTAGE PENDANT | Division Street | Pendants | Stardust | 846 | Steel |  |  |  |  | 1 Medium A19 9.3w |  | 1 | Yes | [14 empty] | 0 | [12 empty] | 82.48 | 164.96 | 247.44 | D:15'' H:14'' O:160 19/32'' | 4.4 | 15 |  |  | 14 | Cap Nuts |  |  | 160.5938 |  |  |  | No |  | No | [20 empty] | D:4 3/4'' H:1'' Round |  |  |  |  | 144 | Black |  |  | Hardwired | 0 | 0 | 0 | 1 | 1 | 0 | 0 | 0 | 0 | 0 | 0 | 785652045318 | 17.75 | 17.75 | 11.5 | 7.4 | 2.097 | 250 | Yes | [9 empty] | cETL Damp | DIVISION ST 1L PEND-846 | One Light Pendant |  | 6517401EN3-846.jpg | 6517401.jpg
6517401EN3-962 | One Light Pendant | The ultimate in industrial chic, the Division Street pendant by Sea Gull Lighting delivers the on-trend, warehouse look in a sleek and subtle profile. The over-scaled proportions make it an impactful focal point whether installed as a single pendant or in multiples. Available in Burnt Sienna, Stardust and Brushed Nickel finishes. Incandescent, integrated LED, and ENERGY STAR-qualified LED lamping are all available. | LINE VOLTAGE PENDANT | Division Street | Pendants | Brushed Nickel | 962 | Steel |  |  |  |  | 1 Medium A19 9.3w |  | 1 | Yes | [14 empty] | 0 | [12 empty] | 82.48 | 164.96 | 247.44 | D:15'' H:14'' O:160 19/32'' | 4.4 | 15 |  |  | 14 | Cap Nuts |  |  | 160.5938 |  |  |  | No |  | No | [20 empty] | D:4 3/4'' H:1'' Round |  |  |  |  | 144 | Black |  |  | Hardwired | 0 | 0 | 0 | 1 | 1 | 0 | 0 | 0 | 0 | 0 | 0 | 785652045325 | 17.75 | 17.75 | 11.5 | 7.4 | 2.097 | 250 | Yes | [9 empty] | cETL Damp | DIVISION ST 1L PEND-962 | One Light Pendant |  | 6517401EN3-962.jpg | 6517401.jpg
6517493S-710 | LED Pendant | The ultimate in industrial chic, the Division Street pendant by Sea Gull Lighting delivers the on-trend, warehouse look in a sleek and subtle profile. The over-scaled proportions make it an impactful focal point whether installed as a single pendant or in multiples. Available in Burnt Sienna, Stardust and Brushed Nickel finishes. Incandescent, integrated LED, and ENERGY STAR-qualified LED lamping are all available. | LINE VOLTAGE PENDANT | Division Street | Pendants | Burnt Sienna | 710 |  | Antique Bronze Steel | D:15.25" H:8.8125" |  |  |  |  | 1 | No | 1000 | 3000 | 90 | 14 | 120 | 19 - Integrated | MODS - Modules |  | 5 | 100 | LED | 14 | 14 | 50000 | 0 | [12 empty] | 93.48 | 186.96 | 280.44 | D:15'' H:14'' O:160 19/32'' | 5.6 | 15 |  |  | 14 | Center Lock-Up |  |  | 160.5938 |  |  |  | No |  | No | [20 empty] | D:5 1/4'' H:1'' Round |  |  |  |  | 144 | Black |  |  | Hardwired | 0 | 0 | 0 | 0 | 1 | 0 | 0 | 0 | 0 | 0 | 0 | 785652064326 | 17.75 | 17.75 | 17.5 | 7.5 | 3.191 | 250 | Yes | [9 empty] | cETL Damp | DIVISION ST LED PEND-710 | LED Pendant |  | 6517493S-710_ALT.jpg | 6517401.jpg
6517493S-846 | LED Pendant | The ultimate in industrial chic, the Division Street pendant by Sea Gull Lighting delivers the on-trend, warehouse look in a sleek and subtle profile. The over-scaled proportions make it an impactful focal point whether installed as a single pendant or in multiples. Available in Burnt Sienna, Stardust and Brushed Nickel finishes. Incandescent, integrated LED, and ENERGY STAR-qualified LED lamping are all available. | LINE VOLTAGE PENDANT | Division Street | Pendants | Stardust | 846 |  | Polished Nickel Steel | D:15.25" H:8.8125" |  |  |  |  | 1 | No | 1000 | 3000 | 90 | 14 | 120 | 19 - Integrated | MODS - Modules |  | 5 | 100 | LED | 14 | 14 | 50000 | 0 | [12 empty] | 93.48 | 186.96 | 280.44 | D:15'' H:14'' O:160 19/32'' | 5.6 | 15 |  |  | 14 | Center Lock-Up |  |  | 160.5938 |  |  |  | No |  | No | [20 empty] | D:5 1/4'' H:1'' Round |  |  |  |  | 144 | Black |  |  | Hardwired | 0 | 0 | 0 | 0 | 1 | 0 | 0 | 0 | 0 | 0 | 0 | 785652064333 | 17.75 | 17.75 | 17.5 | 7.6 | 3.191 | 250 | Yes | [9 empty] | cETL Damp | DIVISION ST LED PEND-846 | LED Pendant |  | 6517493S-846_ALT.jpg | 6517401.jpg
6517493S-962 | LED Pendant | The ultimate in industrial chic, the Division Street pendant by Sea Gull Lighting delivers the on-trend, warehouse look in a sleek and subtle profile. The over-scaled proportions make it an impactful focal point whether installed as a single pendant or in multiples. Available in Burnt Sienna, Stardust and Brushed Nickel finishes. Incandescent, integrated LED, and ENERGY STAR-qualified LED lamping are all available. | LINE VOLTAGE PENDANT | Division Street | Pendants | Brushed Nickel | 962 |  | Brushed Nickel Steel | D:15.25" H:8.8125" |  |  |  |  | 1 | No | 1000 | 3000 | 90 | 14 | 120 | 19 - Integrated | MODS - Modules |  | 5 | 100 | LED | 14 | 14 | 50000 | 0 | [12 empty] | 93.48 | 186.96 | 280.44 | D:15'' H:14'' O:160 19/32'' | 5.6 | 15 |  |  | 14 | Center Lock-Up |  |  | 160.5938 |  |  |  | No |  | No | [20 empty] | D:5 1/4'' H:1'' Round |  |  |  |  | 144 | Black |  |  | Hardwired | 0 | 0 | 0 | 0 | 1 | 0 | 0 | 0 | 0 | 0 | 0 | 785652064340 | 17.75 | 17.75 | 17.5 | 7.4 | 3.191 | 250 | Yes | [9 empty] | cETL Damp | DIVISION ST LED PEND-962 | LED Pendant |  | 6517493S-962_ALT.jpg | 6517401.jpg
65174EN3-710 | One Light Pendant | The aviation-inspired Brockton collection from Sea Gull Lighting will elevate your style quotient. The prominent design features flow together effortlessly, creating a profile with flair. With a truly transitional design, these pieces are equally at home in a traditional or contemporary setting. Offered in a Brush Nickel finish with White Alabaster glass shades or in a Burnt Sienna finish with Amber Scavo glass shades. The assortment includes nine-light, five-light and three-light chandeliers, pendants in four sizes, both flush and semi-flush ceiling fixtures, and one-light, two-light, and three-light wall/bath fixtures. Brockton features both incandescent and ENERGY STAR-qualified LED lighting fixtures; all fixtures are California Title 24 compliant. | LINE VOLTAGE PENDANT | Brockton | Pendants | Burnt Sienna | 710 | Steel | Amber Scavo Glass | D:16" H:5.625" | D:16" |  | 1 Medium A19 9.3w |  | 1 | Yes | [14 empty] | 0 | [12 empty] | 67.5 | 135 | 202.5 | D:16'' H:8'' O:48 1/2'' | 6.1 | 16 |  |  | 8 | Screw Collar - Stem |  |  | 48.5 |  |  |  | No |  | No | [20 empty] | D:5 5/16'' H:2 3/4'' Round |  |  |  |  | 120 | Brown |  |  | Hardwired | 0 | 0 | 0 | 1 | 1 | 0 | 0 | 0 | 0 | 0 | 0 | 785652055119 | 18.5 | 18.5 | 11 | 8.2 | 2.179 | 250 | Yes | [8 empty] | UL Dry | cUL Dry | BROCKTON 1L PEND-710 | One Light Pendant |  | 65174EN3-710.jpg | 65174EN3.jpg
6519-21 | One Light Pendant | The Painted Shade pendant collection by Sea Gull Lighting features steel construction and is available in five outer colors including White, Red, Painted Brushed Stainless, Emerald Green and Painted Antique Brushed Copper – all with a White interior. Inspired by a classic warehouse light, they use globe shaped bulbs for increased light output and a finished look. 54” of cuttable cord is included for customizing the installation. Incandescent, Integrated LED, and ENERGY STAR-qualified LED lamping are all available. | LINE VOLTAGE PENDANT | Painted Shade Pendants | Pendants | Red | 21 | Steel |  |  |  |  | 1 Medium G40 150w |  | 1 | No | [14 empty] | 0 | [12 empty] | 49.95 | 99.9 | 149.85 | D:15 3/4'' H:8 1/4'' O:62 1/4'' | 3.9 | 15.75 |  |  | 8.25 | Center Lock-Up |  |  | 62.25 |  |  |  | No |  | No | [20 empty] | D:5'' H:1'' Round |  |  |  |  | 54 | White |  | N/A | Hardwired | 0 | 0 | 0 | 0 | 1 | 0 | 0 | 1 | 0 | 0 | 0 | 785652651977 | 17.25 | 17.25 | 11 | 5 | 1.894 | 250 | Yes | [9 empty] | cETL Dry | PAINTED SHADE 1L PEND-21 | One Light Pendant |  | 6519-21.jpg | 6519XBLE.jpg
6519-63 | One Light Pendant | The Painted Shade pendant collection by Sea Gull Lighting features steel construction and is available in five outer colors including White, Red, Painted Brushed Stainless, Emerald Green and Painted Antique Brushed Copper – all with a White interior. Inspired by a classic warehouse light, they use globe shaped bulbs for increased light output and a finished look. 54” of cuttable cord is included for customizing the installation. Incandescent, Integrated LED, and ENERGY STAR-qualified LED lamping are all available. | LINE VOLTAGE PENDANT | Painted Shade Pendants | Pendants | Antique Brushed Copper | 63 | Steel |  |  |  |  | 1 Medium G40 150w |  | 1 | No | [14 empty] | 0 | [12 empty] | 49.95 | 99.9 | 149.85 | D:15 3/4'' H:8 1/4'' O:62 1/4'' | 3.9 | 15.75 |  |  | 8.25 | Center Lock-Up |  |  | 62.25 |  |  |  | No |  | No | [20 empty] | D:5'' H:1'' Round |  |  |  |  | 54 | Black |  | N/A | Hardwired | 0 | 0 | 0 | 0 | 1 | 0 | 0 | 1 | 0 | 0 | 0 | 785652246203 | 17 | 17 | 9.5 | 4.7 | 1.589 | 250 | Yes | [9 empty] | cETL Dry | PAINTED SHADE 1L PEND-63 | One Light Pendant |  | 6519-63.jpg | 6519XBLE.jpg
6519-98 | One Light Pendant | The Painted Shade pendant collection by Sea Gull Lighting features steel construction and is available in five outer colors including White, Red, Painted Brushed Stainless, Emerald Green and Painted Antique Brushed Copper – all with a White interior. Inspired by a classic warehouse light, they use globe shaped bulbs for increased light output and a finished look. 54” of cuttable cord is included for customizing the installation. Incandescent, Integrated LED, and ENERGY STAR-qualified LED lamping are all available. | LINE VOLTAGE PENDANT | Painted Shade Pendants | Pendants | Brushed Stainless | 98 | Steel |  |  |  |  | 1 Medium G40 150w |  | 1 | No | [14 empty] | 0 | [12 empty] | 49.95 | 99.9 | 149.85 | D:15 3/4'' H:8 1/4'' O:62 1/4'' | 3.9 | 15.75 |  |  | 8.25 | Center Lock-Up |  |  | 62.25 |  |  |  | No |  | No | [20 empty] | D:5'' H:1'' Round |  |  |  |  | 54 | Black |  | N/A | Hardwired | 0 | 0 | 0 | 0 | 1 | 0 | 0 | 1 | 0 | 0 | 0 | 785652651984 | 17 | 17 | 9.75 | 5 | 1.631 | 250 | Yes | [9 empty] | cETL Dry | PAINTED SHADE 1L PEND-98 | One Light Pendant |  | 6519-98.jpg | 6519XBLE.jpg
6519EN3-21 | One Light Pendant | The Painted Shade pendant collection by Sea Gull Lighting features steel construction and is available in five outer colors including White, Red, Painted Brushed Stainless, Emerald Green and Painted Antique Brushed Copper – all with a White interior. Inspired by a classic warehouse light, they use globe shaped bulbs for increased light output and a finished look. 54” of cuttable cord is included for customizing the installation. Incandescent, Integrated LED, and ENERGY STAR-qualified LED lamping are all available. | LINE VOLTAGE PENDANT | Painted Shade Pendants | Pendants | Red | 21 | Steel |  |  |  |  | 1 Medium A19 9.3w |  | 1 | Yes | [14 empty] | 0 | [12 empty] | 55.98 | 111.96 | 167.94 | D:15 3/4'' H:8 1/4'' O:62 1/4'' | 3.9 | 15.75 |  |  | 8.25 | Center Lock-Up |  |  | 62.25 |  |  |  | No |  | No | [20 empty] | D:5'' H:1'' Round |  |  |  |  | 54 | White |  | N/A | Hardwired | 0 | 0 | 0 | 1 | 1 | 0 | 0 | 0 | 0 | 0 | 0 | 785652050893 | 17.25 | 17.25 | 11 | 5 | 1.894 | 250 | Yes | [9 empty] | cETL Dry | PAINTED SHADE 1L PEND-21 | One Light Pendant |  | 6519EN3-21.jpg | 6519.jpg
6519EN3-63 | One Light Pendant | The Painted Shade pendant collection by Sea Gull Lighting features steel construction and is available in five outer colors including White, Red, Painted Brushed Stainless, Emerald Green and Painted Antique Brushed Copper – all with a White interior. Inspired by a classic warehouse light, they use globe shaped bulbs for increased light output and a finished look. 54” of cuttable cord is included for customizing the installation. Incandescent, Integrated LED, and ENERGY STAR-qualified LED lamping are all available. | LINE VOLTAGE PENDANT | Painted Shade Pendants | Pendants | Antique Brushed Copper | 63 | Steel |  |  |  |  | 1 Medium A19 9.3w |  | 1 | Yes | [14 empty] | 0 | [12 empty] | 55.98 | 111.96 | 167.94 | D:15 3/4'' H:8 1/4'' O:62 1/4'' | 3.9 | 15.75 |  |  | 8.25 | Center Lock-Up |  |  | 62.25 |  |  |  | No |  | No | [20 empty] | D:5'' H:1'' Round |  |  |  |  | 54 | Black |  | N/A | Hardwired | 0 | 0 | 0 | 1 | 1 | 0 | 0 | 0 | 0 | 0 | 0 | 785652050909 | 17 | 17 | 9.5 | 4.7 | 1.589 | 250 | Yes | [9 empty] | cETL Dry | PAINTED SHADE 1L PEND-63 | One Light Pendant |  | 6519EN3-63.jpg | 6519.jpg
6519EN3-98 | One Light Pendant | The Painted Shade pendant collection by Sea Gull Lighting features steel construction and is available in five outer colors including White, Red, Painted Brushed Stainless, Emerald Green and Painted Antique Brushed Copper – all with a White interior. Inspired by a classic warehouse light, they use globe shaped bulbs for increased light output and a finished look. 54” of cuttable cord is included for customizing the installation. Incandescent, Integrated LED, and ENERGY STAR-qualified LED lamping are all available. | LINE VOLTAGE PENDANT | Painted Shade Pendants | Pendants | Brushed Stainless | 98 | Steel |  |  |  |  | 1 Medium A19 9.3w |  | 1 | Yes | [14 empty] | 0 | [12 empty] | 55.98 | 111.96 | 167.94 | D:15 3/4'' H:8 1/4'' O:62 1/4'' | 3.9 | 15.75 |  |  | 8.25 | Center Lock-Up |  |  | 62.25 |  |  |  | No |  | No | [20 empty] | D:5'' H:1'' Round |  |  |  |  | 54 | Black |  | N/A | Hardwired | 0 | 0 | 0 | 1 | 1 | 0 | 0 | 0 | 0 | 0 | 0 | 785652050923 | 17 | 17 | 9.75 | 5 | 1.631 | 250 | Yes | [9 empty] | cETL Dry | PAINTED SHADE 1L PEND-98 | One Light Pendant |  | 6519EN3-98.jpg | 6519.jpg
6525401-04 | One Light Pendant | Simple, yet bold, the Hudson Street pendant by Sea Gull Lighting complements a wide array of décor from shabby chic to country farmhouse to sleek contemporary. As if salvaged directly from a turn of the 19th century factory, this “industrial artifact” will add a rich ambience to any 21st century setting. Available in Burnt Sienna, Stardust and Satin Aluminum finishes, the deep dome pendant light offers a choice of incandescent or ENERGY STAR-qualified LED lamping. All fixtures are California Title 24 compliant. | LINE VOLTAGE PENDANT | Hudson Street | Pendants | Satin Aluminum | 4 |  | Undefined Aluminum | D:15.34375" H:14.96875" |  |  | 1 Medium A19 100w |  | 1 | No | [14 empty] | 0 | [12 empty] | 89.98 | 179.96 | 269.94 | D:15 3/4'' H:14 7/8'' O:161 23/32'' | 2.7 | 15.75 |  |  | 14.875 | Center Lock-Up |  |  | 161.7188 |  |  |  | No |  | No | [20 empty] | D:5 1/8'' H:1'' Round |  |  |  |  | 144 | Black |  |  | Hardwired | 0 | 0 | 0 | 0 | 1 | 0 | 0 | 1 | 0 | 0 | 0 | 785652275296 | 18.75 | 18.25 | 18.25 | 7 | 3.614 | 300 | Yes | [9 empty] | cETL Damp | HUDSON ST 1L PEND-04 | One Light Pendant |  | 6525401-04.jpg | 6525401.jpg
6525401-710 | One Light Pendant | Simple, yet bold, the Hudson Street pendant by Sea Gull Lighting complements a wide array of décor from shabby chic to country farmhouse to sleek contemporary. As if salvaged directly from a turn of the 19th century factory, this “industrial artifact” will add a rich ambience to any 21st century setting. Available in Burnt Sienna, Stardust and Satin Aluminum finishes, the deep dome pendant light offers a choice of incandescent or ENERGY STAR-qualified LED lamping. All fixtures are California Title 24 compliant. | LINE VOLTAGE PENDANT | Hudson Street | Pendants | Burnt Sienna | 710 |  | Undefined Aluminum | D:15.34375" H:14.96875" |  |  | 1 Medium A19 100w |  | 1 | No | [14 empty] | 0 | [12 empty] | 89.98 | 179.96 | 269.94 | D:15 3/4'' H:14 7/8'' O:161 23/32'' | 2.7 | 15.75 |  |  | 14.875 | Center Lock-Up |  |  | 161.7188 |  |  |  | No |  | No | [20 empty] | D:5 1/8'' H:1'' Round |  |  |  |  | 144 | Black |  |  | Hardwired | 0 | 0 | 0 | 0 | 1 | 0 | 0 | 1 | 0 | 0 | 0 | 785652275302 | 18.5 | 18 | 18 | 7 | 3.469 | 250 | Yes | [9 empty] | cETL Damp | HUDSON ST 1L PEND-710 | One Light Pendant |  | 6525401-710.jpg | 6525401.jpg
6525401-846 | One Light Pendant | Simple, yet bold, the Hudson Street pendant by Sea Gull Lighting complements a wide array of décor from shabby chic to country farmhouse to sleek contemporary. As if salvaged directly from a turn of the 19th century factory, this “industrial artifact” will add a rich ambience to any 21st century setting. Available in Burnt Sienna, Stardust and Satin Aluminum finishes, the deep dome pendant light offers a choice of incandescent or ENERGY STAR-qualified LED lamping. All fixtures are California Title 24 compliant. | LINE VOLTAGE PENDANT | Hudson Street | Pendants | Stardust | 846 |  | Undefined Aluminum | D:15.75" H:14.96875" |  |  | 1 Medium A19 100w |  | 1 | No | [14 empty] | 0 | [12 empty] | 89.98 | 179.96 | 269.94 | D:15 3/4'' H:14 7/8'' O:161 23/32'' | 2.7 | 15.75 |  |  | 14.875 | Center Lock-Up |  |  | 161.7188 |  |  |  | No |  | No | [20 empty] | D:5 1/8'' H:1'' Round |  |  |  |  | 144 | Black |  |  | Hardwired | 0 | 0 | 0 | 0 | 1 | 0 | 0 | 1 | 0 | 0 | 0 | 785652257766 | 18.75 | 18.25 | 18.25 | 7 | 3.614 | 300 | Yes | [9 empty] | cETL Damp | HUDSON ST 1L PEND-846 | One Light Pendant |  | 6525401-846.jpg | 6525401.jpg
6525401EN3-04 | One Light Pendant | Simple, yet bold, the Hudson Street pendant by Sea Gull Lighting complements a wide array of décor from shabby chic to country farmhouse to sleek contemporary. As if salvaged directly from a turn of the 19th century factory, this “industrial artifact” will add a rich ambience to any 21st century setting. Available in Burnt Sienna, Stardust and Satin Aluminum finishes, the deep dome pendant light offers a choice of incandescent or ENERGY STAR-qualified LED lamping. All fixtures are California Title 24 compliant. | LINE VOLTAGE PENDANT | Hudson Street | Pendants | Satin Aluminum | 4 | Aluminum |  |  |  |  | 1 Medium A19 9.3w |  | 1 | Yes | [14 empty] | 0 | [12 empty] | 95.48 | 190.96 | 286.44 | D:15 3/4'' H:14 7/8'' O:161 23/32'' | 2.7 | 15.75 |  |  | 14.875 | Cap Nuts |  |  | 161.7188 |  |  |  | No |  | No | [20 empty] | D:5 1/8'' H:1'' Round |  |  |  |  | 144 | Black |  |  | Hardwired | 0 | 0 | 0 | 1 | 1 | 0 | 0 | 0 | 0 | 0 | 0 | 785652050930 | 18.5 | 18.5 | 18.5 | 7.3 | 3.664 | 250 | Yes | [9 empty] | cETL Damp | HUDSON ST 1L PEND-04 | One Light Pendant |  | 6525401EN3-04.jpg | 6525401.jpg
6525401EN3-710 | One Light Pendant | Simple, yet bold, the Hudson Street pendant by Sea Gull Lighting complements a wide array of décor from shabby chic to country farmhouse to sleek contemporary. As if salvaged directly from a turn of the 19th century factory, this “industrial artifact” will add a rich ambience to any 21st century setting. Available in Burnt Sienna, Stardust and Satin Aluminum finishes, the deep dome pendant light offers a choice of incandescent or ENERGY STAR-qualified LED lamping. All fixtures are California Title 24 compliant. | LINE VOLTAGE PENDANT | Hudson Street | Pendants | Burnt Sienna | 710 | Aluminum |  |  |  |  | 1 Medium A19 9.3w |  | 1 | Yes | [14 empty] | 0 | [12 empty] | 95.48 | 190.96 | 286.44 | D:15 3/4'' H:14 7/8'' O:161 23/32'' | 2.7 | 15.75 |  |  | 14.875 | Cap Nuts |  |  | 161.7188 |  |  |  | No |  | No | [20 empty] | D:5 1/8'' H:1'' Round |  |  |  |  | 144 | Black |  |  | Hardwired | 0 | 0 | 0 | 1 | 1 | 0 | 0 | 0 | 0 | 0 | 0 | 785652050947 | 18.5 | 18 | 18 | 7 | 3.469 | 250 | Yes | [9 empty] | cETL Damp | HUDSON ST 1L PEND-710 | One Light Pendant |  | 6525401EN3-710.jpg | 6525401.jpg
6525401EN3-846 | One Light Pendant | Simple, yet bold, the Hudson Street pendant by Sea Gull Lighting complements a wide array of décor from shabby chic to country farmhouse to sleek contemporary. As if salvaged directly from a turn of the 19th century factory, this “industrial artifact” will add a rich ambience to any 21st century setting. Available in Burnt Sienna, Stardust and Satin Aluminum finishes, the deep dome pendant light offers a choice of incandescent or ENERGY STAR-qualified LED lamping. All fixtures are California Title 24 compliant. | LINE VOLTAGE PENDANT | Hudson Street | Pendants | Stardust | 846 | Aluminum |  |  |  |  | 1 Medium A19 9.3w |  | 1 | Yes | [14 empty] | 0 | [12 empty] | 95.48 | 190.96 | 286.44 | D:15 3/4'' H:14 7/8'' O:161 23/32'' | 2.7 | 15.75 |  |  | 14.875 | Cap Nuts |  |  | 161.7188 |  |  |  | No |  | No | [20 empty] | D:5 1/8'' H:1'' Round |  |  |  |  | 144 | Black |  |  | Hardwired | 0 | 0 | 0 | 1 | 1 | 0 | 0 | 0 | 0 | 0 | 0 | 785652050954 | 18.75 | 18.25 | 18.25 | 7 | 3.614 | 175 | Yes | [9 empty] | cETL Damp | HUDSON ST 1L PEND-846 | One Light Pendant |  | 6525401EN3-846.jpg | 6525401.jpg
65262-710 | Four Light Pendant | The sleek, fabric shades and smooth acrylic diffusers of the Dayna shade pendant collection by Sea Gull Lighting combine to create a warm glow. Finished-off with decorative metal finials to secure the White Acrylic diffusers in place, these fixtures convey a tailored look while creating both ambient and task lighting. The assortment includes two-light, three-light and four-light pendants and a two-light flush /semi-flush convertible all with classic drum shades, as well as a large four-light pendant with an angular trapezoidal shade, and all are offered in either Brushed Nickel or Burnt Sienna finishes with either Cream or Beige Faux Linen fabric shades. Both incandescent lamping and ENERGY STAR-qualified LED lamping are available; all fixtures are California Title 24 compliant. | LINE VOLTAGE PENDANT | Dayna Shade Pendants | Pendants | Burnt Sienna | 710 | Steel | Linen Fabric | D:24" H:13" | D:24" | White Acrylic | 4 Medium A19 100w |  | 4 | No | [14 empty] | 0 | [12 empty] | 194.98 | 389.96 | 584.94 | D:24'' H:13'' O:57'' | 12 | 24 |  |  | 13 | Cap Nuts |  |  | 57 |  |  |  | No |  | No | [20 empty] | D:5'' H:1'' Round |  |  |  |  | 120 |  |  |  | Hardwired | 0 | 0 | 0 | 0 | 1 | 0 | 0 | 1 | 0 | 0 | 0 | 785652221552 | 26.25 | 26.625 | 18 | 16 | 7.28 | 250 | Yes | [8 empty] | C-UL-US Dry |  | DAYNA 4L PEND-710 | Four Light Pendant |  | 65262-710.jpg | 65262.jpg
65262-962 | Four Light Pendant | The sleek, fabric shades and smooth acrylic diffusers of the Dayna shade pendant collection by Sea Gull Lighting combine to create a warm glow. Finished-off with decorative metal finials to secure the White Acrylic diffusers in place, these fixtures convey a tailored look while creating both ambient and task lighting. The assortment includes two-light, three-light and four-light pendants and a two-light flush /semi-flush convertible all with classic drum shades, as well as a large four-light pendant with an angular trapezoidal shade, and all are offered in either Brushed Nickel or Burnt Sienna finishes with either Cream or Beige Faux Linen fabric shades. Both incandescent lamping and ENERGY STAR-qualified LED lamping are available; all fixtures are California Title 24 compliant. | LINE VOLTAGE PENDANT | Dayna Shade Pendants | Pendants | Brushed Nickel | 962 | Steel | Faux Silk Fabric | D:24" H:13" | D:24" | White Acrylic | 4 Medium A19 100w |  | 4 | No | [14 empty] | 0 | [12 empty] | 194.98 | 389.96 | 584.94 | D:24'' H:13'' O:57'' | 12 | 24 |  |  | 13 | Cap Nuts |  |  | 57 |  |  |  | No |  | No | [20 empty] | D:5'' H:1'' Round |  |  |  |  | 120 |  |  |  | Hardwired | 0 | 0 | 0 | 0 | 1 | 0 | 0 | 1 | 0 | 0 | 0 | 785652216886 | 26.25 | 26.125 | 18 | 16 | 7.144 | 250 | Yes | [8 empty] | C-UL-US Dry |  | DAYNA 4L PEND-962 | Four Light Pendant |  | 65262-962.jpg | 65262.jpg
65262EN3-710 | Four Light Pendant | The sleek, fabric shades and smooth acrylic diffusers of the Dayna shade pendant collection by Sea Gull Lighting combine to create a warm glow. Finished-off with decorative metal finials to secure the White Acrylic diffusers in place, these fixtures convey a tailored look while creating both ambient and task lighting. The assortment includes two-light, three-light and four-light pendants and a two-light flush /semi-flush convertible all with classic drum shades, as well as a large four-light pendant with an angular trapezoidal shade, and all are offered in either Brushed Nickel or Burnt Sienna finishes with either Cream or Beige Faux Linen fabric shades. Both incandescent lamping and ENERGY STAR-qualified LED lamping are available; all fixtures are California Title 24 compliant. | LINE VOLTAGE PENDANT | Dayna Shade Pendants | Pendants | Burnt Sienna | 710 | Steel | Linen Fabric | D:24" H:13" | D:24" | White Acrylic | 4 Medium A19 9.3w |  | 4 | Yes | [14 empty] | 0 | [12 empty] | 199.98 | 399.96 | 599.94 | D:24'' H:13'' O:57'' | 12 | 24 |  |  | 13 | Cap Nuts |  |  | 57 |  |  |  | No |  | No | [20 empty] | D:5'' H:1'' Round |  |  |  |  | 120 | Brown |  |  | Hardwired | 0 | 0 | 0 | 1 | 1 | 0 | 0 | 0 | 0 | 0 | 0 | 785652045165 | 26.25 | 26.625 | 18 | 16 | 7.28 | 250 | Yes | [8 empty] | C-UL-US Dry |  | DAYNA 4L PEND-710 | Four Light Pendant |  | 65262EN3-710.jpg | 65262.jpg
65262EN3-962 | Four Light Pendant | The sleek, fabric shades and smooth acrylic diffusers of the Dayna shade pendant collection by Sea Gull Lighting combine to create a warm glow. Finished-off with decorative metal finials to secure the White Acrylic diffusers in place, these fixtures convey a tailored look while creating both ambient and task lighting. The assortment includes two-light, three-light and four-light pendants and a two-light flush /semi-flush convertible all with classic drum shades, as well as a large four-light pendant with an angular trapezoidal shade, and all are offered in either Brushed Nickel or Burnt Sienna finishes with either Cream or Beige Faux Linen fabric shades. Both incandescent lamping and ENERGY STAR-qualified LED lamping are available; all fixtures are California Title 24 compliant. | LINE VOLTAGE PENDANT | Dayna Shade Pendants | Pendants | Brushed Nickel | 962 | Steel | Faux Silk Fabric | D:24" H:13" | D:24" | White Acrylic | 4 Medium A19 9.3w |  | 4 | Yes | [14 empty] | 0 | [12 empty] | 199.98 | 399.96 | 599.94 | D:24'' H:13'' O:57'' | 12 | 24 |  |  | 13 | Cap Nuts |  |  | 57 |  |  |  | No |  | No | [20 empty] | D:5'' H:1'' Round |  |  |  |  | 120 | Clear Silver |  |  | Hardwired | 0 | 0 | 0 | 1 | 1 | 0 | 0 | 0 | 0 | 0 | 0 | 785652045172 | 26.25 | 26.125 | 18 | 16 | 7.144 | 250 | Yes | [8 empty] | C-UL-US Dry |  | DAYNA 4L PEND-962 | Four Light Pendant |  | 65262EN3-962.jpg | 65262.jpg
65263-710 | Three Light Pendant | The sleek, fabric shades and smooth acrylic diffusers of the Dayna shade pendant collection by Sea Gull Lighting combine to create a warm glow. Finished-off with decorative metal finials to secure the White Acrylic diffusers in place, these fixtures convey a tailored look while creating both ambient and task lighting. The assortment includes two-light, three-light and four-light pendants and a two-light flush /semi-flush convertible all with classic drum shades, as well as a large four-light pendant with an angular trapezoidal shade, and all are offered in either Brushed Nickel or Burnt Sienna finishes with either Cream or Beige Faux Linen fabric shades. Both incandescent lamping and ENERGY STAR-qualified LED lamping are available; all fixtures are California Title 24 compliant. | LINE VOLTAGE PENDANT | Dayna Shade Pendants | Pendants | Burnt Sienna | 710 | Steel | Linen Fabric | D:19" H:10.5" |  | White Acrylic | 3 Medium A19 100w |  | 3 | No | [14 empty] | 0 | [12 empty] | 169.98 | 339.96 | 509.94 | D:19'' H:10 1/2'' O:55'' | 7.7 | 19 |  |  | 10.5 | Cap Nuts |  |  | 55 |  |  |  | No |  | No | [20 empty] | D:5'' H:1'' Round |  |  |  |  | 120 |  |  |  | Hardwired | 0 | 0 | 0 | 0 | 1 | 0 | 0 | 1 | 0 | 0 | 0 | 785652221569 | 20.25 | 20.25 | 13.18 | 10.9 | 3.128 | 250 | Yes | [8 empty] | UL Dry | cUL Dry | DAYNA 3L PEND-710 | Three Light Pendant |  | 65263-710.jpg | 65263.jpg
65263-962 | Three Light Pendant | The sleek, fabric shades and smooth acrylic diffusers of the Dayna shade pendant collection by Sea Gull Lighting combine to create a warm glow. Finished-off with decorative metal finials to secure the White Acrylic diffusers in place, these fixtures convey a tailored look while creating both ambient and task lighting. The assortment includes two-light, three-light and four-light pendants and a two-light flush /semi-flush convertible all with classic drum shades, as well as a large four-light pendant with an angular trapezoidal shade, and all are offered in either Brushed Nickel or Burnt Sienna finishes with either Cream or Beige Faux Linen fabric shades. Both incandescent lamping and ENERGY STAR-qualified LED lamping are available; all fixtures are California Title 24 compliant. | LINE VOLTAGE PENDANT | Dayna Shade Pendants | Pendants | Brushed Nickel | 962 |  | Faux Silk Fabric | D:19" H:10.5" |  | White Acrylic | 3 Medium A19 100w |  | 3 | No | [14 empty] | 0 | [12 empty] | 169.98 | 339.96 | 509.94 | D:19'' H:10 1/2'' O:55'' | 7.7 | 19 |  |  | 10.5 | Cap Nuts |  |  | 55 |  |  |  | No |  | No | [20 empty] | D:5'' H:1'' Round |  |  |  |  | 120 |  |  |  | Hardwired | 0 | 0 | 0 | 0 | 1 | 0 | 0 | 1 | 0 | 0 | 0 | 785652216909 | 20.25 | 20.25 | 13.18 | 10.9 | 3.128 | 250 | Yes | [8 empty] | C-UL-US Dry |  | DAYNA 3L PEND-962 | Three Light Pendant |  | 65263-962.jpg | 65263.jpg
6526303-872 | Small Three Light Hall / Foyer | The hand applied finishes on Thornwood exude authenticity, combining the tactile with the time-worn. Perfect proportions and honest functionality complete the package. The Thornwood lighting collection offers three-light, four-light and eight-like chandeliers, an eight-light linear, four-light foyer chandelier, and a two-light wall sconce. The two-light wall sconce is Damp Rated. Available in Washed Pine and a Weathered Iron Finish. | LINE VOLTAGE PENDANT | Thornwood | Pendants | Washed Pine / Weathered Iron | 872 / 819 | Steel |  |  |  |  | 3 Candelabra B10 Torpedo 60w |  | 3 | No | [14 empty] | 0 | [12 empty] | 136.48 | 272.96 | 409.44 | L:12'' W:12'' H:14'' O:58 1/2'' | 7.04 |  | 12 | 12 | 14 | Screw Collar - Stem |  |  | 58.5 |  |  |  | No |  | No | [20 empty] | D:5'' H:7/8'' Round |  |  |  |  | 120 | Black |  |  | Hardwired | 0 | 0 | 0 | 0 | 1 | 0 | 0 | 1 | 0 | 0 | 0 | 785652070273 | 17.25 | 14.25 | 14.25 | 9 | 2.027 | 175 | Yes | [9 empty] | cETL Damp | THORNWOOD 3L SM PEND-872 | Small Three Light Hall / Foyer |  | 6526303-872.jpg | 6526303.jpg
6526303EN-872 | Small Three Light Hall / Foyer | The hand applied finishes on Thornwood exude authenticity, combining the tactile with the time-worn. Perfect proportions and honest functionality complete the package. The Thornwood lighting collection offers three-light, four-light and eight-like chandeliers, an eight-light linear, four-light foyer chandelier, and a two-light wall sconce. The two-light wall sconce is Damp Rated. Available in Washed Pine and a Weathered Iron Finish. | LINE VOLTAGE PENDANT | Thornwood | Pendants | Washed Pine / Weathered Iron | 872 / 819 | Steel |  |  |  |  | 3 Candelabra B10 Torpedo 3.5w |  | 3 | Yes | [14 empty] | 0 | [12 empty] | 149.98 | 299.96 | 449.94 | L:12'' W:12'' H:14'' O:58 1/2'' | 7.04 |  | 12 | 12 | 14 | Screw Collar - Stem |  |  | 58.5 |  |  |  | No |  | No | [20 empty] | D:5'' H:7/8'' Round |  |  |  |  | 120 | Black |  |  | Hardwired | 0 | 0 | 0 | 1 | 1 | 0 | 0 | 0 | 0 | 0 | 0 | 785652071959 | 17.25 | 14.25 | 14.25 | 9 | 2.027 | 175 | Yes | [9 empty] | cETL Damp | THORNWOOD 3L SM LED PEND-872 | Small Three Light Hall / Foyer |  | 6526303EN-872.jpg | 6526303EN.jpg
6526304-872 | Medium Four Light Hall / Foyer | The hand applied finishes on Thornwood exude authenticity, combining the tactile with the time-worn. Perfect proportions and honest functionality complete the package. The Thornwood lighting collection offers three-light, four-light and eight-like chandeliers, an eight-light linear, four-light foyer chandelier, and a two-light wall sconce. The two-light wall sconce is Damp Rated. Available in Washed Pine and a Weathered Iron Finish. | LINE VOLTAGE PENDANT | Thornwood | Pendants | Washed Pine / Weathered Iron | 872 / 819 | Steel |  |  |  |  | 4 Candelabra B10 Torpedo 60w |  | 4 | No | [14 empty] | 0 | [12 empty] | 194.48 | 388.96 | 583.44 | L:17'' W:17'' H:20 1/2'' O:65'' | 11.66 |  | 17 | 17 | 20.5 | Screw Collar - Stem |  |  | 65 |  |  |  | No |  | No | [20 empty] | D:5'' H:7/8'' Round |  |  |  |  | 120 | Black |  |  | Hardwired | 0 | 0 | 0 | 0 | 1 | 0 | 0 | 1 | 0 | 0 | 0 | 785652070280 | 23.75 | 18.75 | 18.78 | 15.8 | 4.84 | 250 | Yes | [9 empty] | cETL Damp | THORNWOOD 4L MD PEND-872 | Medium Four Light Hall / Foyer |  | 6526304-872.jpg | 6526304.jpg
6526304EN-872 | Medium Four Light Hall / Foyer | The hand applied finishes on Thornwood exude authenticity, combining the tactile with the time-worn. Perfect proportions and honest functionality complete the package. The Thornwood lighting collection offers three-light, four-light and eight-like chandeliers, an eight-light linear, four-light foyer chandelier, and a two-light wall sconce. The two-light wall sconce is Damp Rated. Available in Washed Pine and a Weathered Iron Finish. | LINE VOLTAGE PENDANT | Thornwood | Pendants | Washed Pine / Weathered Iron | 872 / 819 | Steel |  |  |  |  | 4 Candelabra B10 Torpedo 3.5w |  | 4 | Yes | [14 empty] | 0 | [12 empty] | 216.98 | 433.96 | 650.94 | L:16'' W:16'' H:20 1/2'' O:65'' | 11.66 |  | 16 | 16 | 20.5 | Screw Collar - Stem |  |  | 65 |  |  |  | No |  | No | [20 empty] | D:5'' H:7/8'' Round |  |  |  |  | 120 | Black |  |  | Hardwired | 0 | 0 | 0 | 1 | 1 | 0 | 0 | 0 | 0 | 0 | 0 | 785652071966 | 23.75 | 18.75 | 18.78 | 15.8 | 4.84 | 250 | Yes | [9 empty] | cETL Damp | THORNWOOD 4L LED MD PEND-872 | Medium Four Light Hall / Foyer |  | 6526304EN-872.jpg | 6526304EN.jpg
6526308-872 | Large Eight Light Hall / Foyer | The hand applied finishes on Thornwood exude authenticity, combining the tactile with the time-worn. Perfect proportions and honest functionality complete the package. The Thornwood lighting collection offers three-light, four-light and eight-like chandeliers, an eight-light linear, four-light foyer chandelier, and a two-light wall sconce. The two-light wall sconce is Damp Rated. Available in Washed Pine and a Weathered Iron Finish. | LINE VOLTAGE PENDANT | Thornwood | Pendants | Washed Pine / Weathered Iron | 872 / 819 | Steel |  |  |  |  | 8 Candelabra B10 Torpedo 60w |  | 8 | No | [14 empty] | 0 | [12 empty] | 339.98 | 679.96 | 1019.94 | L:23 1/8'' W:23 1/8'' H:38'' O:82 1/2'' | 28.27 |  | 23.125 | 23.125 | 38 | Screw Collar - Stem |  |  | 82.5 |  |  |  | No |  | No | [20 empty] | D:5'' H:7/8'' Round |  |  |  |  | 120 | Black |  |  | Hardwired | 0 | 0 | 0 | 0 | 1 | 0 | 0 | 1 | 0 | 0 | 0 | 785652070297 | 42 | 25.25 | 25 | 38.2 | 15.343 | 250 | Yes | [9 empty] | cETL Damp | THORNWOOD 8L LG PEND-872 | Large Eight Light Hall / Foyer |  | 6526308-872.jpg | 6526308.jpg
6526308EN-872 | Large Eight Light Hall / Foyer | The hand applied finishes on Thornwood exude authenticity, combining the tactile with the time-worn. Perfect proportions and honest functionality complete the package. The Thornwood lighting collection offers three-light, four-light and eight-like chandeliers, an eight-light linear, four-light foyer chandelier, and a two-light wall sconce. The two-light wall sconce is Damp Rated. Available in Washed Pine and a Weathered Iron Finish. | LINE VOLTAGE PENDANT | Thornwood | Pendants | Washed Pine / Weathered Iron | 872 / 819 | Steel |  |  |  |  | 8 Candelabra B10 Torpedo 3.5w |  | 8 | Yes | [14 empty] | 0 | [12 empty] | 399.98 | 799.96 | 1199.94 | L:23 1/8'' W:23 1/8'' H:38'' O:82 1/2'' | 28.27 |  | 23.125 | 23.125 | 38 | Screw Collar - Stem |  |  | 82.5 |  |  |  | No |  | No | [20 empty] | D:5'' H:7/8'' Round |  |  |  |  | 120 | Black |  |  | Hardwired | 0 | 0 | 0 | 1 | 1 | 0 | 0 | 0 | 0 | 0 | 0 | 785652071973 | 25 | 25.25 | 25 | 38.2 | 9.133 | 175 | Yes | [9 empty] | cETL Damp | THORNWOOD 8L LED LG PEND-872 | Large Eight Light Hall / Foyer |  | 6526308EN-872.jpg | 6526308EN.jpg
65263EN3-710 | Three Light Pendant | The sleek, fabric shades and smooth acrylic diffusers of the Dayna shade pendant collection by Sea Gull Lighting combine to create a warm glow. Finished-off with decorative metal finials to secure the White Acrylic diffusers in place, these fixtures convey a tailored look while creating both ambient and task lighting. The assortment includes two-light, three-light and four-light pendants and a two-light flush /semi-flush convertible all with classic drum shades, as well as a large four-light pendant with an angular trapezoidal shade, and all are offered in either Brushed Nickel or Burnt Sienna finishes with either Cream or Beige Faux Linen fabric shades. Both incandescent lamping and ENERGY STAR-qualified LED lamping are available; all fixtures are California Title 24 compliant. | LINE VOLTAGE PENDANT | Dayna Shade Pendants | Pendants | Burnt Sienna | 710 | Steel | Linen Fabric | D:19" H:10.5" |  | White Acrylic | 3 Medium A19 9.3w |  | 3 | Yes | [14 empty] | 0 | [12 empty] | 186.98 | 373.96 | 560.94 | D:19'' H:10 1/2'' O:55'' | 7.7 | 19 |  |  | 10.5 | Cap Nuts |  |  | 55 |  |  |  | No |  | No | [20 empty] | D:5'' H:1'' Round |  |  |  |  | 120 | Brown |  |  | Hardwired | 0 | 0 | 0 | 1 | 1 | 0 | 0 | 0 | 0 | 0 | 0 | 785652045127 | 20.25 | 20.25 | 13.18 | 10.9 | 3.128 | 250 | Yes | [8 empty] | C-UL-US Dry |  | DAYNA 3L PEND-710 | Three Light Pendant |  | 65263EN3-710.jpg | 65263.jpg
65263EN3-962 | Three Light Pendant | The sleek, fabric shades and smooth acrylic diffusers of the Dayna shade pendant collection by Sea Gull Lighting combine to create a warm glow. Finished-off with decorative metal finials to secure the White Acrylic diffusers in place, these fixtures convey a tailored look while creating both ambient and task lighting. The assortment includes two-light, three-light and four-light pendants and a two-light flush /semi-flush convertible all with classic drum shades, as well as a large four-light pendant with an angular trapezoidal shade, and all are offered in either Brushed Nickel or Burnt Sienna finishes with either Cream or Beige Faux Linen fabric shades. Both incandescent lamping and ENERGY STAR-qualified LED lamping are available; all fixtures are California Title 24 compliant. | LINE VOLTAGE PENDANT | Dayna Shade Pendants | Pendants | Brushed Nickel | 962 |  | Faux Silk Fabric | D:19" H:10.5" |  | White Acrylic | 3 Medium A19 9.3w |  | 3 | Yes | [14 empty] | 0 | [12 empty] | 186.98 | 373.96 | 560.94 | D:19'' H:10 1/2'' O:55'' | 7.7 | 19 |  |  | 10.5 | Cap Nuts |  |  | 55 |  |  |  | No |  | No | [20 empty] | D:5'' H:1'' Round |  |  |  |  | 120 | Clear Silver |  |  | Hardwired | 0 | 0 | 0 | 1 | 1 | 0 | 0 | 0 | 0 | 0 | 0 | 785652045134 | 20.25 | 20.25 | 13.18 | 10.9 | 3.128 | 250 | Yes | [8 empty] | C-UL-US Dry |  | DAYNA 3L PEND-962 | Three Light Pendant |  | 65263EN3-962.jpg | 65263.jpg
65264-710 | Two Light Pendant | The sleek, fabric shades and smooth acrylic diffusers of the Dayna shade pendant collection by Sea Gull Lighting combine to create a warm glow. Finished-off with decorative metal finials to secure the White Acrylic diffusers in place, these fixtures convey a tailored look while creating both ambient and task lighting. The assortment includes two-light, three-light and four-light pendants and a two-light flush /semi-flush convertible all with classic drum shades, as well as a large four-light pendant with an angular trapezoidal shade, and all are offered in either Brushed Nickel or Burnt Sienna finishes with either Cream or Beige Faux Linen fabric shades. Both incandescent lamping and ENERGY STAR-qualified LED lamping are available; all fixtures are California Title 24 compliant. | LINE VOLTAGE PENDANT | Dayna Shade Pendants | Pendants | Burnt Sienna | 710 | Steel | Linen Fabric | D:14" H:9" | D:14" | White Acrylic | 2 Medium A19 100w |  | 2 | No | [14 empty] | 0 | [12 empty] | 110.95 | 221.9 | 332.85 | D:14'' H:9'' O:53'' | 5.8 | 14 |  |  | 9 | Cap Nuts |  |  | 53 |  |  |  | No |  | No | [20 empty] | D:5'' H:1'' Round |  |  |  |  | 120 |  |  |  | Hardwired | 0 | 0 | 0 | 0 | 1 | 0 | 0 | 1 | 0 | 0 | 0 | 785652221576 | 16 | 16.25 | 13.75 | 7.7 | 2.069 | 250 | Yes | [8 empty] | C-UL-US Dry |  | DAYNA 2L PEND-710 | Two Light Pendant |  | 65264-710.jpg | 65264.jpg
65264-962 | Two Light Pendant | The sleek, fabric shades and smooth acrylic diffusers of the Dayna shade pendant collection by Sea Gull Lighting combine to create a warm glow. Finished-off with decorative metal finials to secure the White Acrylic diffusers in place, these fixtures convey a tailored look while creating both ambient and task lighting. The assortment includes two-light, three-light and four-light pendants and a two-light flush /semi-flush convertible all with classic drum shades, as well as a large four-light pendant with an angular trapezoidal shade, and all are offered in either Brushed Nickel or Burnt Sienna finishes with either Cream or Beige Faux Linen fabric shades. Both incandescent lamping and ENERGY STAR-qualified LED lamping are available; all fixtures are California Title 24 compliant. | LINE VOLTAGE PENDANT | Dayna Shade Pendants | Pendants | Brushed Nickel | 962 | Steel | Faux Silk Fabric | D:14" H:9" | D:14" | White Acrylic | 2 Medium A19 100w |  | 2 | No | [14 empty] | 0 | [12 empty] | 110.95 | 221.9 | 332.85 | D:14'' H:9'' O:53'' | 5.8 | 14 |  |  | 9 | Cap Nuts |  |  | 53 |  |  |  | No |  | No | [20 empty] | D:5'' H:1'' Round |  |  |  |  | 120 |  |  |  | Hardwired | 0 | 0 | 0 | 0 | 1 | 0 | 0 | 1 | 0 | 0 | 0 | 785652216923 | 16 | 16.25 | 13.75 | 7.7 | 2.069 | 250 | Yes | [8 empty] | C-UL-US Dry |  | DAYNA 2L PEND-962 | Two Light Pendant |  | 65264-962.jpg | 65264.jpg
65264EN3-710 | Two Light Pendant | The sleek, fabric shades and smooth acrylic diffusers of the Dayna shade pendant collection by Sea Gull Lighting combine to create a warm glow. Finished-off with decorative metal finials to secure the White Acrylic diffusers in place, these fixtures convey a tailored look while creating both ambient and task lighting. The assortment includes two-light, three-light and four-light pendants and a two-light flush /semi-flush convertible all with classic drum shades, as well as a large four-light pendant with an angular trapezoidal shade, and all are offered in either Brushed Nickel or Burnt Sienna finishes with either Cream or Beige Faux Linen fabric shades. Both incandescent lamping and ENERGY STAR-qualified LED lamping are available; all fixtures are California Title 24 compliant. | LINE VOLTAGE PENDANT | Dayna Shade Pendants | Pendants | Burnt Sienna | 710 | Steel | Linen Fabric | D:14" H:9" | D:14" | White Acrylic | 2 Medium A19 9.3w |  | 2 | Yes | [14 empty] | 0 | [12 empty] | 118.95 | 237.9 | 356.85 | D:14'' H:9'' O:53'' | 5.8 | 14 |  |  | 9 | Cap Nuts |  |  | 53 |  |  |  | No |  | No | [20 empty] | D:5'' H:1'' Round |  |  |  |  | 120 | Brown |  |  | Hardwired | 0 | 0 | 0 | 1 | 1 | 0 | 0 | 0 | 0 | 0 | 0 | 785652045103 | 16 | 16.25 | 13.75 | 7.7 | 2.069 | 250 | Yes | [8 empty] | C-UL-US Dry |  | DAYNA 2L PEND-710 | Two Light Pendant |  | 65264EN3-710.jpg | 65264.jpg
65264EN3-962 | Two Light Pendant | The sleek, fabric shades and smooth acrylic diffusers of the Dayna shade pendant collection by Sea Gull Lighting combine to create a warm glow. Finished-off with decorative metal finials to secure the White Acrylic diffusers in place, these fixtures convey a tailored look while creating both ambient and task lighting. The assortment includes two-light, three-light and four-light pendants and a two-light flush /semi-flush convertible all with classic drum shades, as well as a large four-light pendant with an angular trapezoidal shade, and all are offered in either Brushed Nickel or Burnt Sienna finishes with either Cream or Beige Faux Linen fabric shades. Both incandescent lamping and ENERGY STAR-qualified LED lamping are available; all fixtures are California Title 24 compliant. | LINE VOLTAGE PENDANT | Dayna Shade Pendants | Pendants | Brushed Nickel | 962 | Steel | Faux Silk Fabric | D:14" H:9" | D:14" | White Acrylic | 2 Medium A19 9.3w |  | 2 | Yes | [14 empty] | 0 | [12 empty] | 118.95 | 237.9 | 356.85 | D:14'' H:9'' O:53'' | 5.8 | 14 |  |  | 9 | Cap Nuts |  |  | 53 |  |  |  | No |  | No | [20 empty] | D:5'' H:1'' Round |  |  |  |  | 120 | Clear Silver |  |  | Hardwired | 0 | 0 | 0 | 1 | 1 | 0 | 0 | 0 | 0 | 0 | 0 | 785652045110 | 16 | 16.25 | 13.75 | 7.7 | 2.069 | 250 | Yes | [8 empty] | C-UL-US Dry |  | DAYNA 2L PEND-962 | Two Light Pendant |  | 65264EN3-962.jpg | 65264.jpg
65266-710 | Four Light Pendant | The sleek, fabric shades and smooth acrylic diffusers of the Dayna shade pendant collection by Sea Gull Lighting combine to create a warm glow. Finished-off with decorative metal finials to secure the White Acrylic diffusers in place, these fixtures convey a tailored look while creating both ambient and task lighting. The assortment includes two-light, three-light and four-light pendants and a two-light flush /semi-flush convertible all with classic drum shades, as well as a large four-light pendant with an angular trapezoidal shade, and all are offered in either Brushed Nickel or Burnt Sienna finishes with either Cream or Beige Faux Linen fabric shades. Both incandescent lamping and ENERGY STAR-qualified LED lamping are available; all fixtures are California Title 24 compliant. | LINE VOLTAGE PENDANT | Dayna Shade Pendants | Pendants | Burnt Sienna | 710 | Steel | Linen Fabric | L:36" W:16.5" H:14" |  | White Acrylic | 4 Medium A19 100w |  | 4 | No | [14 empty] | 0 | [12 empty] | 273.45 | 546.9 | 820.35 | L:36'' W:16 1/2'' H:14'' O:58'' | 12.1 |  | 36 | 16.5 | 14 | Cap Nuts |  |  | 58 |  |  |  | No |  | No | [20 empty] | DP:5'' W:14'' H:1'' Rectangular |  |  |  |  | 120 |  |  |  | Hardwired | 0 | 0 | 0 | 0 | 1 | 0 | 0 | 1 | 0 | 0 | 0 | 785652225130 | 37.75 | 18 | 16.75 | 19.8 | 6.587 | 250 | Yes | [8 empty] | UL Dry | cUL Dry | DAYNA 4L ISLAND-710 | Four Light Pendant |  | 65266-710.jpg | 65266.jpg
65266-962 | Four Light Pendant | The sleek, fabric shades and smooth acrylic diffusers of the Dayna shade pendant collection by Sea Gull Lighting combine to create a warm glow. Finished-off with decorative metal finials to secure the White Acrylic diffusers in place, these fixtures convey a tailored look while creating both ambient and task lighting. The assortment includes two-light, three-light and four-light pendants and a two-light flush /semi-flush convertible all with classic drum shades, as well as a large four-light pendant with an angular trapezoidal shade, and all are offered in either Brushed Nickel or Burnt Sienna finishes with either Cream or Beige Faux Linen fabric shades. Both incandescent lamping and ENERGY STAR-qualified LED lamping are available; all fixtures are California Title 24 compliant. | LINE VOLTAGE PENDANT | Dayna Shade Pendants | Pendants | Brushed Nickel | 962 | Steel | Faux Silk Fabric | L:36" W:16.5" H:14" |  | White Acrylic | 4 Medium A19 100w |  | 4 | No | [14 empty] | 0 | [12 empty] | 273.45 | 546.9 | 820.35 | L:36'' W:16 1/2'' H:14'' O:58'' | 12.1 |  | 36 | 16.5 | 14 | Cap Nuts |  |  | 58 |  |  |  | No |  | No | [20 empty] | DP:5'' W:14'' H:1'' Rectangular |  |  |  |  | 120 |  |  |  | Hardwired | 0 | 0 | 0 | 0 | 1 | 0 | 0 | 1 | 0 | 0 | 0 | 785652225123 | 37.75 | 18 | 16.75 | 19.8 | 6.587 | 250 | Yes | [8 empty] | C-UL-US Dry |  | DAYNA 4L ISLAND-962 | Four Light Pendant |  | 65266-962.jpg | 65266.jpg
65266EN3-710 | Four Light Pendant | The sleek, fabric shades and smooth acrylic diffusers of the Dayna shade pendant collection by Sea Gull Lighting combine to create a warm glow. Finished-off with decorative metal finials to secure the White Acrylic diffusers in place, these fixtures convey a tailored look while creating both ambient and task lighting. The assortment includes two-light, three-light and four-light pendants and a two-light flush /semi-flush convertible all with classic drum shades, as well as a large four-light pendant with an angular trapezoidal shade, and all are offered in either Brushed Nickel or Burnt Sienna finishes with either Cream or Beige Faux Linen fabric shades. Both incandescent lamping and ENERGY STAR-qualified LED lamping are available; all fixtures are California Title 24 compliant. | LINE VOLTAGE PENDANT | Dayna Shade Pendants | Pendants | Burnt Sienna | 710 | Steel | Linen Fabric | L:36" W:16.5" H:14" |  | White Acrylic | 4 Medium A19 9.3w |  | 4 | Yes | [14 empty] | 0 | [12 empty] | 288.45 | 576.9 | 865.35 | L:36'' W:16 1/2'' H:14'' O:58'' | 12.1 |  | 36 | 16.5 | 14 | Cap Nuts |  |  | 58 |  |  |  | No |  | No | [20 empty] | DP:5'' W:14'' H:1'' Rectangular |  |  |  |  | 120 | Brown |  |  | Hardwired | 0 | 0 | 0 | 1 | 1 | 0 | 0 | 0 | 0 | 0 | 0 | 785652045141 | 37.75 | 18 | 16.75 | 19.8 | 6.587 | 250 | Yes | [8 empty] | C-UL-US Dry |  | DAYNA 4L ISLAND-710 | Four Light Pendant |  | 65266EN3-710.jpg | 65266.jpg
65266EN3-962 | Four Light Pendant | The sleek, fabric shades and smooth acrylic diffusers of the Dayna shade pendant collection by Sea Gull Lighting combine to create a warm glow. Finished-off with decorative metal finials to secure the White Acrylic diffusers in place, these fixtures convey a tailored look while creating both ambient and task lighting. The assortment includes two-light, three-light and four-light pendants and a two-light flush /semi-flush convertible all with classic drum shades, as well as a large four-light pendant with an angular trapezoidal shade, and all are offered in either Brushed Nickel or Burnt Sienna finishes with either Cream or Beige Faux Linen fabric shades. Both incandescent lamping and ENERGY STAR-qualified LED lamping are available; all fixtures are California Title 24 compliant. | LINE VOLTAGE PENDANT | Dayna Shade Pendants | Pendants | Brushed Nickel | 962 | Steel | Faux Silk Fabric | L:36" W:16.5" H:14" |  | White Acrylic | 4 Medium A19 9.3w |  | 4 | Yes | [14 empty] | 0 | [12 empty] | 288.45 | 576.9 | 865.35 | L:36'' W:16 1/2'' H:14'' O:58'' | 12.1 |  | 36 | 16.5 | 14 | Cap Nuts |  |  | 58 |  |  |  | No |  | No | [20 empty] | DP:5'' W:14'' H:1'' Rectangular |  |  |  |  | 120 | Clear Silver |  |  | Hardwired | 0 | 0 | 0 | 1 | 1 | 0 | 0 | 0 | 0 | 0 | 0 | 785652045158 | 37.75 | 18 | 16.75 | 19.8 | 6.587 | 250 | Yes | [8 empty] | C-UL-US Dry |  | DAYNA 4L ISLAND-962 | Four Light Pendant |  | 65266EN3-962.jpg | 65266.jpg
6528503-12 | Three Light Pendant | A distinctive mesh lampshade in the Gereon Collection harkens back to the industrial days of machine innovation, adding a rugged look of workmanship that transforms an interior's identity. At once stylistic and utilitarian, Gereon is available in a finely textured Black finish with medium base sockets. The muted glow of the bulbs beneath the mesh framing adds a rugged personality. The versatile Gereon fixtures are damp rated for covered outdoor installations as well. Available as a 1-light mini-pendant, 3-light and 4-light pendants, 2-light semi-flush ceiling mount, and 1-light wall sconce to adapt interior settings in a variety of ways. | LINE VOLTAGE PENDANT | Gereon | Pendants | Black | 12 | Steel |  |  |  |  | 3 Medium ST19 60w |  | 3 | No | [14 empty] | 0 | [12 empty] | 159.98 | 319.96 | 479.94 | D:19'' H:9 1/2'' O:53 7/8'' | 7.2 | 19 |  |  | 9.5 | Center Lock-Up |  |  | 53.875 |  |  |  | No |  | No | [20 empty] | D:5'' H:3/4'' Round |  |  |  |  | 120 | Black |  |  | Hardwired | 0 | 0 | 0 | 0 | 1 | 0 | 0 | 1 | 0 | 0 | 0 | 785652061080 | 22.25 | 22 | 13.75 | 11 | 3.895 | 250 | Yes | [9 empty] | cETL Damp | GEREON 3L PEND-12 | Three Light Pendant |  | 6528503-12.png | 6528503.jpg
6528503EN7-12 | Three Light Pendant | A distinctive mesh lampshade in the Gereon Collection harkens back to the industrial days of machine innovation, adding a rugged look of workmanship that transforms an interior's identity. At once stylistic and utilitarian, Gereon is available in a finely textured Black finish with medium base sockets. The muted glow of the bulbs beneath the mesh framing adds a rugged personality. The versatile Gereon fixtures are damp rated for covered outdoor installations as well. Available as a 1-light mini-pendant, 3-light and 4-light pendants, 2-light semi-flush ceiling mount, and 1-light wall sconce to adapt interior settings in a variety of ways. | LINE VOLTAGE PENDANT | Gereon | Pendants | Black | 12 | Steel |  |  |  |  | 3 Medium A19 8.5w |  | 3 | Yes | [14 empty] | 0 | [12 empty] | 182.98 | 365.96 | 548.94 | D:19'' H:9 1/2'' O:53 7/8'' | 7.2 | 19 |  |  | 9.5 | Center Lock-Up |  |  | 53.875 |  |  |  | No |  | No | [20 empty] | D:5'' H:3/4'' Round |  |  |  |  | 120 | Black |  |  | Hardwired | 0 | 0 | 0 | 1 | 1 | 0 | 0 | 0 | 0 | 0 | 0 | 785652068799 | 22.25 | 22 | 13.75 | 11 | 3.895 | 250 | Yes | [9 empty] | cETL Damp | GEREON 3L LED PEND-12 | Three Light Pendant |  | 6528503EN7-12.jpg | 6528503.jpg
6528504-12 | Four Light Pendant | A distinctive mesh lampshade in the Gereon Collection harkens back to the industrial days of machine innovation, adding a rugged look of workmanship that transforms an interior's identity. At once stylistic and utilitarian, Gereon is available in a finely textured Black finish with medium base sockets. The muted glow of the bulbs beneath the mesh framing adds a rugged personality. The versatile Gereon fixtures are damp rated for covered outdoor installations as well. Available as a 1-light mini-pendant, 3-light and 4-light pendants, 2-light semi-flush ceiling mount, and 1-light wall sconce to adapt interior settings in a variety of ways. | LINE VOLTAGE PENDANT | Gereon | Pendants | Black | 12 | Steel |  |  |  |  | 4 Medium ST19 60w |  | 4 | No | [14 empty] | 0 | [12 empty] | 199.98 | 399.96 | 599.94 | D:24'' H:10 5/8'' O:55'' | 8.5 | 24 |  |  | 10.625 | Center Lock-Up |  |  | 55 |  |  |  | No |  | No | [20 empty] | D:5'' H:3/4'' Round |  |  |  |  | 120 | Black |  |  | Hardwired | 0 | 0 | 0 | 0 | 1 | 0 | 0 | 1 | 0 | 0 | 0 | 785652061097 | 27.75 | 27.5 | 15 | 14.3 | 6.624 | 250 | Yes | [9 empty] | cETL Damp | GEREON 4L PEND-12 | Four Light Pendant |  | 6528504-12.png | 6528504.jpg
6528504EN7-12 | Four Light Pendant | A distinctive mesh lampshade in the Gereon Collection harkens back to the industrial days of machine innovation, adding a rugged look of workmanship that transforms an interior's identity. At once stylistic and utilitarian, Gereon is available in a finely textured Black finish with medium base sockets. The muted glow of the bulbs beneath the mesh framing adds a rugged personality. The versatile Gereon fixtures are damp rated for covered outdoor installations as well. Available as a 1-light mini-pendant, 3-light and 4-light pendants, 2-light semi-flush ceiling mount, and 1-light wall sconce to adapt interior settings in a variety of ways. | LINE VOLTAGE PENDANT | Gereon | Pendants | Black | 12 | Steel |  |  |  |  | 4 Medium A19 8.5w |  | 4 | Yes | [14 empty] | 0 | [12 empty] | 238.98 | 477.96 | 716.94 | D:24'' H:10 5/8'' O:55'' | 8.5 | 24 |  |  | 10.625 | Center Lock-Up |  |  | 55 |  |  |  | No |  | No | [20 empty] | D:5'' H:3/4'' Round |  |  |  |  | 120 | Black |  |  | Hardwired | 0 | 0 | 0 | 1 | 1 | 0 | 0 | 0 | 0 | 0 | 0 | 785652068805 | 27.75 | 27.5 | 15 | 14.3 | 6.624 | 250 | Yes | [9 empty] | cETL Damp | GEREON 4L LED PEND-12 | Four Light Pendant |  | 6528504EN7-12.jpg | 6528504.jpg
6528603-802 | Three Light Pendant | Combine hanging art with light. Undulating with free-form hoops of welded cold-rolled steel, the Cowen Collection will redefine any room. As illumination escapes from the openings in the sculpted shade, the full menagerie comes together. The textured Obsidian Mist finish adds the final tactile element to this postmodern piece. The refined modern design comes to life with distressed gold metal accents. The Cowen collection is equally at home in a contemporary, urban setting or a traditional décor in the suburbs. The assortment includes one-light wall sconce; one-light mini-pendant; two-light semi-flush; three-light pendant; five-light island pendant and a six-light foyer light. All fixtures are California Title 24 compliant. | LINE VOLTAGE PENDANT | Cowen | Pendants | Obsidian Mist | 802 | Steel |  |  |  |  | 3 Medium ST19 60w |  | 3 | No | [14 empty] | 0 | [12 empty] | 194.98 | 389.96 | 584.94 | D:22 7/8'' H:10 3/8'' O:54 3/4'' | 16.2 | 22.875 |  |  | 10.375 | Center Lock-Up |  |  | 54.75 |  |  |  | No |  | No | [20 empty] | D:5'' H:3/4'' Round |  |  |  |  | 120 | Black |  |  | Hardwired | 0 | 0 | 0 | 0 | 1 | 0 | 0 | 1 | 0 | 0 | 0 | 785652061141 | 26.25 | 26.25 | 14.5 | 20.6 | 5.782 | 250 | Yes | [9 empty] | cETL Damp | COWEN 3L PEND-802 | Three Light Pendant |  | 6528603-802.png | 6528603.jpg
6528603EN7-802 | Three Light Pendant | Combine hanging art with light. Undulating with free-form hoops of welded cold-rolled steel, the Cowen Collection will redefine any room. As illumination escapes from the openings in the sculpted shade, the full menagerie comes together. The textured Obsidian Mist finish adds the final tactile element to this postmodern piece. The refined modern design comes to life with distressed gold metal accents. The Cowen collection is equally at home in a contemporary, urban setting or a traditional décor in the suburbs. The assortment includes one-light wall sconce; one-light mini-pendant; two-light semi-flush; three-light pendant; five-light island pendant and a six-light foyer light. All fixtures are California Title 24 compliant. | LINE VOLTAGE PENDANT | Cowen | Pendants | Obsidian Mist | 802 | Steel |  |  |  |  | 3 Medium A19 8.5w |  | 3 | Yes | [14 empty] | 0 | [12 empty] | 219.98 | 439.96 | 659.94 | D:22 7/8'' H:10 3/8'' O:54 3/4'' | 16.2 | 22.875 |  |  | 10.375 | Center Lock-Up |  |  | 54.75 |  |  |  | No |  | No | [20 empty] | D:5'' H:3/4'' Round |  |  |  |  | 120 | Black |  |  | Hardwired | 0 | 0 | 0 | 1 | 1 | 0 | 0 | 0 | 0 | 0 | 0 | 785652068850 | 26.25 | 26.25 | 14.5 | 20.6 | 5.782 | 250 | Yes | [9 empty] | cETL Damp | COWEN 3L LED PEND-802 | Three Light Pendant |  | 6528603EN7-802.jpg | 6528603.jpg
6528803-112 | Three Light Pendant |  | LINE VOLTAGE PENDANT | Kemal | Pendants | Midnight Black | 112 | Steel | Etched / White Inside Glass | D:15.75" H:5.125" |  |  | 3 Medium A19 100w |  | 3 | No | [14 empty] | 0 | [12 empty] | 104.95 | 209.9 | 314.85 | D:16'' H:18 1/2'' O:92 3/8'' | 9.7 | 16 |  |  | 18.5 | Center Lock-Up |  |  | 92.375 |  |  |  | No |  | No | [20 empty] | D:5'' H:3/4'' Round |  |  |  |  | 120 | Black | 72 |  | Hardwired | 0 | 0 | 0 | 0 | 1 | 0 | 0 | 1 | 1 | 0 | 0 | 785652079160 | [16 empty] | cETL Damp | CANFIELD 3L PEND-112 | Three Light Pendant |  | 6528803-112.jpg | 6528803.jpg
6528803-710 | Three Light Pendant | Behind every seemingly simple design lies unerring attention to restraint and obsessive attention to the tiniest details. The Canfield collection by Sea Gull Lighting draws on the modernist traditions of "less is more". Essential functional elements dictate the aesthetics, and clean lines prevail. Layers of intricately finished hand-brushed steel progress vertically to the soft glow of light diffused through finely etched glass diffusors. Canfield offers a "whole home" lighting solution; offering lighting in every imaginable category from the auspicious 15 light 3-tier chandelier, to the concise mini-pendant and one-light sconces. The collection is available in hand brushed Burnt Sienna for a warm, tactile, almost Craftsman design style, or a brushed nickel to emphasize the more architectural elements of your interior. | LINE VOLTAGE PENDANT | Canfield | Pendants | Burnt Sienna | 710 | Steel | Etched / White Inside Glass | D:15.75" H:5.125" |  |  | 3 Medium A19 100w |  | 3 | No | [14 empty] | 0 | [12 empty] | 110.48 | 220.96 | 331.44 | D:16'' H:18 1/2'' O:92 3/8'' | 9.7 | 16 |  |  | 18.5 | Center Lock-Up |  |  | 92.375 |  |  |  | No |  | No | [20 empty] | D:5'' H:3/4'' Round |  |  |  |  | 120 | Brown | 72 |  | Hardwired | 0 | 0 | 0 | 0 | 1 | 0 | 0 | 1 | 1 | 0 | 0 | 785652059926 | 19 | 18.75 | 12.5 | 13.2 | 2.577 | 175 | Yes | [9 empty] | cETL Damp | CANFIELD 3L PEND-710 | Three Light Pendant |  | 6528803-710.png | 6528803.jpg
6528803-962 | Three Light Pendant | Behind every seemingly simple design lies unerring attention to restraint and obsessive attention to the tiniest details. The Canfield collection by Sea Gull Lighting draws on the modernist traditions of "less is more". Essential functional elements dictate the aesthetics, and clean lines prevail. Layers of intricately finished hand-brushed steel progress vertically to the soft glow of light diffused through finely etched glass diffusors. Canfield offers a "whole home" lighting solution; offering lighting in every imaginable category from the auspicious 15 light 3-tier chandelier, to the concise mini-pendant and one-light sconces. The collection is available in hand brushed Burnt Sienna for a warm, tactile, almost Craftsman design style, or a brushed nickel to emphasize the more architectural elements of your interior. | LINE VOLTAGE PENDANT | Canfield | Pendants | Brushed Nickel | 962 | Steel | Etched / White Inside Glass | D:15.75" H:5.125" |  |  | 3 Medium A19 100w |  | 3 | No | [14 empty] | 0 | [12 empty] | 110.48 | 220.96 | 331.44 | D:16'' H:18 1/2'' O:92 3/8'' | 9.7 | 16 |  |  | 18.5 | Center Lock-Up |  |  | 92.375 |  |  |  | No |  | No | [20 empty] | D:5'' H:3/4'' Round |  |  |  |  | 120 | Clear Silver | 72 |  | Hardwired | 0 | 0 | 0 | 0 | 1 | 0 | 0 | 1 | 1 | 0 | 0 | 785652059933 | 19 | 18.75 | 12.5 | 13.2 | 2.577 | 175 | Yes | [9 empty] | cETL Damp | CANFIELD 3L PEND-962 | Three Light Pendant |  | 6528803-962.png | 6528803.jpg
6528803EN3-112 | Three Light Pendant |  | LINE VOLTAGE PENDANT | Kemal | Pendants | Midnight Black | 112 | Steel | Etched / White Inside Glass | D:15.75" H:5.125" |  |  | 3 Medium A19 9.3w |  | 3 | Yes | [14 empty] | 0 | [12 empty] | 122.45 | 244.9 | 367.35 | D:16'' H:18 1/2'' O:92 3/8'' | 9.7 | 16 |  |  | 18.5 | Center Lock-Up |  |  | 92.375 |  |  |  | No |  | No | [20 empty] | D:5'' H:3/4'' Round |  |  |  |  | 120 | Black | 72 |  | Hardwired | 0 | 0 | 0 | 1 | 1 | 0 | 0 | 0 | 1 | 0 | 0 | 785652080135 | [16 empty] | cETL Damp | CANFIELD 3L PEND-112 | Three Light Pendant |  | 6528803EN3-112.jpg | 6528803EN3.jpg
6528803EN3-710 | Three Light Pendant | Behind every seemingly simple design lies unerring attention to restraint and obsessive attention to the tiniest details. The Canfield collection by Sea Gull Lighting draws on the modernist traditions of "less is more". Essential functional elements dictate the aesthetics, and clean lines prevail. Layers of intricately finished hand-brushed steel progress vertically to the soft glow of light diffused through finely etched glass diffusors. Canfield offers a "whole home" lighting solution; offering lighting in every imaginable category from the auspicious 15 light 3-tier chandelier, to the concise mini-pendant and one-light sconces. The collection is available in hand brushed Burnt Sienna for a warm, tactile, almost Craftsman design style, or a brushed nickel to emphasize the more architectural elements of your interior. | LINE VOLTAGE PENDANT | Canfield | Pendants | Burnt Sienna | 710 | Steel | Etched / White Inside Glass | D:15.75" H:5.125" |  |  | 3 Medium A19 9.3w |  | 3 | Yes | [14 empty] | 0 | [12 empty] | 124.98 | 249.96 | 374.94 | D:16'' H:18 1/2'' O:92 3/8'' | 9.7 | 16 |  |  | 18.5 | Center Lock-Up |  |  | 92.375 |  |  |  | No |  | No | [20 empty] | D:5'' H:3/4'' Round |  |  |  |  | 120 | Brown | 72 |  | Hardwired | 0 | 0 | 0 | 1 | 1 | 0 | 0 | 0 | 1 | 0 | 0 | 785652060465 | 19 | 18.75 | 12.5 | 13.2 | 2.577 | 175 | Yes | [9 empty] | cETL Damp | CANFIELD 3L PEND-710 | Three Light Pendant |  | 6528803EN3-710.jpg | 6528803EN3.jpg
6528803EN3-962 | Three Light Pendant | Behind every seemingly simple design lies unerring attention to restraint and obsessive attention to the tiniest details. The Canfield collection by Sea Gull Lighting draws on the modernist traditions of "less is more". Essential functional elements dictate the aesthetics, and clean lines prevail. Layers of intricately finished hand-brushed steel progress vertically to the soft glow of light diffused through finely etched glass diffusors. Canfield offers a "whole home" lighting solution; offering lighting in every imaginable category from the auspicious 15 light 3-tier chandelier, to the concise mini-pendant and one-light sconces. The collection is available in hand brushed Burnt Sienna for a warm, tactile, almost Craftsman design style, or a brushed nickel to emphasize the more architectural elements of your interior. | LINE VOLTAGE PENDANT | Canfield | Pendants | Brushed Nickel | 962 | Steel | Etched / White Inside Glass | D:15.75" H:5.125" |  |  | 3 Medium A19 9.3w |  | 3 | Yes | [14 empty] | 0 | [12 empty] | 124.98 | 249.96 | 374.94 | D:16'' H:18 1/2'' O:92 3/8'' | 9.7 | 16 |  |  | 18.5 | Center Lock-Up |  |  | 92.375 |  |  |  | No |  | No | [20 empty] | D:5'' H:3/4'' Round |  |  |  |  | 120 | Clear Silver | 72 |  | Hardwired | 0 | 0 | 0 | 1 | 1 | 0 | 0 | 0 | 1 | 0 | 0 | 785652060472 | 19 | 18.75 | 12.5 | 13.2 | 2.577 | 175 | Yes | [9 empty] | cETL Damp | CANFIELD 3L PEND-962 | Three Light Pendant |  | 6528803EN3-962.jpg | 6528803EN3.jpg
6531503-808 | Small Three Light Hall / Foyer | Light, airy, feminine, and ever so sophisticated! Let your personal panache and style shine through with the timeless, French Country -influenced Carra pendants. A lantern-like shape enhanced with intricate lines and candle tubes give this lantern an antique feel. The beautiful assortment includes three-light, four-light and six-light pendants, a four-light semi-flush and a two-light wall sconce. | LINE VOLTAGE PENDANT | Carra | Pendants | Weathered Zinc / White Wash | 797 / 808 | Steel |  |  |  |  | 3 Candelabra B10 Torpedo 60w |  | 3 | No | [14 empty] | 0 | [12 empty] | 124.98 | 249.96 | 374.94 | L:12'' W:12'' H:22 5/8'' O:67 1/4'' | 5.5 |  | 12 | 12 | 22.625 | Screw Collar - Stem |  |  | 67.25 |  |  |  | No |  | No | [20 empty] | D:5'' H:7/8'' Round |  |  |  |  | 120 | Black |  |  | Hardwired | 0 | 0 | 0 | 0 | 1 | 0 | 0 | 1 | 0 | 0 | 0 | 785652069550 | 15.25 | 14.25 | 14.25 | 7.5 | 1.792 | 175 | Yes | [9 empty] | cETL Damp | CARRA 3L SM PEND-808 | Small Three Light Hall / Foyer |  | 6531503-808.jpg | 6531503.jpg
6531503EN-808 | Small Three Light Hall / Foyer | Light, airy, feminine, and ever so sophisticated! Let your personal panache and style shine through with the timeless, French Country -influenced Carra pendants. A lantern-like shape enhanced with intricate lines and candle tubes give this lantern an antique feel. The beautiful assortment includes three-light, four-light and six-light pendants, a four-light semi-flush and a two-light wall sconce. | LINE VOLTAGE PENDANT | Carra | Pendants | Weathered Zinc / White Wash | 797 / 808 | Steel |  |  |  |  | 3 Candelabra B10 Torpedo 3.5w |  | 3 | Yes | [14 empty] | 0 | [12 empty] | 141.48 | 282.96 | 424.44 | L:12'' W:12'' H:22 5/8'' O:67 1/4'' | 5.5 |  | 12 | 12 | 22.625 | Screw Collar - Stem |  |  | 67.25 |  |  |  | No |  | No | [20 empty] | D:5'' H:7/8'' Round |  |  |  |  | 120 | Black |  |  | Hardwired | 0 | 0 | 0 | 1 | 1 | 0 | 0 | 0 | 0 | 0 | 0 | 785652071317 | 15.25 | 14.25 | 14.25 | 7.5 | 1.792 | 175 | Yes | [9 empty] | cETL Damp | CARRA 3L LED SM PEND-808 | Small Three Light Hall / Foyer |  | 6531503EN-808.jpg | 6531503EN.jpg
6531504-808 | Medium Four Light Hall / Foyer | Light, airy, feminine, and ever so sophisticated! Let your personal panache and style shine through with the timeless, French Country -influenced Carra pendants. A lantern-like shape enhanced with intricate lines and candle tubes give this lantern an antique feel. The beautiful assortment includes three-light, four-light and six-light pendants, a four-light semi-flush and a two-light wall sconce. | LINE VOLTAGE PENDANT | Carra | Pendants | Weathered Zinc / White Wash | 797 / 808 | Steel |  |  |  |  | 4 Candelabra B10 Torpedo 60w |  | 4 | No | [14 empty] | 0 | [12 empty] | 159.98 | 319.96 | 479.94 | L:15'' W:15'' H:34 3/4'' O:79 1/2'' | 7.92 |  | 15 | 15 | 34.75 | Screw Collar - Stem |  |  | 79.5 |  |  |  | No |  | No | [20 empty] | D:5'' H:7/8'' Round |  |  |  |  | 120 | Black |  |  | Hardwired | 0 | 0 | 0 | 0 | 1 | 0 | 0 | 1 | 0 | 0 | 0 | 785652069567 | 22.25 | 17.25 | 17.25 | 11.2 | 3.831 | 250 | Yes | [9 empty] | cETL Damp | CARRA 4L MD PEND-808 | Medium Four Light Hall / Foyer |  | 6531504-808.jpg | 6531504.jpg
6531504EN-808 | Medium Four Light Hall / Foyer | Light, airy, feminine, and ever so sophisticated! Let your personal panache and style shine through with the timeless, French Country -influenced Carra pendants. A lantern-like shape enhanced with intricate lines and candle tubes give this lantern an antique feel. The beautiful assortment includes three-light, four-light and six-light pendants, a four-light semi-flush and a two-light wall sconce. | LINE VOLTAGE PENDANT | Carra | Pendants | Weathered Zinc / White Wash | 797 / 808 | Steel |  |  |  |  | 4 Candelabra B10 Torpedo 3.5w |  | 4 | Yes | [14 empty] | 0 | [12 empty] | 174.98 | 349.96 | 524.94 | L:15'' W:15'' H:34 3/4'' O:79 1/2'' | 7.92 |  | 15 | 15 | 34.75 | Screw Collar - Stem |  |  | 79.5 |  |  |  | No |  | No | [20 empty] | D:5'' H:7/8'' Round |  |  |  |  | 120 | Black |  |  | Hardwired | 0 | 0 | 0 | 1 | 1 | 0 | 0 | 0 | 0 | 0 | 0 | 785652071324 | 22.25 | 17.25 | 17.25 | 11.2 | 3.831 | 250 | Yes | [9 empty] | cETL Damp | CARRA 4L LED MD PEND-808 | Medium Four Light Hall / Foyer |  | 6531504EN-808.jpg | 6531504EN.jpg
6531506-808 | Large Six Light Hall / Foyer | Light, airy, feminine, and ever so sophisticated! Let your personal panache and style shine through with the timeless, French Country -influenced Carra pendants. A lantern-like shape enhanced with intricate lines and candle tubes give this lantern an antique feel. The beautiful assortment includes three-light, four-light and six-light pendants, a four-light semi-flush and a two-light wall sconce. | LINE VOLTAGE PENDANT | Carra | Pendants | Weathered Zinc / White Wash | 797 / 808 | Steel |  |  |  |  | 6 Candelabra B10 Torpedo 60w |  | 6 | No | [14 empty] | 0 | [12 empty] | 249.98 | 499.96 | 749.94 | L:22'' W:22'' H:47 1/2'' O:92'' | 12.65 |  | 22 | 22 | 47.5 | Screw Collar - Stem |  |  | 92 |  |  |  | No |  | No | [20 empty] | D:5'' H:7/8'' Round |  |  |  |  | 120 | Black |  |  | Hardwired | 0 | 0 | 0 | 0 | 1 | 0 | 0 | 1 | 0 | 0 | 0 | 785652069574 | 30.75 | 24.25 | 24.25 | 18.7 | 10.465 | 300 | Yes | [9 empty] | cETL Damp | CARRA 6L LG PEND-808 | Large Six Light Hall / Foyer |  | 6531506-808.jpg | 6531506.jpg
6531506EN-808 | Large Six Light Hall / Foyer | Light, airy, feminine, and ever so sophisticated! Let your personal panache and style shine through with the timeless, French Country -influenced Carra pendants. A lantern-like shape enhanced with intricate lines and candle tubes give this lantern an antique feel. The beautiful assortment includes three-light, four-light and six-light pendants, a four-light semi-flush and a two-light wall sconce. | LINE VOLTAGE PENDANT | Carra | Pendants | Weathered Zinc / White Wash | 797 / 808 | Steel |  |  |  |  | 6 Candelabra B10 Torpedo 3.5w |  | 6 | Yes | [14 empty] | 0 | [12 empty] | 289.98 | 579.96 | 869.94 | L:22'' W:22'' H:47 1/2'' O:92'' | 12.65 |  | 22 | 22 | 47.5 | Screw Collar - Stem |  |  | 92 |  |  |  | No |  | No | [20 empty] | D:5'' H:7/8'' Round |  |  |  |  | 120 | Black |  |  | Hardwired | 0 | 0 | 0 | 1 | 1 | 0 | 0 | 0 | 0 | 0 | 0 | 785652071331 | 30.75 | 24.25 | 24.25 | 18.7 | 10.465 | 300 | Yes | [9 empty] | cETL Damp | CARRA 6L LED LG PEND-808 | Large Six Light Hall / Foyer |  | 6531506EN-808.jpg | 6531506EN.jpg
65316EN3-710 | One Light Pendant | With classic proportions and minimalist glass accents, the Lemont lighting collection by Sea Gull Lighting offers transitional style in a beautiful profile. The design features just enough flourish to create a soft, romantic figure. For those looking for simple elegance, Lemont is a perfect choice. Offered in Antique Brushed Nickel finish with Etched White Alabaster glass or Burnt Sienna finish with Café Tint glass. The assortment includes nine-light, six-light, five-light and three-light chandeliers, pendants in five sizes, both flush and semi-flush ceiling fixtures, as well as one-light, two-light, three-light and four-light wall/bath fixtures. Both incandescent lamping and ENERGY STAR-qualified LED lamping are available. All fixtures are California Title 24 compliant. | LINE VOLTAGE PENDANT | Lemont | Pendants | Burnt Sienna | 710 | Steel | Cafe Tint Glass | D:15.75" H:6.125" | D:4.125" |  | 1 Medium A19 9.3w |  | 1 | Yes | [14 empty] | 0 | [12 empty] | 60.5 | 121 | 181.5 | D:15 3/4'' H:12'' O:135'' | 4.3 | 15.75 |  |  | 12 | Screw Collar - Chain |  |  | 135 |  |  |  | No |  | No | [25 empty] | 144 | Brown | 120 |  | Hardwired | 0 | 0 | 0 | 1 | 1 | 0 | 0 | 0 | 1 | 0 | 0 | 785652055218 | 17.75 | 17.75 | 8.5 | 8.6 | 1.55 | 175 | Yes | [8 empty] | C-UL-US Dry |  | LEMONT 1L PEND-710 | One Light Pendant |  | 65316EN3-710.jpg | 65316.jpg
65351-965 | Three Light Pendant | With the Laurel Leaf lighting collection by Sea Gull Lighting, the focus is on the beauty of the structure. Sweeping arms that reach out to hold generously shaped ripple glass shades with a soft contemporary finish transitions comfortably for today's lifestyles. Offered in Antique Brushed Nickel finish or Estate Bronze finish, both with Etched Ripple glass. The assortment includes 15-light, nine-light, five-light and three-light chandeliers, pendants in six sizes, both flush and semi-flush ceiling fixtures, as well as one-light, two-light, three-light and four-light wall/bath fixtures. Incandescent and ENERGY STAR-qualified LED lamping are available; all fixtures are California Title 24 compliant. | LINE VOLTAGE PENDANT | Laurel Leaf | Pendants | Antique Brushed Nickel | 965 | Steel | Etched Ripple Glass | D:18" |  | Satin Etched Glass | 3 Medium A19 100w |  | 3 | No | [14 empty] | 0 | [12 empty] | 202 | 404 | 606 | D:19 1/2'' H:26 1/4'' O:149 3/4'' | 13.2 | 19.5 |  |  | 26.25 | Center Lock-Up |  |  | 149.75 |  |  |  | No |  | No | 5 | 13 |  |  | 188.0 X 20.0 mm | [15 empty] | D:5 3/4'' H:1 7/8'' Round |  |  |  |  | 144 | Clear | 120 | N/A | Hardwired | 0 | 0 | 0 | 0 | 1 | 0 | 0 | 1 | 1 | 0 | 0 | 785652535192 | 21.25 | 21.25 | 10 | 16.3 | 2.613 | 125 | Yes | [8 empty] | UL Dry | cUL Dry | LAUREL LEAF 3L PEND-965 | Three Light Pendant |  | 65351-965.jpg | 65351.jpg
65351EN3-965 | Three Light Pendant | With the Laurel Leaf lighting collection by Sea Gull Lighting, the focus is on the beauty of the structure. Sweeping arms that reach out to hold generously shaped ripple glass shades with a soft contemporary finish transitions comfortably for today's lifestyles. Offered in Antique Brushed Nickel finish or Estate Bronze finish, both with Etched Ripple glass. The assortment includes 15-light, nine-light, five-light and three-light chandeliers, pendants in six sizes, both flush and semi-flush ceiling fixtures, as well as one-light, two-light, three-light and four-light wall/bath fixtures. Incandescent and ENERGY STAR-qualified LED lamping are available; all fixtures are California Title 24 compliant. | LINE VOLTAGE PENDANT | Laurel Leaf | Pendants | Antique Brushed Nickel | 965 | Steel | Etched Ripple Glass | D:18" |  | Satin Etched Glass | 3 Medium A19 9.3w |  | 3 | Yes | [14 empty] | 0 | [12 empty] | 212 | 424 | 636 | D:19 1/2'' H:26 1/4'' O:149 3/4'' | 13.2 | 19.5 |  |  | 26.25 | Center Lock-Up |  |  | 149.75 |  |  |  | No |  | No | 5 | 13 |  |  | 188.0 X 20.0 mm | [15 empty] | D:5 3/4'' H:1 7/8'' Round |  |  |  |  | 144 | Clear | 120 | N/A | Hardwired | 0 | 0 | 0 | 1 | 1 | 0 | 0 | 0 | 1 | 0 | 0 | 785652055263 | 21 | 20.75 | 12.5 | 18.6 | 3.152 | 175 | Yes | [8 empty] | UL Dry | cUL Dry | LAUREL LEAF 3L PEND-965 | Three Light Pendant |  | 65351EN3-965.jpg | 65351.jpg
6536901-782 | One Light Pendant | Inspired by the stacked modern elements of items found in Parisian boutiques, the silhouette of the Kea Collection by Sea Gull Lighting offer a signature focal point with a single lamp suspends downward from the center. A hint of Brushed Nickel or Heirloom Bronze peeks through the Clear Seeded glass becoming a central design element of the fixture. Kea pendants may be installed as single pendants or clustered in multiples, which would be an ideal installation used for entry lighting, dining room lighting, living room lighting or kitchen lighting over a table. Fixtures are California Title 24 compliant and easily convert to LED by purchasing LED lamps sold separately. | LINE VOLTAGE PENDANT | Kea | Pendants | Heirloom Bronze | 782 | Steel | Clear Seeded Glass | D:7.125" H:12.125" |  |  | 1 Medium ST19 60w |  | 1 | No | [14 empty] | 0 | [12 empty] | 49.98 | 99.96 | 149.94 | D:7 1/8'' H:12 3/4'' O:58 3/4'' | 3.63 | 7.125 |  |  | 12.75 | Center Lock-Up |  |  | 58.75 |  |  |  | No |  | No | [20 empty] | D:5'' H:7/8'' Round |  |  |  |  | 120 | Brown |  |  | Hardwired | 0 | 0 | 0 | 0 | 1 | 0 | 0 | 0 | 0 | 0 | 0 | 785652057847 | 16 | 9.5 | 9.5 | 5.1 | 0.836 | 125 | Yes | [9 empty] | cETL Damp | KEA 1L PENDANT-782 | One Light Pendant |  | 6536901-782.png | 6536901.jpg
6536901-962 | One Light Pendant | Inspired by the stacked modern elements of items found in Parisian boutiques, the silhouette of the Kea Collection by Sea Gull Lighting offer a signature focal point with a single lamp suspends downward from the center. A hint of Brushed Nickel or Heirloom Bronze peeks through the Clear Seeded glass becoming a central design element of the fixture. Kea pendants may be installed as single pendants or clustered in multiples, which would be an ideal installation used for entry lighting, dining room lighting, living room lighting or kitchen lighting over a table. Fixtures are California Title 24 compliant and easily convert to LED by purchasing LED lamps sold separately. | LINE VOLTAGE PENDANT | Kea | Pendants | Brushed Nickel | 962 | Steel | Clear Seeded Glass | D:7.125" H:12.125" |  |  | 1 Medium ST19 60w |  | 1 | No | [14 empty] | 0 | [12 empty] | 49.98 | 99.96 | 149.94 | D:7 1/8'' H:12 3/4'' O:58 3/4'' | 3.63 | 7.125 |  |  | 12.75 | Center Lock-Up |  |  | 58.75 |  |  |  | No |  | No | [20 empty] | D:5'' H:7/8'' Round |  |  |  |  | 120 | Clear Silver |  |  | Hardwired | 0 | 0 | 0 | 0 | 1 | 0 | 0 | 0 | 0 | 0 | 0 | 785652057854 | 16 | 9.5 | 9.5 | 5.1 | 0.836 | 125 | Yes | [9 empty] | cETL Damp | KEA 1L PENDANT-962 | One Light Pendant |  | 6536901-962.png | 6536901.jpg
6537001-782 | One Light Pendant | The Arilda one-light pendant collection from Sea Gull Lighting springs to life with the fine artistry and technique of hand-blown glass. Spindle-inspired Clear glass shades give dimension and character to these traditional pendant lights. Paired with Edison-style bulbs, this pendant is a period-inspired classic to complement a wide range of décor from Colonial to nautical to rich, European inspired settings. Available in two hardware finishes, Heirloom Bronze and Brushed Nickel, Arilda pendants may be installed as single pendants or clustered in multiples, which would be an ideal installation used for entry lighting, dining room lighting, living room lighting or kitchen lighting over a table. | LINE VOLTAGE PENDANT | Arilda | Pendants | Heirloom Bronze | 782 | Steel | Clear Glass | D:9" H:18" |  |  | 1 Medium ST19 60w |  | 1 | No | [14 empty] | 0 | [12 empty] | 60.98 | 121.96 | 182.94 | D:9'' H:18 3/4'' O:65 3/4'' | 5.1 | 9 |  |  | 18.75 | Center Lock-Up |  |  | 65.75 |  |  |  | No |  | No | [20 empty] | D:5'' H:7/8'' Round |  |  |  |  | 120 | Brown |  |  | Hardwired | 0 | 0 | 0 | 0 | 1 | 0 | 0 | 0 | 0 | 0 | 0 | 785652057861 | 22.5 | 11.75 | 11.5 | 7.8 | 1.759 | 175 | Yes | [9 empty] | cETL Damp | ARILDA 1L PENDANT-782 | One Light Pendant |  | 6537001-782.png | 6537001.jpg
6537001-962 | One Light Pendant | The Arilda one-light pendant collection from Sea Gull Lighting springs to life with the fine artistry and technique of hand-blown glass. Spindle-inspired Clear glass shades give dimension and character to these traditional pendant lights. Paired with Edison-style bulbs, this pendant is a period-inspired classic to complement a wide range of décor from Colonial to nautical to rich, European inspired settings. Available in two hardware finishes, Heirloom Bronze and Brushed Nickel, Arilda pendants may be installed as single pendants or clustered in multiples, which would be an ideal installation used for entry lighting, dining room lighting, living room lighting or kitchen lighting over a table. | LINE VOLTAGE PENDANT | Arilda | Pendants | Brushed Nickel | 962 | Steel | Clear Glass | D:9" H:18" |  |  | 1 Medium ST19 60w |  | 1 | No | [14 empty] | 0 | [12 empty] | 60.98 | 121.96 | 182.94 | D:9'' H:18 3/4'' O:65 3/4'' | 5.1 | 9 |  |  | 18.75 | Center Lock-Up |  |  | 65.75 |  |  |  | No |  | No | [20 empty] | D:5'' H:7/8'' Round |  |  |  |  | 120 | Clear Silver |  |  | Hardwired | 0 | 0 | 0 | 0 | 1 | 0 | 0 | 0 | 0 | 0 | 0 | 785652057878 | 22.5 | 11.75 | 11.5 | 7.8 | 1.759 | 175 | Yes | [9 empty] | cETL Damp | ARILDA 1L PENDANT-962 | One Light Pendant |  | 6537001-962.png | 6537001.jpg
6537001EN7-782 | One Light Pendant | The Arilda one-light pendant collection from Sea Gull Lighting springs to life with the fine artistry and technique of hand-blown glass. Spindle-inspired Clear glass shades give dimension and character to these traditional pendant lights. Paired with Edison-style bulbs, this pendant is a period-inspired classic to complement a wide range of décor from Colonial to nautical to rich, European inspired settings. Available in two hardware finishes, Heirloom Bronze and Brushed Nickel, Arilda pendants may be installed as single pendants or clustered in multiples, which would be an ideal installation used for entry lighting, dining room lighting, living room lighting or kitchen lighting over a table. | LINE VOLTAGE PENDANT | Arilda | Pendants | Heirloom Bronze | 782 | Steel | Clear Glass | D:9" H:18" |  |  | 1 Medium A19 8.5w |  | 1 | Yes | [14 empty] | 0 | [12 empty] | 68.48 | 136.96 | 205.44 | D:9'' H:18 3/4'' O:65 3/4'' | 5.1 | 9 |  |  | 18.75 | Center Lock-Up |  |  | 65.75 |  |  |  | No |  | No | [20 empty] | D:5'' H:7/8'' Round |  |  |  |  | 120 | Brown |  |  | Hardwired | 0 | 0 | 0 | 1 | 1 | 0 | 0 | 0 | 0 | 0 | 0 | 785652068911 | 22.5 | 11.75 | 11.5 | 7.8 | 1.759 | 175 | Yes | [9 empty] | cETL Damp | ARILDA 1L LED PEND-782 | One Light Pendant |  | 6537001EN7-782.jpg | 6537001.jpg
6537001EN7-962 | One Light Pendant | The Arilda one-light pendant collection from Sea Gull Lighting springs to life with the fine artistry and technique of hand-blown glass. Spindle-inspired Clear glass shades give dimension and character to these traditional pendant lights. Paired with Edison-style bulbs, this pendant is a period-inspired classic to complement a wide range of décor from Colonial to nautical to rich, European inspired settings. Available in two hardware finishes, Heirloom Bronze and Brushed Nickel, Arilda pendants may be installed as single pendants or clustered in multiples, which would be an ideal installation used for entry lighting, dining room lighting, living room lighting or kitchen lighting over a table. | LINE VOLTAGE PENDANT | Arilda | Pendants | Brushed Nickel | 962 | Steel | Clear Glass | D:9" H:18" |  |  | 1 Medium A19 8.5w |  | 1 | Yes | [14 empty] | 0 | [12 empty] | 68.48 | 136.96 | 205.44 | D:9'' H:18 3/4'' O:65 3/4'' | 5.1 | 9 |  |  | 18.75 | Center Lock-Up |  |  | 65.75 |  |  |  | No |  | No | [20 empty] | D:5'' H:7/8'' Round |  |  |  |  | 120 | Clear Silver |  |  | Hardwired | 0 | 0 | 0 | 1 | 1 | 0 | 0 | 0 | 0 | 0 | 0 | 785652068928 | 22.5 | 11.75 | 11.5 | 7.8 | 1.759 | 175 | Yes | [9 empty] | cETL Damp | ARILDA 1L LED PEND-962 | One Light Pendant |  | 6537001EN7-962.jpg | 6537001.jpg
6537303-782 | Three Light Pendant | Elmwood Park by Sea Gull Collection has clear glass tube shades with an inner white glass element that softens the light and helps cast an even glow. A cylinder of etched glass is centered within a larger cylinder of clear glass which encircles each light bulb to create this stunning visual effect. The full assortment includes three-, five-and nine-light chandeliers, a four-light linear, one-light mini pendant, a three-light pendant, a two-light semi flush which is convertible into a pendant, and one-, two-, three- and four-light bath fixtures. All fixtures offered in either a Brushed Nickel or Brushed Oil Rubbed Bronze. Incandescent and ENERGY STAR-qualified LED lamping are available; all fixtures are California Title 24 compliant. | LINE VOLTAGE PENDANT | Elmwood Park | Pendants | Heirloom Bronze | 782 | Steel | Satin Etched Glass | D:15.75" H:5.125" |  |  | 3 Medium A19 75w |  | 3 | No | [14 empty] | 0 | [12 empty] | 124.98 | 249.96 | 374.94 | D:19'' H:18'' O:63 3/8'' | 11.4 | 19 |  |  | 18 | Screw Collar - Stem |  |  | 63.375 |  |  |  | No |  | No | [20 empty] | D:5'' H:3/4'' Round |  |  |  |  | 72 | Brown |  |  | Hardwired | 0 | 0 | 0 | 0 | 1 | 0 | 0 | 1 | 0 | 0 | 0 | 785652069963 | 22 | 21.75 | 12.78 | 15 | 3.539 | 175 | Yes | [9 empty] | cETL Damp | ELMWOOD PARK 3L PEND-782 | Three Light Pendant |  | 6537303-782.jpg | 6537303.jpg
6537303-962 | Three Light Pendant | Elmwood Park by Sea Gull Collection has clear glass tube shades with an inner white glass element that softens the light and helps cast an even glow. A cylinder of etched glass is centered within a larger cylinder of clear glass which encircles each light bulb to create this stunning visual effect. The full assortment includes three-, five-and nine-light chandeliers, a four-light linear, one-light mini pendant, a three-light pendant, a two-light semi flush which is convertible into a pendant, and one-, two-, three- and four-light bath fixtures. All fixtures offered in either a Brushed Nickel or Brushed Oil Rubbed Bronze. Incandescent and ENERGY STAR-qualified LED lamping are available; all fixtures are California Title 24 compliant. | LINE VOLTAGE PENDANT | Elmwood Park | Pendants | Brushed Nickel | 962 | Steel | Off White Organza Silk | D:19" H:6.875" |  |  | 3 Medium A19 75w |  | 3 | No | [14 empty] | 0 | [12 empty] | 124.98 | 249.96 | 374.94 | D:19'' H:18'' O:63 3/8'' | 11.4 | 19 |  |  | 18 | Screw Collar - Stem |  |  | 63.375 |  |  |  | No |  | No | [20 empty] | D:5'' H:3/4'' Round |  |  |  |  | 72 | Clear Silver |  |  | Hardwired | 0 | 0 | 0 | 0 | 1 | 0 | 0 | 1 | 0 | 0 | 0 | 785652069970 | 22.25 | 22.25 | 13 | 14.8 | 3.724 | 175 | Yes | [9 empty] | cETL Damp | ELMWOOD PARK 3L PEND-962 | Three Light Pendant |  | 6537303-962.jpg | 6537303.jpg
6537303EN3-782 | Three Light Pendant | Elmwood Park by Sea Gull Collection has clear glass tube shades with an inner white glass element that softens the light and helps cast an even glow. A cylinder of etched glass is centered within a larger cylinder of clear glass which encircles each light bulb to create this stunning visual effect. The full assortment includes three-, five-and nine-light chandeliers, a four-light linear, one-light mini pendant, a three-light pendant, a two-light semi flush which is convertible into a pendant, and one-, two-, three- and four-light bath fixtures. All fixtures offered in either a Brushed Nickel or Brushed Oil Rubbed Bronze. Incandescent and ENERGY STAR-qualified LED lamping are available; all fixtures are California Title 24 compliant. | LINE VOLTAGE PENDANT | Elmwood Park | Pendants | Heirloom Bronze | 782 | Steel | Off White Organza Silk | D:19" H:6.875" |  |  | 3 Medium A19 9.3w |  | 3 | Yes | [14 empty] | 0 | [12 empty] | 141.98 | 283.96 | 425.94 | D:19'' H:18'' O:63 3/8'' | 11.4 | 19 |  |  | 18 | Screw Collar - Stem |  |  | 63.375 |  |  |  | No |  | No | [20 empty] | D:5'' H:3/4'' Round |  |  |  |  | 72 | Brown |  |  | Hardwired | 0 | 0 | 0 | 1 | 1 | 0 | 0 | 0 | 0 | 0 | 0 | 785652071737 | 22 | 21.75 | 12.78 | 15 | 3.539 | 175 | Yes | [9 empty] | cETL Damp | ELMWOOD PRK 3L LED PEND-782 | Three Light Pendant |  | 6537303EN3-782.jpg | 6537303EN3.jpg
6537303EN3-962 | Three Light Pendant | Elmwood Park by Sea Gull Collection has clear glass tube shades with an inner white glass element that softens the light and helps cast an even glow. A cylinder of etched glass is centered within a larger cylinder of clear glass which encircles each light bulb to create this stunning visual effect. The full assortment includes three-, five-and nine-light chandeliers, a four-light linear, one-light mini pendant, a three-light pendant, a two-light semi flush which is convertible into a pendant, and one-, two-, three- and four-light bath fixtures. All fixtures offered in either a Brushed Nickel or Brushed Oil Rubbed Bronze. Incandescent and ENERGY STAR-qualified LED lamping are available; all fixtures are California Title 24 compliant. | LINE VOLTAGE PENDANT | Elmwood Park | Pendants | Brushed Nickel | 962 | Steel | Off White Organza Silk | D:19" H:6.875" |  |  | 3 Medium A19 9.3w |  | 3 | Yes | [14 empty] | 0 | [12 empty] | 141.98 | 283.96 | 425.94 | D:19'' H:18'' O:63 3/8'' | 11.4 | 19 |  |  | 18 | Screw Collar - Stem |  |  | 63.375 |  |  |  | No |  | No | [20 empty] | D:5'' H:3/4'' Round |  |  |  |  | 72 | Clear Silver |  |  | Hardwired | 0 | 0 | 0 | 1 | 1 | 0 | 0 | 0 | 0 | 0 | 0 | 785652071744 | 22.25 | 22.25 | 13 | 14.8 | 3.724 | 175 | Yes | [9 empty] | cETL Damp | ELMWOOD PRK 3L LED PEND-962 | Three Light Pendant |  | 6537303EN3-962.jpg | 6537303EN3.jpg
65391BLE-57 | Fluorescent Plymouth One Light Downlight Pendant in Weathered Pewter with White Alabaster Glass | Our Colonial-inspired Plymouth Collection is a perfect fit for both casual and formal homes. Inspired by a period in American History when decorative elements first began to displace pure utilitarian objects, Plymouth offers a hint of the romance of that era. A braided rope detail is featured on the outer arms, adding a special twist to the design. | Fluorescent Pendant | Plymouth | Pendants | Weathered Pewter | 57 | Steel |  |  |  |  | 1 GU24 Self Ballasted CFL 13w |  | 1 | Yes | [27 empty] | 74 | 148 | 222 | D:17'' H:9 3/4'' O:48 3/4'' |  | 17 |  |  | 9.75 | Screw Collar - Chain |  |  | 48.75 |  |  |  | No |  | No | [25 empty] | 120 | Clear | 36 |  | Hardwired | 0 | 0 | 1 | 0 | 0 | 0 | 0 | 0 | 1 | 0 | 0 | 785652228841 | [17 empty] | FLUORESCENT DOWN LIGHT PENDANT -57 | One Light Pendant |  | 65391BLE-57.jpg | 65391BLE.jpg
65392BLE-57 |  | Our Colonial-inspired Plymouth Collection is a perfect fit for both casual and formal homes. Inspired by a period in American History when decorative elements first began to displace pure utilitarian objects, Plymouth offers a hint of the romance of that era. A braided rope detail is featured on the outer arms, adding a special twist to the design. | Fluorescent Pendant | Plymouth |  | Weathered Pewter | 57 | Steel | [6 empty] | 0 | No | [27 empty] | 144 | 288 | 432 | [13 empty] | No |  | No | [30 empty] | 0 | 0 | 1 | 0 | 0 | 0 | 0 | 0 | 0 | 0 | 0 | 785652228834 | [17 empty] | FLUORESCENT UP LIGHT PENDANT -57 |  |  | 65392BLE-57.jpg | 65392BLE.jpg
6539803-710 | Three Light Pendant |  | LINE VOLTAGE PENDANT | Norwood | Pendants | Burnt Sienna | 710 | Steel | Clear Highlighted Satin Etched Glass | D:15" H:5.875" |  |  | 3 Medium A19 75w |  | 3 | No | [14 empty] | 0 | [12 empty] | 129.5 | 259 | 388.5 | D:15 1/4'' H:18 1/2'' O:91 7/8'' |  | 15.25 |  |  | 18.5 | Screw Collar - Chain |  |  | 91.875 |  |  |  | No |  | No | [20 empty] | D:5'' H:3/4'' Round |  |  |  |  | 120 | Brown | 72 |  | Hardwired | 0 | 0 | 0 | 0 | 1 | 0 | 0 | 1 | 1 | 0 | 0 | 785652079184 | [16 empty] | cETL Damp | NORWOOD 3L PEND-710 | Three Light Pendant |  | 6539803-710.jpg | 6539803.jpg
6539803-962 | Three Light Pendant |  | LINE VOLTAGE PENDANT | Norwood | Pendants | Brushed Nickel | 962 | Steel | Clear Highlighted Satin Etched Glass | D:15" H:5.875" |  |  | 3 Medium A19 75w |  | 3 | No | [14 empty] | 0 | [12 empty] | 129.5 | 259 | 388.5 | D:15 1/4'' H:18 1/2'' O:91 7/8'' |  | 15.25 |  |  | 18.5 | Screw Collar - Chain |  |  | 91.875 |  |  |  | No |  | No | [20 empty] | D:5'' H:3/4'' Round |  |  |  |  | 120 | Clear Silver | 72 |  | Hardwired | 0 | 0 | 0 | 0 | 1 | 0 | 0 | 1 | 1 | 0 | 0 | 785652079191 | [16 empty] | cETL Damp | NORWOOD 3L PEND-962 | Three Light Pendant |  | 6539803-962.jpg | 6539803.jpg
6539803EN3-710 | Three Light Pendant |  | LINE VOLTAGE PENDANT | Norwood | Pendants | Burnt Sienna | 710 | Steel | Clear Highlighted Satin Etched Glass | D:15" H:5.875" |  |  | 3 Medium A19 9.3w |  | 3 | Yes | [14 empty] | 0 | [12 empty] | 144.5 | 289 | 433.5 | D:15 1/4'' H:18 1/2'' O:91 7/8'' |  | 15.25 |  |  | 18.5 | Screw Collar - Chain |  |  | 91.875 |  |  |  | No |  | No | [20 empty] | D:5'' H:3/4'' Round |  |  |  |  | 120 | Brown | 72 |  | Hardwired | 0 | 0 | 0 | 1 | 1 | 0 | 0 | 0 | 1 | 0 | 0 | 785652080388 | [16 empty] | cETL Damp | NORWOOD 3L PEND-710 | Three Light Pendant |  | 6539803EN3-710.jpg | 6539803EN3.jpg
6539803EN3-962 | Three Light Pendant |  | LINE VOLTAGE PENDANT | Norwood | Pendants | Brushed Nickel | 962 | Steel | Clear Highlighted Satin Etched Glass | D:15" H:5.875" |  |  | 3 Medium A19 9.3w |  | 3 | Yes | [14 empty] | 0 | [12 empty] | 144.5 | 289 | 433.5 | D:15 1/4'' H:18 1/2'' O:91 7/8'' |  | 15.25 |  |  | 18.5 | Screw Collar - Chain |  |  | 91.875 |  |  |  | No |  | No | [20 empty] | D:5'' H:3/4'' Round |  |  |  |  | 120 | Clear Silver | 72 |  | Hardwired | 0 | 0 | 0 | 1 | 1 | 0 | 0 | 0 | 1 | 0 | 0 | 785652080395 | [16 empty] | cETL Damp | NORWOOD 3L PEND-962 | Three Light Pendant |  | 6539803EN3-962.jpg | 6539803EN3.jpg
6541401-782 | Medium One Light Pendant | The geometric, architectural lines of the Harambee collection by Sea Gull Lighting bring visual interest to any modern interior coupled with soft, glowing light through the triangular glass panes. Inspired by South African design motifs, the collection name is a Swahili word for “all pull together,” which is the official motto of Kenya. Offered in two distinct looks--Heirloom Bronze finish with Mercury glass or an Antique Brushed Nickel with Seeded Water glass—the collection offers a one-light sconce, a one-light small pendant and a one-light medium pendant. Both incandescent lamping and ENERGY STAR-qualified LED lamping are available; all fixtures are California Title 24 compliant. | LINE VOLTAGE PENDANT | Harambee | Pendants | Heirloom Bronze | 782 | Steel | Mercury Glass |  |  |  | 1 Medium A19 100w |  | 1 | No | [14 empty] | 0 | [12 empty] | 122.5 | 245 | 367.5 | D:8'' H:14 5/8'' O:136'' | 6.9 | 8 |  |  | 14.625 | Center Lock-Up |  |  | 136 |  |  |  | No |  | No | [20 empty] | D:5 1/4'' H:1 1/8'' Round |  |  |  |  | 144 | Brown | 120 |  | Hardwired | 0 | 0 | 0 | 0 | 1 | 0 | 0 | 1 | 1 | 0 | 0 | 785652273308 | 15.75 | 12 | 12 | 9.7 | 1.313 | 125 | Yes | [9 empty] | cETL Damp | HARAMBEE 1L MERCURY PEND-782 | Medium One Light Pendant |  | 6541401-782.jpg | 6541401.jpg
6541401-965 | Medium One Light Pendant | The geometric, architectural lines of the Harambee collection by Sea Gull Lighting bring visual interest to any modern interior coupled with soft, glowing light through the triangular glass panes. Inspired by South African design motifs, the collection name is a Swahili word for “all pull together,” which is the official motto of Kenya. Offered in two distinct looks--Heirloom Bronze finish with Mercury glass or an Antique Brushed Nickel with Seeded Water glass—the collection offers a one-light sconce, a one-light small pendant and a one-light medium pendant. Both incandescent lamping and ENERGY STAR-qualified LED lamping are available; all fixtures are California Title 24 compliant. | LINE VOLTAGE PENDANT | Harambee | Pendants | Antique Brushed Nickel | 965 | Steel | Seeded Water Glass |  |  |  | 1 Medium A19 100w |  | 1 | No | [14 empty] | 0 | [12 empty] | 122.5 | 245 | 367.5 | D:8'' H:14 5/8'' O:136'' | 6.9 | 8 |  |  | 14.625 | Center Lock-Up |  |  | 136 |  |  |  | No |  | No | [20 empty] | D:5 1/4'' H:1 1/8'' Round |  |  |  |  | 144 | Clear Silver | 120 |  | Hardwired | 0 | 0 | 0 | 0 | 1 | 0 | 0 | 1 | 1 | 0 | 0 | 785652273315 | 15.25 | 11.75 | 11.75 | 9.7 | 1.218 | 100 | Yes | [9 empty] | cETL Damp | HARAMBEE 1L PEND-965 | Medium One Light Pendant |  | 6541401-965.jpg | 6541401.jpg
6541401EN3-782 | Medium One Light Pendant | The geometric, architectural lines of the Harambee collection by Sea Gull Lighting bring visual interest to any modern interior coupled with soft, glowing light through the triangular glass panes. Inspired by South African design motifs, the collection name is a Swahili word for “all pull together,” which is the official motto of Kenya. Offered in two distinct looks--Heirloom Bronze finish with Mercury glass or an Antique Brushed Nickel with Seeded Water glass—the collection offers a one-light sconce, a one-light small pendant and a one-light medium pendant. Both incandescent lamping and ENERGY STAR-qualified LED lamping are available; all fixtures are California Title 24 compliant. | LINE VOLTAGE PENDANT | Harambee | Pendants | Heirloom Bronze | 782 | Steel | Mercury Glass |  |  |  | 1 Medium A19 9.3w |  | 1 | Yes | [14 empty] | 0 | [12 empty] | 125 | 250 | 375 | D:8'' H:14 5/8'' O:136'' | 6.9 | 8 |  |  | 14.625 | Center Lock-Up |  |  | 136 |  |  |  | No |  | No | [20 empty] | D:5 1/4'' H:1 1/8'' Round |  |  |  |  | 144 | Brown | 120 |  | Hardwired | 0 | 0 | 0 | 1 | 1 | 0 | 0 | 0 | 1 | 0 | 0 | 785652045882 | 15.75 | 12 | 12 | 9.7 | 1.313 | 125 | Yes | [9 empty] | cETL Damp | HARAMBEE 1L MERCURY PEND-782 | Medium One Light Pendant |  | 6541401EN3-782.jpg | 6641401.jpg
6541401EN3-965 | Medium One Light Pendant | The geometric, architectural lines of the Harambee collection by Sea Gull Lighting bring visual interest to any modern interior coupled with soft, glowing light through the triangular glass panes. Inspired by South African design motifs, the collection name is a Swahili word for “all pull together,” which is the official motto of Kenya. Offered in two distinct looks--Heirloom Bronze finish with Mercury glass or an Antique Brushed Nickel with Seeded Water glass—the collection offers a one-light sconce, a one-light small pendant and a one-light medium pendant. Both incandescent lamping and ENERGY STAR-qualified LED lamping are available; all fixtures are California Title 24 compliant. | LINE VOLTAGE PENDANT | Harambee | Pendants | Antique Brushed Nickel | 965 | Steel | Seeded Water Glass |  |  |  | 1 Medium A19 9.3w |  | 1 | Yes | [14 empty] | 0 | [12 empty] | 125 | 250 | 375 | D:8'' H:14 5/8'' O:136'' | 6.9 | 8 |  |  | 14.625 | Center Lock-Up |  |  | 136 |  |  |  | No |  | No | [20 empty] | D:5 1/4'' H:1 1/8'' Round |  |  |  |  | 144 | Clear Silver | 120 |  | Hardwired | 0 | 0 | 0 | 1 | 1 | 0 | 0 | 0 | 1 | 0 | 0 | 785652045905 | 15.25 | 11.75 | 11.75 | 9.7 | 1.218 | 100 | Yes | [9 empty] | cETL Damp | HARAMBEE 1L PEND-965 | Medium One Light Pendant |  | 6541401EN3-965.jpg | 6541401.jpg
65436-05 | Small One Light Pendant | The classic schoolhouse light fixture has been an American icon for almost 90 years. The Academy collection from Sea Gull Lighting is today’s interpretation of these utilitarian lights which have enjoyed resurgence in popularity given their clean, versatile design. Today, top designers regularly select this ubiquitous look for applications in almost every room of the house. Available in Chrome, Brushed Nickel and Heirloom Bronze finishes. Many of the fixtures are available with incandescent lamping or ENERGY STAR-qualified LED lamping. The Academy collection includes pendants in four sizes, semi-flush ceiling fixtures in two sizes, and one-light, two-light, three-light and four-light wall/bath fixtures. Damp Listed. Most of these fixtures easily convert to LED by purchasing LED replacement lamps sold separately. | LINE VOLTAGE PENDANT | Academy | Pendants | Chrome | 5 | Steel | Satin White Glass | D:6.75" H:5" | D:6.75" |  | 1 Medium A19 60w |  | 1 | No | [14 empty] | 0 | [12 empty] | 56.48 | 112.96 | 169.44 | D:6 3/4'' H:7 1/2'' O:58 1/2'' | 2.6 | 6.75 |  |  | 7.5 | Cap Nuts |  |  | 58.5 |  |  |  | No |  | No | [20 empty] | D:6 5/8'' H:3'' Round |  |  |  |  | 120 | Clear Silver | 12 |  | Hardwired | 0 | 0 | 0 | 0 | 1 | 0 | 0 | 1 | 0 | 0 | 0 | 785652257667 | 16 | 9 | 7.25 | 4.2 | 0.604 | 125 | Yes | [9 empty] | cETL Damp | ACADEMY 1L MINPEND-05 | Small One Light Pendant | Includes three 12" stems and 12" of chain for adjustable mounting heights. | 65436-05.jpg | 65436.jpg
65436-782 | Small One Light Pendant | The classic schoolhouse light fixture has been an American icon for almost 90 years. The Academy collection from Sea Gull Lighting is today’s interpretation of these utilitarian lights which have enjoyed resurgence in popularity given their clean, versatile design. Today, top designers regularly select this ubiquitous look for applications in almost every room of the house. Available in Chrome, Brushed Nickel and Heirloom Bronze finishes. Many of the fixtures are available with incandescent lamping or ENERGY STAR-qualified LED lamping. The Academy collection includes pendants in four sizes, semi-flush ceiling fixtures in two sizes, and one-light, two-light, three-light and four-light wall/bath fixtures. Damp Listed. Most of these fixtures easily convert to LED by purchasing LED replacement lamps sold separately. | LINE VOLTAGE PENDANT | Academy | Pendants | Heirloom Bronze | 782 | Steel | Satin White Glass | D:6.75" H:5" | D:6.75" |  | 1 Medium A19 60w |  | 1 | No | [14 empty] | 0 | [12 empty] | 57.48 | 114.96 | 172.44 | D:6 3/4'' H:7 1/2'' O:58 1/2'' | 2.6 | 6.75 |  |  | 7.5 | Cap Nuts |  |  | 58.5 |  |  |  | No |  | No | [20 empty] | D:6 5/8'' H:3'' Round |  |  |  |  | 120 | Brown | 12 |  | Hardwired | 0 | 0 | 0 | 0 | 1 | 0 | 0 | 1 | 0 | 0 | 0 | 785652217005 | 16 | 9 | 7.25 | 4.2 | 0.604 | 125 | Yes | [9 empty] | cETL Damp | ACADEMY 1L MINPEND-782 | Small One Light Pendant | Includes three 12" stems and 12" of chain for adjustable mounting heights. | 65436-782.jpg | 65436.jpg
65436-962 | Small One Light Pendant | The classic schoolhouse light fixture has been an American icon for almost 90 years. The Academy collection from Sea Gull Lighting is today’s interpretation of these utilitarian lights which have enjoyed resurgence in popularity given their clean, versatile design. Today, top designers regularly select this ubiquitous look for applications in almost every room of the house. Available in Chrome, Brushed Nickel and Heirloom Bronze finishes. Many of the fixtures are available with incandescent lamping or ENERGY STAR-qualified LED lamping. The Academy collection includes pendants in four sizes, semi-flush ceiling fixtures in two sizes, and one-light, two-light, three-light and four-light wall/bath fixtures. Damp Listed. Most of these fixtures easily convert to LED by purchasing LED replacement lamps sold separately. | LINE VOLTAGE PENDANT | Academy | Pendants | Brushed Nickel | 962 | Steel | Satin White Glass | D:6.75" H:5" | D:6.75" |  | 1 Medium A19 60w |  | 1 | No | [14 empty] | 0 | [12 empty] | 57.48 | 114.96 | 172.44 | D:6 3/4'' H:7 1/2'' O:58 1/2'' | 2.6 | 6.75 |  |  | 7.5 | Cap Nuts |  |  | 58.5 |  |  |  | No |  | No | [20 empty] | D:6 5/8'' H:3'' Round |  |  |  |  | 120 | Clear | 12 |  | Hardwired | 0 | 0 | 0 | 0 | 1 | 0 | 0 | 1 | 0 | 0 | 0 | 785652217012 | 16 | 9 | 7.25 | 4.2 | 0.604 | 125 | Yes | [9 empty] | cETL Damp | ACADEMY 1L MINPEND-962 | Small One Light Pendant | Includes three 12" stems and 12" of chain for adjustable mounting heights. | 65436-962.jpg | 65436.jpg
65436EN3-05 | Small One Light Pendant | The classic schoolhouse light fixture has been an American icon for almost 90 years. The Academy collection from Sea Gull Lighting is today’s interpretation of these utilitarian lights which have enjoyed resurgence in popularity given their clean, versatile design. Today, top designers regularly select this ubiquitous look for applications in almost every room of the house. Available in Chrome, Brushed Nickel and Heirloom Bronze finishes. Many of the fixtures are available with incandescent lamping or ENERGY STAR-qualified LED lamping. The Academy collection includes pendants in four sizes, semi-flush ceiling fixtures in two sizes, and one-light, two-light, three-light and four-light wall/bath fixtures. Damp Listed. Most of these fixtures easily convert to LED by purchasing LED replacement lamps sold separately. | LINE VOLTAGE PENDANT | Academy | Pendants | Chrome | 5 | Steel | Satin White Glass | D:6.75" H:5" | D:6.75" |  | 1 Medium A19 9.3w |  | 1 | Yes | [14 empty] | 0 | [12 empty] | 60.98 | 121.96 | 182.94 | D:6 3/4'' H:7 1/2'' O:58 1/2'' | 2.6 | 6.75 |  |  | 7.5 | Cap Nuts |  |  | 58.5 |  |  |  | No |  | No | [20 empty] | D:6 5/8'' H:3'' Round |  |  |  |  | 120 | Clear Silver | 12 |  | Hardwired | 0 | 0 | 0 | 1 | 1 | 0 | 0 | 0 | 0 | 0 | 0 | 785652050961 | 16 | 9 | 7.25 | 4.2 | 0.604 | 125 | Yes | [9 empty] | cETL Damp | ACADEMY 1L MINPEND-05 | Small One Light Pendant |  | 65436EN3-05.jpg | 65436.jpg
65436EN3-782 | Small One Light Pendant | The classic schoolhouse light fixture has been an American icon for almost 90 years. The Academy collection from Sea Gull Lighting is today’s interpretation of these utilitarian lights which have enjoyed resurgence in popularity given their clean, versatile design. Today, top designers regularly select this ubiquitous look for applications in almost every room of the house. Available in Chrome, Brushed Nickel and Heirloom Bronze finishes. Many of the fixtures are available with incandescent lamping or ENERGY STAR-qualified LED lamping. The Academy collection includes pendants in four sizes, semi-flush ceiling fixtures in two sizes, and one-light, two-light, three-light and four-light wall/bath fixtures. Damp Listed. Most of these fixtures easily convert to LED by purchasing LED replacement lamps sold separately. | LINE VOLTAGE PENDANT | Academy | Pendants | Heirloom Bronze | 782 | Steel | Satin White Glass | D:6.75" H:5" | D:6.75" |  | 1 Medium A19 9.3w |  | 1 | Yes | [14 empty] | 0 | [12 empty] | 62.48 | 124.96 | 187.44 | D:6 3/4'' H:7 1/2'' O:58 1/2'' | 2.6 | 6.75 |  |  | 7.5 | Cap Nuts |  |  | 58.5 |  |  |  | No |  | No | [20 empty] | D:6 5/8'' H:3'' Round |  |  |  |  | 120 | Brown | 12 |  | Hardwired | 0 | 0 | 0 | 1 | 1 | 0 | 0 | 0 | 0 | 0 | 0 | 785652050978 | 16 | 9 | 7.25 | 4.2 | 0.604 | 125 | Yes | [9 empty] | cETL Damp | ACADEMY 1L MINPEND-782 | Small One Light Pendant |  | 65436EN3-782.jpg | 65436.jpg
65436EN3-962 | Small One Light Pendant | The classic schoolhouse light fixture has been an American icon for almost 90 years. The Academy collection from Sea Gull Lighting is today’s interpretation of these utilitarian lights which have enjoyed resurgence in popularity given their clean, versatile design. Today, top designers regularly select this ubiquitous look for applications in almost every room of the house. Available in Chrome, Brushed Nickel and Heirloom Bronze finishes. Many of the fixtures are available with incandescent lamping or ENERGY STAR-qualified LED lamping. The Academy collection includes pendants in four sizes, semi-flush ceiling fixtures in two sizes, and one-light, two-light, three-light and four-light wall/bath fixtures. Damp Listed. Most of these fixtures easily convert to LED by purchasing LED replacement lamps sold separately. | LINE VOLTAGE PENDANT | Academy | Pendants | Brushed Nickel | 962 | Steel | Satin White Glass | D:6.75" H:5" | D:6.75" |  | 1 Medium A19 9.3w |  | 1 | Yes | [14 empty] | 0 | [12 empty] | 62.48 | 124.96 | 187.44 | D:6 3/4'' H:7 1/2'' O:58 1/2'' | 2.6 | 6.75 |  |  | 7.5 | Cap Nuts |  |  | 58.5 |  |  |  | No |  | No | [20 empty] | D:6 5/8'' H:3'' Round |  |  |  |  | 120 | Clear | 12 |  | Hardwired | 0 | 0 | 0 | 1 | 1 | 0 | 0 | 0 | 0 | 0 | 0 | 785652050985 | 16 | 9 | 7.25 | 4.2 | 0.604 | 125 | Yes | [9 empty] | cETL Damp | ACADEMY 1L MINPEND-962 | Small One Light Pendant |  | 65436EN3-962.jpg | 65436.jpg
65437-05 | Medium One Light Pendant | The classic schoolhouse light fixture has been an American icon for almost 90 years. The Academy collection from Sea Gull Lighting is today’s interpretation of these utilitarian lights which have enjoyed resurgence in popularity given their clean, versatile design. Today, top designers regularly select this ubiquitous look for applications in almost every room of the house. Available in Chrome, Brushed Nickel and Heirloom Bronze finishes. Many of the fixtures are available with incandescent lamping or ENERGY STAR-qualified LED lamping. The Academy collection includes pendants in four sizes, semi-flush ceiling fixtures in two sizes, and one-light, two-light, three-light and four-light wall/bath fixtures. Damp Listed. Most of these fixtures easily convert to LED by purchasing LED replacement lamps sold separately. | LINE VOLTAGE PENDANT | Academy | Pendants | Chrome | 5 | Steel | Satin White Glass | D:11.5" H:7" | D:11.5" |  | 1 Medium A19 75w |  | 1 | No | [14 empty] | 0 | [12 empty] | 99.95 | 199.9 | 299.85 | D:11 1/2'' H:9 3/4'' O:60 3/4'' | 5.5 | 11.5 |  |  | 9.75 | Cap Nuts |  |  | 60.75 |  |  |  | No |  | No | [20 empty] | D:6 5/8'' H:3'' Round |  |  |  |  | 120 | Clear Silver | 12 |  | Hardwired | 0 | 0 | 0 | 0 | 1 | 0 | 0 | 1 | 0 | 0 | 0 | 785652257681 | 14.75 | 14.5 | 15.5 | 7.5 | 1.918 | 250 | Yes | [9 empty] | cETL Damp | ACADEMY 1L PEND-05 | Medium One Light Pendant | Includes three 12" stems and 12" of chain for adjustable mounting heights. | 65437-05.jpg | 65437.jpg
65437-782 | Medium One Light Pendant | The classic schoolhouse light fixture has been an American icon for almost 90 years. The Academy collection from Sea Gull Lighting is today’s interpretation of these utilitarian lights which have enjoyed resurgence in popularity given their clean, versatile design. Today, top designers regularly select this ubiquitous look for applications in almost every room of the house. Available in Chrome, Brushed Nickel and Heirloom Bronze finishes. Many of the fixtures are available with incandescent lamping or ENERGY STAR-qualified LED lamping. The Academy collection includes pendants in four sizes, semi-flush ceiling fixtures in two sizes, and one-light, two-light, three-light and four-light wall/bath fixtures. Damp Listed. Most of these fixtures easily convert to LED by purchasing LED replacement lamps sold separately. | LINE VOLTAGE PENDANT | Academy | Pendants | Heirloom Bronze | 782 | Steel | Satin White Glass | D:11.5" H:7" | D:11.5" |  | 1 Medium A19 75w |  | 1 | No | [14 empty] | 0 | [12 empty] | 107.48 | 214.96 | 322.44 | D:11 1/2'' H:9 3/4'' O:60 3/4'' | 5.5 | 11.5 |  |  | 9.75 | Cap Nuts |  |  | 60.75 |  |  |  | No |  | No | [20 empty] | D:6 5/8'' H:3'' Round |  |  |  |  | 120 | Brown | 12 |  | Hardwired | 0 | 0 | 0 | 0 | 1 | 0 | 0 | 1 | 0 | 0 | 0 | 785652216985 | 14.25 | 14.25 | 15 | 8.3 | 1.763 | 175 | Yes | [9 empty] | cETL Damp | ACADEMY 1L PEND-782 | Medium One Light Pendant | Includes three 12" stems and 12" of chain for adjustable mounting heights. | 65437-782.jpg | 65437.jpg
65437-962 | Medium One Light Pendant | The classic schoolhouse light fixture has been an American icon for almost 90 years. The Academy collection from Sea Gull Lighting is today’s interpretation of these utilitarian lights which have enjoyed resurgence in popularity given their clean, versatile design. Today, top designers regularly select this ubiquitous look for applications in almost every room of the house. Available in Chrome, Brushed Nickel and Heirloom Bronze finishes. Many of the fixtures are available with incandescent lamping or ENERGY STAR-qualified LED lamping. The Academy collection includes pendants in four sizes, semi-flush ceiling fixtures in two sizes, and one-light, two-light, three-light and four-light wall/bath fixtures. Damp Listed. Most of these fixtures easily convert to LED by purchasing LED replacement lamps sold separately. | LINE VOLTAGE PENDANT | Academy | Pendants | Brushed Nickel | 962 | Steel | Satin White Glass | D:11.5" H:7" | D:11.5" |  | 1 Medium A19 75w |  | 1 | No | [14 empty] | 0 | [12 empty] | 107.48 | 214.96 | 322.44 | D:11 1/2'' H:9 3/4'' O:60 3/4'' | 5.5 | 11.5 |  |  | 9.75 | Cap Nuts |  |  | 60.75 |  |  |  | No |  | No | [20 empty] | D:6 5/8'' H:3'' Round |  |  |  |  | 120 | Clear | 12 |  | Hardwired | 0 | 0 | 0 | 0 | 1 | 0 | 0 | 1 | 0 | 0 | 0 | 785652216992 | 14.5 | 14.5 | 15 | 8.3 | 1.825 | 175 | Yes | [9 empty] | cETL Damp | ACADEMY 1L PEND-962 | Medium One Light Pendant | Includes three 12" stems and 12" of chain for adjustable mounting heights. | 65437-962.jpg | 65437.jpg
65437EN3-05 | Medium One Light Pendant | The classic schoolhouse light fixture has been an American icon for almost 90 years. The Academy collection from Sea Gull Lighting is today’s interpretation of these utilitarian lights which have enjoyed resurgence in popularity given their clean, versatile design. Today, top designers regularly select this ubiquitous look for applications in almost every room of the house. Available in Chrome, Brushed Nickel and Heirloom Bronze finishes. Many of the fixtures are available with incandescent lamping or ENERGY STAR-qualified LED lamping. The Academy collection includes pendants in four sizes, semi-flush ceiling fixtures in two sizes, and one-light, two-light, three-light and four-light wall/bath fixtures. Damp Listed. Most of these fixtures easily convert to LED by purchasing LED replacement lamps sold separately. | LINE VOLTAGE PENDANT | Academy | Pendants | Chrome | 5 | Steel | Satin White Glass | D:11.5" H:7" | D:11.5" |  | 1 Medium A19 9.3w |  | 1 | Yes | [14 empty] | 0 | [12 empty] | 108.98 | 217.96 | 326.94 | D:11 1/2'' H:9 3/4'' O:60 3/4'' | 5.5 | 11.5 |  |  | 9.75 | Cap Nuts |  |  | 60.75 |  |  |  | No |  | No | [20 empty] | D:6 5/8'' H:3'' Round |  |  |  |  | 120 | Clear Silver | 12 |  | Hardwired | 0 | 0 | 0 | 1 | 1 | 0 | 0 | 0 | 0 | 0 | 0 | 785652050992 | 14.75 | 14.5 | 15.5 | 7.5 | 1.918 | 250 | Yes | [9 empty] | cETL Damp | ACADEMY 1L PEND-05 | Medium One Light Pendant |  | 65437EN3-05.jpg | 65437.jpg
65437EN3-782 | Medium One Light Pendant | The classic schoolhouse light fixture has been an American icon for almost 90 years. The Academy collection from Sea Gull Lighting is today’s interpretation of these utilitarian lights which have enjoyed resurgence in popularity given their clean, versatile design. Today, top designers regularly select this ubiquitous look for applications in almost every room of the house. Available in Chrome, Brushed Nickel and Heirloom Bronze finishes. Many of the fixtures are available with incandescent lamping or ENERGY STAR-qualified LED lamping. The Academy collection includes pendants in four sizes, semi-flush ceiling fixtures in two sizes, and one-light, two-light, three-light and four-light wall/bath fixtures. Damp Listed. Most of these fixtures easily convert to LED by purchasing LED replacement lamps sold separately. | LINE VOLTAGE PENDANT | Academy | Pendants | Heirloom Bronze | 782 | Steel | Satin White Glass | D:11.5" H:7" | D:11.5" |  | 1 Medium A19 9.3w |  | 1 | Yes | [14 empty] | 0 | [12 empty] | 111.48 | 222.96 | 334.44 | D:11 1/2'' H:9 3/4'' O:60 3/4'' | 5.5 | 11.5 |  |  | 9.75 | Cap Nuts |  |  | 60.75 |  |  |  | No |  | No | [20 empty] | D:6 5/8'' H:3'' Round |  |  |  |  | 120 | Brown | 12 |  | Hardwired | 0 | 0 | 0 | 1 | 1 | 0 | 0 | 0 | 0 | 0 | 0 | 785652051005 | 14.25 | 14.25 | 15 | 8.3 | 1.763 | 175 | Yes | [9 empty] | cETL Damp | ACADEMY 1L PEND-782 | Medium One Light Pendant |  | 65437EN3-782.jpg | 65437.jpg
65437EN3-962 | Medium One Light Pendant | The classic schoolhouse light fixture has been an American icon for almost 90 years. The Academy collection from Sea Gull Lighting is today’s interpretation of these utilitarian lights which have enjoyed resurgence in popularity given their clean, versatile design. Today, top designers regularly select this ubiquitous look for applications in almost every room of the house. Available in Chrome, Brushed Nickel and Heirloom Bronze finishes. Many of the fixtures are available with incandescent lamping or ENERGY STAR-qualified LED lamping. The Academy collection includes pendants in four sizes, semi-flush ceiling fixtures in two sizes, and one-light, two-light, three-light and four-light wall/bath fixtures. Damp Listed. Most of these fixtures easily convert to LED by purchasing LED replacement lamps sold separately. | LINE VOLTAGE PENDANT | Academy | Pendants | Brushed Nickel | 962 | Steel | Satin White Glass | D:11.5" H:7" | D:11.5" |  | 1 Medium A19 9.3w |  | 1 | Yes | [14 empty] | 0 | [12 empty] | 111.48 | 222.96 | 334.44 | D:11 1/2'' H:9 3/4'' O:60 3/4'' | 5.5 | 11.5 |  |  | 9.75 | Cap Nuts |  |  | 60.75 |  |  |  | No |  | No | [20 empty] | D:6 5/8'' H:3'' Round |  |  |  |  | 120 | Clear | 12 |  | Hardwired | 0 | 0 | 0 | 1 | 1 | 0 | 0 | 0 | 0 | 0 | 0 | 785652051012 | 14.5 | 14.25 | 13.25 | 6.6 | 1.584 | 175 | Yes | [9 empty] | cETL Damp | ACADEMY 1L PEND-962 | Medium One Light Pendant |  | 65437EN3-962.jpg | 65437.jpg
65438-05 | Large One Light Pendant | The classic schoolhouse light fixture has been an American icon for almost 90 years. The Academy collection from Sea Gull Lighting is today’s interpretation of these utilitarian lights which have enjoyed resurgence in popularity given their clean, versatile design. Today, top designers regularly select this ubiquitous look for applications in almost every room of the house. Available in Chrome, Brushed Nickel and Heirloom Bronze finishes. Many of the fixtures are available with incandescent lamping or ENERGY STAR-qualified LED lamping. The Academy collection includes pendants in four sizes, semi-flush ceiling fixtures in two sizes, and one-light, two-light, three-light and four-light wall/bath fixtures. Damp Listed. Most of these fixtures easily convert to LED by purchasing LED replacement lamps sold separately. | LINE VOLTAGE PENDANT | Academy | Pendants | Chrome | 5 | Steel | Satin White Glass | D:13" H:8" | D:13" |  | 1 Medium A19 75w |  | 1 | No | [14 empty] | 0 | [12 empty] | 124.98 | 249.96 | 374.94 | D:13'' H:10 3/4'' O:61 3/4'' | 6.8 | 13 |  |  | 10.75 | Cap Nuts |  |  | 61.75 |  |  |  | No |  | No | [20 empty] | D:6 5/8'' H:3'' Round |  |  |  |  | 120 | Clear Silver | 12 |  | Hardwired | 0 | 0 | 0 | 0 | 1 | 0 | 0 | 1 | 0 | 0 | 0 | 785652257704 | 15.5 | 15.9 | 16.5 | 8.7 | 2.353 | 250 | Yes | [9 empty] | cETL Damp | ACADEMY 1L PEND-05 | Large One Light Pendant | Includes three 12" stems and 12" of chain for adjustable mounting heights. | 65438-05.jpg | 65438.jpg
65438-782 | Large One Light Pendant | The classic schoolhouse light fixture has been an American icon for almost 90 years. The Academy collection from Sea Gull Lighting is today’s interpretation of these utilitarian lights which have enjoyed resurgence in popularity given their clean, versatile design. Today, top designers regularly select this ubiquitous look for applications in almost every room of the house. Available in Chrome, Brushed Nickel and Heirloom Bronze finishes. Many of the fixtures are available with incandescent lamping or ENERGY STAR-qualified LED lamping. The Academy collection includes pendants in four sizes, semi-flush ceiling fixtures in two sizes, and one-light, two-light, three-light and four-light wall/bath fixtures. Damp Listed. Most of these fixtures easily convert to LED by purchasing LED replacement lamps sold separately. | LINE VOLTAGE PENDANT | Academy | Pendants | Heirloom Bronze | 782 | Steel | Satin White Glass | D:13" H:8" | D:13" |  | 1 Medium A19 75w |  | 1 | No | [14 empty] | 0 | [12 empty] | 124.98 | 249.96 | 374.94 | D:13'' H:10 3/4'' O:61 3/4'' | 6.8 | 13 |  |  | 10.75 | Cap Nuts |  |  | 61.75 |  |  |  | No |  | No | [20 empty] | D:6 5/8'' H:3'' Round |  |  |  |  | 120 | Brown | 12 |  | Hardwired | 0 | 0 | 0 | 0 | 1 | 0 | 0 | 1 | 0 | 0 | 0 | 785652216954 | 15.5 | 15.5 | 16 | 8.6 | 2.225 | 250 | Yes | [9 empty] | cETL Damp | ACADEMY 1L PEND-782 | Large One Light Pendant | Includes three 12" stems and 12" of chain for adjustable mounting heights. | 65438-782.jpg | 65438.jpg
65438-962 | Large One Light Pendant | The classic schoolhouse light fixture has been an American icon for almost 90 years. The Academy collection from Sea Gull Lighting is today’s interpretation of these utilitarian lights which have enjoyed resurgence in popularity given their clean, versatile design. Today, top designers regularly select this ubiquitous look for applications in almost every room of the house. Available in Chrome, Brushed Nickel and Heirloom Bronze finishes. Many of the fixtures are available with incandescent lamping or ENERGY STAR-qualified LED lamping. The Academy collection includes pendants in four sizes, semi-flush ceiling fixtures in two sizes, and one-light, two-light, three-light and four-light wall/bath fixtures. Damp Listed. Most of these fixtures easily convert to LED by purchasing LED replacement lamps sold separately. | LINE VOLTAGE PENDANT | Academy | Pendants | Brushed Nickel | 962 | Steel | Satin White Glass | D:13" H:8" | D:13" |  | 1 Medium A19 75w |  | 1 | No | [14 empty] | 0 | [12 empty] | 124.98 | 249.96 | 374.94 | D:13'' H:10 3/4'' O:61 3/4'' | 6.8 | 13 |  |  | 10.75 | Cap Nuts |  |  | 61.75 |  |  |  | No |  | No | [20 empty] | D:6 5/8'' H:3'' Round |  |  |  |  | 120 | Clear | 12 |  | Hardwired | 0 | 0 | 0 | 0 | 1 | 0 | 0 | 1 | 0 | 0 | 0 | 785652216978 | 15.5 | 15.5 | 16 | 8.6 | 2.225 | 250 | Yes | [9 empty] | cETL Damp | ACADEMY 1L PEND-962 | Large One Light Pendant | Includes three 12" stems and 12" of chain for adjustable mounting heights. | 65438-962.jpg | 65439.jpg
65438EN3-05 | Large One Light Pendant | The classic schoolhouse light fixture has been an American icon for almost 90 years. The Academy collection from Sea Gull Lighting is today’s interpretation of these utilitarian lights which have enjoyed resurgence in popularity given their clean, versatile design. Today, top designers regularly select this ubiquitous look for applications in almost every room of the house. Available in Chrome, Brushed Nickel and Heirloom Bronze finishes. Many of the fixtures are available with incandescent lamping or ENERGY STAR-qualified LED lamping. The Academy collection includes pendants in four sizes, semi-flush ceiling fixtures in two sizes, and one-light, two-light, three-light and four-light wall/bath fixtures. Damp Listed. Most of these fixtures easily convert to LED by purchasing LED replacement lamps sold separately. | LINE VOLTAGE PENDANT | Academy | Pendants | Chrome | 5 | Steel | Satin White Glass | D:13" H:8" | D:8" |  | 1 Medium A19 9.3w |  | 1 | Yes | [14 empty] | 0 | [12 empty] | 124.98 | 249.96 | 374.94 | D:13'' H:10 3/4'' O:61 3/4'' | 6.8 | 13 |  |  | 10.75 | Cap Nuts |  |  | 61.75 |  |  |  | No |  | No | [20 empty] | D:6 5/8'' H:3'' Round |  |  |  |  | 120 | Clear Silver | 12 |  | Hardwired | 0 | 0 | 0 | 1 | 1 | 0 | 0 | 0 | 0 | 0 | 0 | 785652051029 | 15.5 | 15.9 | 16.5 | 8.7 | 2.353 | 250 | Yes | [9 empty] | cETL Damp | ACADEMY 1L PEND-05 | Large One Light Pendant |  | 65438EN3-05.jpg | 65438.jpg
65438EN3-782 | Large One Light Pendant | The classic schoolhouse light fixture has been an American icon for almost 90 years. The Academy collection from Sea Gull Lighting is today’s interpretation of these utilitarian lights which have enjoyed resurgence in popularity given their clean, versatile design. Today, top designers regularly select this ubiquitous look for applications in almost every room of the house. Available in Chrome, Brushed Nickel and Heirloom Bronze finishes. Many of the fixtures are available with incandescent lamping or ENERGY STAR-qualified LED lamping. The Academy collection includes pendants in four sizes, semi-flush ceiling fixtures in two sizes, and one-light, two-light, three-light and four-light wall/bath fixtures. Damp Listed. Most of these fixtures easily convert to LED by purchasing LED replacement lamps sold separately. | LINE VOLTAGE PENDANT | Academy | Pendants | Heirloom Bronze | 782 | Steel | Satin White Glass | D:13" H:8" | D:8" |  | 1 Medium A19 9.3w |  | 1 | Yes | [14 empty] | 0 | [12 empty] | 130.98 | 261.96 | 392.94 | D:13'' H:10 3/4'' O:61 3/4'' | 6.8 | 13 |  |  | 10.75 | Cap Nuts |  |  | 61.75 |  |  |  | No |  | No | [20 empty] | D:6 5/8'' H:3'' Round |  |  |  |  | 120 | Brown | 12 |  | Hardwired | 0 | 0 | 0 | 1 | 1 | 0 | 0 | 0 | 0 | 0 | 0 | 785652051036 | 16 | 15.5 | 15.5 | 8.6 | 2.225 | 250 | Yes | [9 empty] | cETL Damp | ACADEMY 1L PEND-782 | Large One Light Pendant |  | 65438EN3-782.jpg | 65438.jpg
65438EN3-962 | Large One Light Pendant | The classic schoolhouse light fixture has been an American icon for almost 90 years. The Academy collection from Sea Gull Lighting is today’s interpretation of these utilitarian lights which have enjoyed resurgence in popularity given their clean, versatile design. Today, top designers regularly select this ubiquitous look for applications in almost every room of the house. Available in Chrome, Brushed Nickel and Heirloom Bronze finishes. Many of the fixtures are available with incandescent lamping or ENERGY STAR-qualified LED lamping. The Academy collection includes pendants in four sizes, semi-flush ceiling fixtures in two sizes, and one-light, two-light, three-light and four-light wall/bath fixtures. Damp Listed. Most of these fixtures easily convert to LED by purchasing LED replacement lamps sold separately. | LINE VOLTAGE PENDANT | Academy | Pendants | Brushed Nickel | 962 | Steel | Satin White Glass | D:13" H:8" | D:13" |  | 1 Medium A19 9.3w |  | 1 | Yes | [14 empty] | 0 | [12 empty] | 130.98 | 261.96 | 392.94 | D:13'' H:10 3/4'' O:61 3/4'' | 6.8 | 13 |  |  | 10.75 | Cap Nuts |  |  | 61.75 |  |  |  | No |  | No | [20 empty] | D:6 5/8'' H:3'' Round |  |  |  |  | 120 | Clear | 12 |  | Hardwired | 0 | 0 | 0 | 1 | 1 | 0 | 0 | 0 | 0 | 0 | 0 | 785652051043 | 15.5 | 15.5 | 16 | 8.6 | 2.225 | 250 | Yes | [9 empty] | cETL Damp | ACADEMY 1L PEND-962 | Large One Light Pendant |  | 65438EN3-962.jpg | 65438.jpg
65439-05 | Extra Large One Light Pendant | The classic schoolhouse light fixture has been an American icon for almost 90 years. The Academy collection from Sea Gull Lighting is today’s interpretation of these utilitarian lights which have enjoyed resurgence in popularity given their clean, versatile design. Today, top designers regularly select this ubiquitous look for applications in almost every room of the house. Available in Chrome, Brushed Nickel and Heirloom Bronze finishes. Many of the fixtures are available with incandescent lamping or ENERGY STAR-qualified LED lamping. The Academy collection includes pendants in four sizes, semi-flush ceiling fixtures in two sizes, and one-light, two-light, three-light and four-light wall/bath fixtures. Damp Listed. Most of these fixtures easily convert to LED by purchasing LED replacement lamps sold separately. | LINE VOLTAGE PENDANT | Academy | Pendants | Chrome | 5 | Steel | Satin White Glass | D:17" H:9.5" | D:17" |  | 1 Medium A19 100w |  | 1 | No | [14 empty] | 0 | [12 empty] | 165.98 | 331.96 | 497.94 | D:17'' H:12 1/4'' O:63 1/4'' | 10.6 | 17 |  |  | 12.25 | Cap Nuts |  |  | 63.25 |  |  |  | No |  | No | [20 empty] | D:6 5/8'' H:3'' Round |  |  |  |  | 120 | Clear Silver |  |  | Hardwired | 0 | 0 | 0 | 0 | 1 | 0 | 0 | 1 | 0 | 0 | 0 | 785652257728 | 20 | 20 | 15 | 11.7 | 3.472 | 250 | Yes | [9 empty] | cETL Damp | ACADEMY 1L PEND-05 | Extra Large One Light Pendant | Includes three 12" stems and 12" of chain for adjustable mounting heights. | 65439-05.jpg | 65439.jpg
65439-782 | Extra Large One Light Pendant | The classic schoolhouse light fixture has been an American icon for almost 90 years. The Academy collection from Sea Gull Lighting is today’s interpretation of these utilitarian lights which have enjoyed resurgence in popularity given their clean, versatile design. Today, top designers regularly select this ubiquitous look for applications in almost every room of the house. Available in Chrome, Brushed Nickel and Heirloom Bronze finishes. Many of the fixtures are available with incandescent lamping or ENERGY STAR-qualified LED lamping. The Academy collection includes pendants in four sizes, semi-flush ceiling fixtures in two sizes, and one-light, two-light, three-light and four-light wall/bath fixtures. Damp Listed. Most of these fixtures easily convert to LED by purchasing LED replacement lamps sold separately. | LINE VOLTAGE PENDANT | Academy | Pendants | Heirloom Bronze | 782 | Steel | Satin White Glass | D:17" H:9.5" | D:17" |  | 1 Medium A19 100w |  | 1 | No | [14 empty] | 0 | [12 empty] | 169.98 | 339.96 | 509.94 | D:17'' H:12 1/4'' O:63 1/4'' | 10.6 | 17 |  |  | 12.25 | Cap Nuts |  |  | 63.25 |  |  |  | No |  | No | [20 empty] | D:6 5/8'' H:3'' Round |  |  |  |  | 120 | Brown |  |  | Hardwired | 0 | 0 | 0 | 0 | 1 | 0 | 0 | 1 | 0 | 0 | 0 | 785652216930 | 20 | 20 | 15 | 11.7 | 3.472 | 250 | Yes | [9 empty] | cETL Damp | ACADEMY 1L PEND-782 | Extra Large One Light Pendant | Includes three 12" stems and one 6" stem for adjustable mounting heights. | 65439-782.jpg | 65439.jpg
65439-962 | Extra Large One Light Pendant | The classic schoolhouse light fixture has been an American icon for almost 90 years. The Academy collection from Sea Gull Lighting is today’s interpretation of these utilitarian lights which have enjoyed resurgence in popularity given their clean, versatile design. Today, top designers regularly select this ubiquitous look for applications in almost every room of the house. Available in Chrome, Brushed Nickel and Heirloom Bronze finishes. Many of the fixtures are available with incandescent lamping or ENERGY STAR-qualified LED lamping. The Academy collection includes pendants in four sizes, semi-flush ceiling fixtures in two sizes, and one-light, two-light, three-light and four-light wall/bath fixtures. Damp Listed. Most of these fixtures easily convert to LED by purchasing LED replacement lamps sold separately. | LINE VOLTAGE PENDANT | Academy | Pendants | Brushed Nickel | 962 | Steel | Satin White Glass | D:17" H:9.5" | D:17" |  | 1 Medium A19 100w |  | 1 | No | [14 empty] | 0 | [12 empty] | 169.98 | 339.96 | 509.94 | D:17'' H:12 1/4'' O:63 1/4'' | 10.6 | 17 |  |  | 12.25 | Cap Nuts |  |  | 63.25 |  |  |  | No |  | No | [20 empty] | D:6 5/8'' H:3'' Round |  |  |  |  | 120 | Clear |  |  | Hardwired | 0 | 0 | 0 | 0 | 1 | 0 | 0 | 1 | 0 | 0 | 0 | 785652216947 | 20 | 20 | 15 | 11.7 | 3.472 | 250 | Yes | [9 empty] | cETL Damp | ACADEMY 1L PEND-962 | Extra Large One Light Pendant | Includes three 12" stems and one 6" stem for adjustable mounting heights. | 65439-962.jpg | 65439.jpg
65439EN3-05 | Extra Large One Light Pendant | The classic schoolhouse light fixture has been an American icon for almost 90 years. The Academy collection from Sea Gull Lighting is today’s interpretation of these utilitarian lights which have enjoyed resurgence in popularity given their clean, versatile design. Today, top designers regularly select this ubiquitous look for applications in almost every room of the house. Available in Chrome, Brushed Nickel and Heirloom Bronze finishes. Many of the fixtures are available with incandescent lamping or ENERGY STAR-qualified LED lamping. The Academy collection includes pendants in four sizes, semi-flush ceiling fixtures in two sizes, and one-light, two-light, three-light and four-light wall/bath fixtures. Damp Listed. Most of these fixtures easily convert to LED by purchasing LED replacement lamps sold separately. | LINE VOLTAGE PENDANT | Academy | Pendants | Chrome | 5 | Steel | Satin White Glass | D:17" H:9.5" | D:17" |  | 1 Medium A19 9.3w |  | 1 | Yes | [14 empty] | 0 | [12 empty] | 167.98 | 335.96 | 503.94 | D:17'' H:12 1/4'' O:63 1/4'' | 10.6 | 17 |  |  | 12.25 | Cap Nuts |  |  | 63.25 |  |  |  | No |  | No | [20 empty] | D:6 5/8'' H:3'' Round |  |  |  |  | 120 | Clear Silver |  |  | Hardwired | 0 | 0 | 0 | 1 | 1 | 0 | 0 | 0 | 0 | 0 | 0 | 785652051067 | 20 | 20 | 15 | 11.7 | 3.472 | 250 | Yes | [9 empty] | cETL Damp | ACADEMY 1L PEND-05 | Extra Large One Light Pendant | Includes three 12" stems and one 6" stem for adjustable mounting heights. | 65439EN3-05.jpg | 65439.jpg
65439EN3-782 | Extra Large One Light Pendant | The classic schoolhouse light fixture has been an American icon for almost 90 years. The Academy collection from Sea Gull Lighting is today’s interpretation of these utilitarian lights which have enjoyed resurgence in popularity given their clean, versatile design. Today, top designers regularly select this ubiquitous look for applications in almost every room of the house. Available in Chrome, Brushed Nickel and Heirloom Bronze finishes. Many of the fixtures are available with incandescent lamping or ENERGY STAR-qualified LED lamping. The Academy collection includes pendants in four sizes, semi-flush ceiling fixtures in two sizes, and one-light, two-light, three-light and four-light wall/bath fixtures. Damp Listed. Most of these fixtures easily convert to LED by purchasing LED replacement lamps sold separately. | LINE VOLTAGE PENDANT | Academy | Pendants | Heirloom Bronze | 782 | Steel | Satin White Glass | D:17" H:9.5" | D:17" |  | 1 Medium A19 9.3w |  | 1 | Yes | [14 empty] | 0 | [12 empty] | 169.98 | 339.96 | 509.94 | D:17'' H:12 1/4'' O:63 1/4'' | 10.6 | 17 |  |  | 12.25 | Cap Nuts |  |  | 63.25 |  |  |  | No |  | No | [20 empty] | D:6 5/8'' H:3'' Round |  |  |  |  | 120 | Brown |  |  | Hardwired | 0 | 0 | 0 | 1 | 1 | 0 | 0 | 0 | 0 | 0 | 0 | 785652051098 | 20 | 20 | 15 | 11.7 | 3.472 | 250 | Yes | [9 empty] | cETL Damp | ACADEMY 1L PEND-782 | Extra Large One Light Pendant | Includes three 12" stems and one 6" stem for adjustable mounting heights. | 65439EN3-782.jpg | 65439.jpg
65439EN3-962 | Extra Large One Light Pendant | The classic schoolhouse light fixture has been an American icon for almost 90 years. The Academy collection from Sea Gull Lighting is today’s interpretation of these utilitarian lights which have enjoyed resurgence in popularity given their clean, versatile design. Today, top designers regularly select this ubiquitous look for applications in almost every room of the house. Available in Chrome, Brushed Nickel and Heirloom Bronze finishes. Many of the fixtures are available with incandescent lamping or ENERGY STAR-qualified LED lamping. The Academy collection includes pendants in four sizes, semi-flush ceiling fixtures in two sizes, and one-light, two-light, three-light and four-light wall/bath fixtures. Damp Listed. Most of these fixtures easily convert to LED by purchasing LED replacement lamps sold separately. | LINE VOLTAGE PENDANT | Academy | Pendants | Brushed Nickel | 962 | Steel | Satin White Glass | D:17" H:9.75" | D:17" |  | 1 Medium A19 9.3w |  | 1 | Yes | [14 empty] | 0 | [12 empty] | 169.98 | 339.96 | 509.94 | D:17'' H:12 1/4'' O:63 1/4'' | 10.6 | 17 |  |  | 12.25 | Cap Nuts |  |  | 63.25 |  |  |  | No |  | No | [20 empty] | D:6 5/8'' H:3'' Round |  |  |  |  | 120 | Clear |  |  | Hardwired | 0 | 0 | 0 | 1 | 1 | 0 | 0 | 0 | 0 | 0 | 0 | 785652051104 | 20 | 20 | 15 | 11.7 | 3.472 | 250 | Yes | [9 empty] | cETL Damp | ACADEMY 1L PEND-962 | Extra Large One Light Pendant | Includes three 12" stems and one 6" stem for adjustable mounting heights. | 65439EN3-962.jpg | 65439.jpg
6551103-846 | Three Light Pendant | The timeless, basket-style chandelier silhouette gets a modern makeover with the Davlin Collection. The traditional candelabra lamps find new expression in a teardrop shaped frame complemented with gracefully curved arms in a wooden finish billowing from the base and uniting at the crown of the fixture. Each bulb nestles into the frame toward the wide rounded base so that light shines upward. Available in a varying number of bulbs for flexible illumination options. The weathered, vintage look creates a classical feel and the fixture is damp rated to be adaptable and durable. Complete with a Cerused Oak and Stardust finish combination, Davlin is a true intersection of tradition and technology. | LINE VOLTAGE PENDANT | Davlin | Pendants | Stardust / Cerused Oak | 846 / 735 | Steel |  |  |  |  | 3 Candelabra B10 Torpedo 60w |  | 3 | No | [14 empty] | 0 | [12 empty] | 122.98 | 245.96 | 368.94 | D:18'' H:25 7/8'' O:99 1/4'' | 9.2 | 18 |  |  | 25.875 | Screw Collar - Chain |  |  | 99.25 |  |  |  | No |  | No | [20 empty] | D:5'' H:3/4'' Round |  |  |  |  | 120 | Black | 72 |  | Hardwired | 0 | 0 | 0 | 0 | 1 | 0 | 0 | 1 | 1 | 0 | 0 | 785652061028 | 25 | 21 | 7.5 | 12.6 | 2.279 | 175 | Yes | [9 empty] | cETL Damp | DAVLIN 3L PENDANT-846 | Three Light Pendant |  | 6551103-846.png | 6551103.jpg
6551103EN-846 | Three Light Pendant | The timeless, basket-style chandelier silhouette gets a modern makeover with the Davlin Collection. The traditional candelabra lamps find new expression in a teardrop shaped frame complemented with gracefully curved arms in a wooden finish billowing from the base and uniting at the crown of the fixture. Each bulb nestles into the frame toward the wide rounded base so that light shines upward. Available in a varying number of bulbs for flexible illumination options. The weathered, vintage look creates a classical feel and the fixture is damp rated to be adaptable and durable. Complete with a Cerused Oak and Stardust finish combination, Davlin is a true intersection of tradition and technology. | LINE VOLTAGE PENDANT | Davlin | Pendants | Stardust / Cerused Oak | 846 / 735 | Steel |  |  |  |  | 3 Candelabra Torpedo 3.5w |  | 3 | Yes | [14 empty] | 0 | [12 empty] | 139.98 | 279.96 | 419.94 | D:18'' H:25 7/8'' O:99 1/4'' | 9.2 | 18 |  |  | 25.875 | Screw Collar - Chain |  |  | 99.25 |  |  |  | No |  | No | [20 empty] | D:5'' H:3/4'' Round |  |  |  |  | 120 | Black | 72 |  | Hardwired | 0 | 0 | 0 | 1 | 1 | 0 | 0 | 0 | 1 | 0 | 0 | 785652061257 | 25 | 21 | 7.5 | 12.6 | 2.279 | 175 | Yes | [9 empty] | cETL Damp | DAVLIN 3L PENDANT-846 | Three Light Pendant |  | 6551103EN-846.png | 6551103EN.jpg
6551104-846 | Four Light Pendant | The timeless, basket-style chandelier silhouette gets a modern makeover with the Davlin Collection. The traditional candelabra lamps find new expression in a teardrop shaped frame complemented with gracefully curved arms in a wooden finish billowing from the base and uniting at the crown of the fixture. Each bulb nestles into the frame toward the wide rounded base so that light shines upward. Available in a varying number of bulbs for flexible illumination options. The weathered, vintage look creates a classical feel and the fixture is damp rated to be adaptable and durable. Complete with a Cerused Oak and Stardust finish combination, Davlin is a true intersection of tradition and technology. | LINE VOLTAGE PENDANT | Davlin | Pendants | Stardust / Cerused Oak | 846 / 735 | Steel |  |  |  |  | 4 Candelabra B10 Torpedo 60w |  | 4 | No | [14 empty] | 0 | [12 empty] | 158.48 | 316.96 | 475.44 | D:22'' H:31 1/4'' O:104 5/8'' | 14 | 22 |  |  | 31.25 | Screw Collar - Chain |  |  | 104.625 |  |  |  | No |  | No | [20 empty] | D:5'' H:3/4'' Round |  |  |  |  | 120 | Black | 72 |  | Hardwired | 0 | 0 | 0 | 0 | 1 | 0 | 0 | 1 | 1 | 0 | 0 | 785652061035 | 29.25 | 25.25 | 10 | 20.5 | 4.274 | 175 | Yes | [9 empty] | cETL Damp | DAVLIN 4L PENDANT-846 | Four Light Pendant |  | 6551104-846.png | 6551104.jpg
6551104EN-846 | Four Light Pendant | The timeless, basket-style chandelier silhouette gets a modern makeover with the Davlin Collection. The traditional candelabra lamps find new expression in a teardrop shaped frame complemented with gracefully curved arms in a wooden finish billowing from the base and uniting at the crown of the fixture. Each bulb nestles into the frame toward the wide rounded base so that light shines upward. Available in a varying number of bulbs for flexible illumination options. The weathered, vintage look creates a classical feel and the fixture is damp rated to be adaptable and durable. Complete with a Cerused Oak and Stardust finish combination, Davlin is a true intersection of tradition and technology. | LINE VOLTAGE PENDANT | Davlin | Pendants | Stardust / Cerused Oak | 846 / 735 | Steel |  |  |  |  | 4 Candelabra Torpedo 3.5w |  | 4 | Yes | [14 empty] | 0 | [12 empty] | 182.48 | 364.96 | 547.44 | D:22'' H:31 1/4'' O:104 5/8'' | 14 | 22 |  |  | 31.25 | Screw Collar - Chain |  |  | 104.625 |  |  |  | No |  | No | [20 empty] | D:5'' H:3/4'' Round |  |  |  |  | 120 | Black | 72 |  | Hardwired | 0 | 0 | 0 | 1 | 1 | 0 | 0 | 0 | 1 | 0 | 0 | 785652061271 | 29.25 | 25.25 | 10 | 20.5 | 4.274 | 175 | Yes | [9 empty] | cETL Damp | DAVLIN 4L PENDANT-846 | Four Light Pendant |  | 6551104EN-846.png | 6551104EN.jpg
6551106-846 | Six Light Pendant | The timeless, basket-style chandelier silhouette gets a modern makeover with the Davlin Collection. The traditional candelabra lamps find new expression in a teardrop shaped frame complemented with gracefully curved arms in a wooden finish billowing from the base and uniting at the crown of the fixture. Each bulb nestles into the frame toward the wide rounded base so that light shines upward. Available in a varying number of bulbs for flexible illumination options. The weathered, vintage look creates a classical feel and the fixture is damp rated to be adaptable and durable. Complete with a Cerused Oak and Stardust finish combination, Davlin is a true intersection of tradition and technology. | LINE VOLTAGE PENDANT | Davlin | Pendants | Stardust / Cerused Oak | 846 / 735 | Steel |  |  |  |  | 6 Candelabra B10 Torpedo 60w |  | 6 | No | [14 empty] | 0 | [12 empty] | 199.98 | 399.96 | 599.94 | D:26'' H:35 5/16'' O:108 3/4'' | 16 | 26 |  |  | 35.3125 | Screw Collar - Chain |  |  | 108.75 |  |  |  | No |  | No | [20 empty] | D:5'' H:3/4'' Round |  |  |  |  | 120 | Black | 72 |  | Hardwired | 0 | 0 | 0 | 0 | 1 | 0 | 0 | 1 | 1 | 0 | 0 | 785652061042 | 39.25 | 29.25 | 10.75 | 24.5 | 7.142 | 250 | Yes | [9 empty] | cETL Damp | DAVLIN 6L PENDANT-846 | Six Light Pendant |  | 6551106-846.png | 6551106.jpg
6551106EN-846 | Six Light Pendant | The timeless, basket-style chandelier silhouette gets a modern makeover with the Davlin Collection. The traditional candelabra lamps find new expression in a teardrop shaped frame complemented with gracefully curved arms in a wooden finish billowing from the base and uniting at the crown of the fixture. Each bulb nestles into the frame toward the wide rounded base so that light shines upward. Available in a varying number of bulbs for flexible illumination options. The weathered, vintage look creates a classical feel and the fixture is damp rated to be adaptable and durable. Complete with a Cerused Oak and Stardust finish combination, Davlin is a true intersection of tradition and technology. | LINE VOLTAGE PENDANT | Davlin | Pendants | Stardust / Cerused Oak | 846 / 735 | Steel |  |  |  |  | 6 Candelabra Torpedo 3.5w |  | 6 | Yes | [14 empty] | 0 | [12 empty] | 244.98 | 489.96 | 734.94 | D:26'' H:35 5/16'' O:108 3/4'' | 16 | 26 |  |  | 35.3125 | Screw Collar - Chain |  |  | 108.75 |  |  |  | No |  | No | [20 empty] | D:5'' H:3/4'' Round |  |  |  |  | 120 | Black | 72 |  | Hardwired | 0 | 0 | 0 | 1 | 1 | 0 | 0 | 0 | 1 | 0 | 0 | 785652061288 | 39.25 | 29.25 | 10.75 | 24.5 | 7.142 | 250 | Yes | [9 empty] | cETL Damp | DAVLIN 6L PENDANT-846 | Six Light Pendant |  | 6551106EN-846.png | 6551106EN.jpg
6551701-05 | One Light Pendant |  | LINE VOLTAGE PENDANT | Norman | Pendants | Chrome / Midnight Black | 05 / 112 | Steel | Midnight Black Steel |  |  |  | 1 Medium A19 75w |  | 1 | No | [14 empty] | 0 | [12 empty] | 79.5 | 159 | 238.5 | D:13 3/8'' H:15 1/4'' O:81 1/4'' |  | 13.375 |  |  | 15.25 | Cap Nuts |  |  | 81.25 |  |  |  | No |  | No | [20 empty] | D:5'' H:3/4'' Round |  |  |  |  | 72 | Black |  |  | Hardwired | 0 | 0 | 0 | 0 | 1 | 0 | 0 | 1 | 0 | 0 | 0 | 785652077449 | 15.5 | 15.5 | 19 | 7.8 | 2.642 | 250 | Yes | [9 empty] | cETL Damp | NORMAN 1L PENDANT-05 | One Light Pendant |  | 6551701-05.jpg | 6551701.jpg
6551701-848 | One Light Pendant |  | LINE VOLTAGE PENDANT | Norman | Pendants | Satin Bronze / Midnight Black | 848 / 112 | Steel | Midnight Black Steel |  |  |  | 1 Medium A19 75w |  | 1 | No | [14 empty] | 0 | [12 empty] | 79.5 | 159 | 238.5 | D:13 3/8'' H:15 1/4'' O:81 1/4'' |  | 13.375 |  |  | 15.25 | Cap Nuts |  |  | 81.25 |  |  |  | No |  | No | [20 empty] | D:5'' H:3/4'' Round |  |  |  |  | 72 | Black |  |  | Hardwired | 0 | 0 | 0 | 0 | 1 | 0 | 0 | 1 | 0 | 0 | 0 | 785652077456 | 18.5 | 15.5 | 15.5 | 7.6 | 2.572 | 250 | Yes | [9 empty] | cETL Damp | NORMAN 1L PENDANT-848 | One Light Pendant |  | 6551701-848.jpg | 6551701.jpg
6551701EN3-05 | One Light Pendant |  | LINE VOLTAGE PENDANT | Norman | Pendants | Chrome / Midnight Black | 05 / 112 | Steel | Midnight Black Steel |  |  |  | 1 Medium A19 9.3w |  | 1 | Yes | [14 empty] | 0 | [12 empty] | 84.5 | 169 | 253.5 | D:13 3/8'' H:15 1/4'' O:81 1/4'' |  | 13.375 |  |  | 15.25 | Cap Nuts |  |  | 81.25 |  |  |  | No |  | No | [20 empty] | D:5'' H:3/4'' Round |  |  |  |  | 72 | Black |  |  | Hardwired | 0 | 0 | 0 | 1 | 1 | 0 | 0 | 0 | 0 | 0 | 0 | 785652080982 | [16 empty] | cETL Damp | NORMAN 1L PENDANT-05 | One Light Pendant |  | 6551701EN3-05.jpg | 6551701EN3.jpg
6551701EN3-848 | One Light Pendant |  | LINE VOLTAGE PENDANT | Norman | Pendants | Satin Bronze / Midnight Black | 848 / 112 | Steel | Midnight Black Steel |  |  |  | 1 Medium A19 9.3w |  | 1 | Yes | [14 empty] | 0 | [12 empty] | 84.5 | 169 | 253.5 | D:13 3/8'' H:15 1/4'' O:81 1/4'' |  | 13.375 |  |  | 15.25 | Cap Nuts |  |  | 81.25 |  |  |  | No |  | No | [20 empty] | D:5'' H:3/4'' Round |  |  |  |  | 72 | Black |  |  | Hardwired | 0 | 0 | 0 | 1 | 1 | 0 | 0 | 0 | 0 | 0 | 0 | 785652080999 | [16 empty] | cETL Damp | NORMAN 1L PENDANT-848 | One Light Pendant |  | 6551701EN3-848.jpg | 6551701EN3.jpg
6551801-05 | One Light Pendant |  | LINE VOLTAGE PENDANT | Norman | Pendants | Chrome / Matte White | 05 / 115 | Steel | Matte White Steel |  |  |  | 1 Medium A19 75w |  | 1 | No | [14 empty] | 0 | [12 empty] | 79.5 | 159 | 238.5 | D:13 3/8'' H:15 1/4'' O:81 1/4'' |  | 13.375 |  |  | 15.25 | Cap Nuts |  |  | 81.25 |  |  |  | No |  | No | [20 empty] | D:5'' H:3/4'' Round |  |  |  |  | 72 | Black |  |  | Hardwired | 0 | 0 | 0 | 0 | 1 | 0 | 0 | 1 | 0 | 0 | 0 | 785652077463 | 15.5 | 15.5 | 18.75 | 8.1 | 2.607 | 250 | Yes | [9 empty] | cETL Damp | NORMAN 1L PENDANT-05 | One Light Pendant |  | 6551801-05.jpg | 6551801.jpg
6551801-848 | One Light Pendant |  | LINE VOLTAGE PENDANT | Norman | Pendants | Satin Bronze / Matte White | 848 / 115 | Steel | Matte White Steel |  |  |  | 1 Medium A19 75w |  | 1 | No | [14 empty] | 0 | [12 empty] | 79.5 | 159 | 238.5 | D:13 3/8'' H:15 1/4'' O:81 1/4'' |  | 13.375 |  |  | 15.25 | Cap Nuts |  |  | 81.25 |  |  |  | No |  | No | [20 empty] | D:5'' H:3/4'' Round |  |  |  |  | 72 | Black |  |  | Hardwired | 0 | 0 | 0 | 0 | 1 | 0 | 0 | 1 | 0 | 0 | 0 | 785652077470 | 15.75 | 15.5 | 18.75 | 7.9 | 2.649 | 250 | Yes | [9 empty] | cETL Damp | NORMAN 1L PENDANT-848 | One Light Pendant |  | 6551801-848.jpg | 6551801.jpg
6551801EN3-05 | One Light Pendant |  | LINE VOLTAGE PENDANT | Norman | Pendants | Chrome / Matte White | 05 / 115 | Steel | Matte White Steel |  |  |  | 1 Medium A19 9.3w |  | 1 | Yes | [14 empty] | 0 | [12 empty] | 79.5 | 159 | 238.5 | D:13 3/8'' H:15 1/4'' O:81 1/4'' |  | 13.375 |  |  | 15.25 | Cap Nuts |  |  | 81.25 |  |  |  | No |  | No | [20 empty] | D:5'' H:3/4'' Round |  |  |  |  | 72 | Black |  |  | Hardwired | 0 | 0 | 0 | 1 | 1 | 0 | 0 | 0 | 0 | 0 | 0 | 785652081002 | [16 empty] | cETL Damp | NORMAN 1L PENDANT-05 | One Light Pendant |  | 6551801EN3-05.jpg | 6551801EN3.jpg
6551801EN3-848 | One Light Pendant |  | LINE VOLTAGE PENDANT | Norman | Pendants | Satin Bronze / Matte White | 848 / 115 | Steel | Matte White Steel |  |  |  | 1 Medium A19 9.3w |  | 1 | Yes | [14 empty] | 0 | [12 empty] | 84.5 | 169 | 253.5 | D:13 3/8'' H:15 1/4'' O:81 1/4'' |  | 13.375 |  |  | 15.25 | Cap Nuts |  |  | 81.25 |  |  |  | No |  | No | [20 empty] | D:5'' H:3/4'' Round |  |  |  |  | 72 | Black |  |  | Hardwired | 0 | 0 | 0 | 1 | 1 | 0 | 0 | 0 | 0 | 0 | 0 | 785652081019 | [16 empty] | cETL Damp | NORMAN 1L PENDANT-848 | One Light Pendant |  | 6551801EN3-848.jpg | 6551801EN3.jpg
65526BLE-824 | Fluorescent Terranello One Light Downlight Pendant in Palladium with Dusted Ivory Glass |  | Fluorescent Pendant | Terranello | Pendants | Palladium | 824 | Steel | Dusted Ivory Glass | D:15.75" H:5.625" |  |  | 1 GU24 Self Ballasted CFL 13w |  | 1 | Yes | [14 empty] | 0 | [12 empty] | 84 | 168 | 252 | D:15 3/4'' H:16 1/2'' O:139'' |  | 15.75 |  |  | 16.5 | Screw Collar - Chain |  |  | 139 |  |  |  | No |  | No | [20 empty] | D:5 9/32'' H:1 3/4'' Round |  |  |  |  | 144 | Clear | 120 |  | Hardwired | 0 | 0 | 1 | 0 | 0 | 0 | 0 | 0 | 1 | 0 | 0 | 785652227875 | [15 empty] | C-UL-US Dry |  | Downlight Pendant | One Light Pendant |  | 65526BLE-824.jpg | 65526BLE.jpg
65526BLE-845 | Fluorescent Terranello One Light Downlight Pendant in Flemish Bronze with Creme Parchment Glass |  | Fluorescent Pendant | Terranello | Pendants | Flemish Bronze | 845 | Steel | Creme Parchment Glass | D:15.75" H:5.625" |  |  | 1 GU24 Self Ballasted CFL 13w |  | 1 | Yes | [14 empty] | 0 | [12 empty] | 84 | 168 | 252 | D:15 3/4'' H:16 1/2'' O:139'' |  | 15.75 |  |  | 16.5 | Screw Collar - Chain |  |  | 139 |  |  |  | No |  | No | [20 empty] | D:5 9/32'' H:1 3/4'' Round |  |  |  |  | 144 | Brown | 120 |  | Hardwired | 0 | 0 | 1 | 0 | 0 | 0 | 0 | 0 | 1 | 0 | 0 | 785652222139 | [15 empty] | C-UL-US Dry |  | FLUORESCENT DOWN LIGHT PENDANT -845 | One Light Pendant |  | 65526BLE-845.jpg | 65526BLE.jpg
65527BLE-824 | Fluorescent Terranello Three Light Uplight Pendant in Palladium with Dusted Ivory Glass |  | Fluorescent Pendant | Terranello | Pendants | Palladium | 824 | Steel | Dusted Ivory Glass | D:18.125" H:6.3125" |  |  | 3 GU24 Self Ballasted CFL 13w |  | 3 | Yes | [14 empty] | 0 | [12 empty] | 150 | 300 | 450 | D:20'' H:28'' O:150'' |  | 20 |  |  | 28 | Screw Collar - Chain |  |  | 150 |  |  |  | No |  | No | [20 empty] | D:5 9/32'' H:1 3/4'' Round |  |  |  |  | 144 | Clear | 120 |  | Hardwired | 0 | 0 | 1 | 0 | 0 | 0 | 0 | 0 | 1 | 0 | 0 | 785652227868 | [15 empty] | C-UL-US Dry |  | Uplight Pendant | Three Light Pendant |  | 65527BLE-824.jpg | 65527BLE.jpg
65527BLE-845 | Fluorescent Terranello Three Light Uplight Pendant in Flemish Bronze with Creme Parchment Glass |  | Fluorescent Pendant | Terranello | Pendants | Flemish Bronze | 845 | Steel | Creme Parchment Glass | D:18.125" H:6.3125" |  |  | 3 GU24 Self Ballasted CFL 13w |  | 3 | Yes | [14 empty] | 0 | [12 empty] | 150 | 300 | 450 | D:20'' H:28'' O:150'' |  | 20 |  |  | 28 | Screw Collar - Chain |  |  | 150 |  |  |  | No |  | No | [20 empty] | D:5 9/32'' H:1 3/4'' Round |  |  |  |  | 144 | Brown | 120 |  | Hardwired | 0 | 0 | 1 | 0 | 0 | 0 | 0 | 0 | 1 | 0 | 0 | 785652222146 | [15 empty] | C-UL-US Dry |  | FLUORESCENT UP LIGHT PENDANT -845 | Three Light Pendant |  | 65527BLE-845.jpg | 65527BLE.jpg
65625-782 | One Light Pendant | The Wheaton lighting collection by Sea Gull Lighting is a tribute to versatility. The Satin Etched glass can be coupled with either a Brushed Nickel finish for a soft contemporary feel or an Heirloom Bronze finish for a more rustic charm. Wheaton delivers excellent transitional style that can fit within various home decor styles. The assortment includes nine-light, five-light, and three-light chandeliers, pendants in four sizes, both flush and semi-flush ceiling fixtures, as well as one-light, two-light, three-light and four-light wall/bath fixtures. Both incandescent lamping and ENERGY STAR-qualified LED lamping are available. Most of these fixtures easily convert to LED by purchasing LED replacement lamps sold separately. | LINE VOLTAGE PENDANT | Wheaton | Pendants | Heirloom Bronze | 782 | Steel | Satin Etched Glass | D:15.25" H:5.875" |  |  | 1 Medium A19 150w |  | 1 | No | [14 empty] | 0 | [12 empty] | 86.48 | 172.96 | 259.44 | D:15 1/4'' H:12 1/2'' O:135 1/4'' | 6.7 | 15.25 |  |  | 12.5 | Center Lock-Up |  |  | 135.25 |  |  |  | No |  | No | [20 empty] | D:5 1/2'' H:1 1/8'' Round |  |  |  |  | 144 | Brown | 120 | N/A | Hardwired | 0 | 0 | 0 | 0 | 1 | 0 | 0 | 1 | 1 | 0 | 0 | 785652656330 | 18 | 17.75 | 9.75 | 8.4 | 1.803 | 175 | Yes | [8 empty] | ETL Dry | cETL Dry | WHEATON 1L PEND-782 | One Light Pendant |  | 65625-782.jpg | 65625.jpg
65625-962 | One Light Pendant | The Wheaton lighting collection by Sea Gull Lighting is a tribute to versatility. The Satin Etched glass can be coupled with either a Brushed Nickel finish for a soft contemporary feel or an Heirloom Bronze finish for a more rustic charm. Wheaton delivers excellent transitional style that can fit within various home decor styles. The assortment includes nine-light, five-light, and three-light chandeliers, pendants in four sizes, both flush and semi-flush ceiling fixtures, as well as one-light, two-light, three-light and four-light wall/bath fixtures. Both incandescent lamping and ENERGY STAR-qualified LED lamping are available. Most of these fixtures easily convert to LED by purchasing LED replacement lamps sold separately. | LINE VOLTAGE PENDANT | Wheaton | Pendants | Brushed Nickel | 962 | Steel | Satin Etched Glass | D:15.25" H:5.875" |  |  | 1 Medium A19 150w |  | 1 | No | [14 empty] | 0 | [12 empty] | 86.48 | 172.96 | 259.44 | D:15 1/4'' H:12 1/2'' O:135'' | 6.7 | 15.25 |  |  | 12.5 | Center Lock-Up |  |  | 135 |  |  |  | No |  | No | [20 empty] | D:5 1/2'' H:1 1/8'' Round |  |  |  |  | 144 | Clear | 120 | N/A | Hardwired | 0 | 0 | 0 | 0 | 1 | 0 | 0 | 1 | 1 | 0 | 0 | 785652656354 | 18 | 17.75 | 9.75 | 8.4 | 1.803 | 175 | Yes | [8 empty] | ETL Dry | cETL Dry | WHEATON 1L PEND-962 | One Light Pendant |  | 65625-962.jpg | 65625.jpg
65625EN3-782 | One Light Pendant | The Wheaton lighting collection by Sea Gull Lighting is a tribute to versatility. The Satin Etched glass can be coupled with either a Brushed Nickel finish for a soft contemporary feel or an Heirloom Bronze finish for a more rustic charm. Wheaton delivers excellent transitional style that can fit within various home decor styles. The assortment includes nine-light, five-light, and three-light chandeliers, pendants in four sizes, both flush and semi-flush ceiling fixtures, as well as one-light, two-light, three-light and four-light wall/bath fixtures. Both incandescent lamping and ENERGY STAR-qualified LED lamping are available. Most of these fixtures easily convert to LED by purchasing LED replacement lamps sold separately. | LINE VOLTAGE PENDANT | Wheaton | Pendants | Heirloom Bronze | 782 | Steel | Satin Etched Glass | D:15.25" H:5.875" |  |  | 1 Medium A19 9.3w |  | 1 | Yes | [14 empty] | 0 | [12 empty] | 89.98 | 179.96 | 269.94 | D:15 1/4'' H:12 1/2'' O:135'' | 6.7 | 15.25 |  |  | 12.5 | Center Lock-Up |  |  | 135 |  |  |  | No |  | No | [20 empty] | D:5 1/2'' DP:1 1/8'' |  |  |  |  | 144 | Brown | 120 | N/A | Hardwired | 0 | 0 | 0 | 1 | 1 | 0 | 0 | 0 | 1 | 0 | 0 | 785652051111 | 18 | 17.75 | 9.75 | 8.4 | 1.803 | 175 | Yes | [8 empty] | ETL Dry | cETL Dry | WHEATON 1L PEND-782 | One Light Pendant |  | 65625EN3-782.jpg | 65625.jpg
65625EN3-962 | One Light Pendant | The Wheaton lighting collection by Sea Gull Lighting is a tribute to versatility. The Satin Etched glass can be coupled with either a Brushed Nickel finish for a soft contemporary feel or an Heirloom Bronze finish for a more rustic charm. Wheaton delivers excellent transitional style that can fit within various home decor styles. The assortment includes nine-light, five-light, and three-light chandeliers, pendants in four sizes, both flush and semi-flush ceiling fixtures, as well as one-light, two-light, three-light and four-light wall/bath fixtures. Both incandescent lamping and ENERGY STAR-qualified LED lamping are available. Most of these fixtures easily convert to LED by purchasing LED replacement lamps sold separately. | LINE VOLTAGE PENDANT | Wheaton | Pendants | Brushed Nickel | 962 | Steel | Satin Etched Glass | D:15.25" H:5.875" |  |  | 1 Medium A19 9.3w |  | 1 | Yes | [14 empty] | 0 | [12 empty] | 89.98 | 179.96 | 269.94 | D:15 1/4'' H:12 1/2'' O:135'' | 6.7 | 15.25 |  |  | 12.5 | Center Lock-Up |  |  | 135 |  |  |  | No |  | No | [20 empty] | D:5 1/2'' DP:1 1/8'' |  |  |  |  | 144 | Clear | 120 | N/A | Hardwired | 0 | 0 | 0 | 1 | 1 | 0 | 0 | 0 | 1 | 0 | 0 | 785652051128 | 17.75 | 17.75 | 9.25 | 8.1 | 1.687 | 175 | Yes | [8 empty] | ETL Dry | cETL Dry | WHEATON 1L PEND-962 | One Light Pendant |  | 65625EN3-962.jpg | 65625.jpg
65626-782 | Three Light Pendant | The Wheaton lighting collection by Sea Gull Lighting is a tribute to versatility. The Satin Etched glass can be coupled with either a Brushed Nickel finish for a soft contemporary feel or an Heirloom Bronze finish for a more rustic charm. Wheaton delivers excellent transitional style that can fit within various home decor styles. The assortment includes nine-light, five-light, and three-light chandeliers, pendants in four sizes, both flush and semi-flush ceiling fixtures, as well as one-light, two-light, three-light and four-light wall/bath fixtures. Both incandescent lamping and ENERGY STAR-qualified LED lamping are available. Most of these fixtures easily convert to LED by purchasing LED replacement lamps sold separately. | LINE VOLTAGE PENDANT | Wheaton | Pendants | Heirloom Bronze | 782 | Steel | Satin Etched Glass | D:15.25" H:5.875" |  |  | 3 Medium A19 100w |  | 3 | No | [14 empty] | 0 | [12 empty] | 119.48 | 238.96 | 358.44 | D:16 3/4'' H:21 1/2'' O:146'' | 9.3 | 16.75 |  |  | 21.5 | Center Lock-Up |  |  | 146 |  |  |  | No |  | No | [20 empty] | D:5 1/2'' H:1 1/8'' Round |  |  |  |  | 144 | Brown | 120 | N/A | Hardwired | 0 | 0 | 0 | 0 | 1 | 0 | 0 | 1 | 1 | 0 | 0 | 785652656279 | 18.25 | 18.25 | 12 | 11.6 | 2.313 | 175 | Yes | [8 empty] | ETL Dry | cETL Dry | WHEATON 3L PEND-782 | Three Light Pendant |  | 65626-782.jpg | 65626.jpg
65626-962 | Three Light Pendant | The Wheaton lighting collection by Sea Gull Lighting is a tribute to versatility. The Satin Etched glass can be coupled with either a Brushed Nickel finish for a soft contemporary feel or an Heirloom Bronze finish for a more rustic charm. Wheaton delivers excellent transitional style that can fit within various home decor styles. The assortment includes nine-light, five-light, and three-light chandeliers, pendants in four sizes, both flush and semi-flush ceiling fixtures, as well as one-light, two-light, three-light and four-light wall/bath fixtures. Both incandescent lamping and ENERGY STAR-qualified LED lamping are available. Most of these fixtures easily convert to LED by purchasing LED replacement lamps sold separately. | LINE VOLTAGE PENDANT | Wheaton | Pendants | Brushed Nickel | 962 | Steel | Satin Etched Glass | D:15.25" H:5.875" |  |  | 3 Medium A19 100w |  | 3 | No | [14 empty] | 0 | [12 empty] | 119.48 | 238.96 | 358.44 | D:16 3/4'' H:21 1/2'' O:146'' | 9.3 | 16.75 |  |  | 21.5 | Center Lock-Up |  |  | 146 |  |  |  | No |  | No | [20 empty] | D:5 1/2'' H:1 1/8'' Round |  |  |  |  | 144 | Clear | 120 | N/A | Hardwired | 0 | 0 | 0 | 0 | 1 | 0 | 0 | 1 | 1 | 0 | 0 | 785652656224 | 18.25 | 18.25 | 12 | 11.6 | 2.313 | 175 | Yes | [8 empty] | ETL Dry | cETL Dry | WHEATON 3L PEND-962 | Three Light Pendant |  | 65626-962.jpg | 65626.jpg
65626EN3-782 | Three Light Pendant | The Wheaton lighting collection by Sea Gull Lighting is a tribute to versatility. The Satin Etched glass can be coupled with either a Brushed Nickel finish for a soft contemporary feel or an Heirloom Bronze finish for a more rustic charm. Wheaton delivers excellent transitional style that can fit within various home decor styles. The assortment includes nine-light, five-light, and three-light chandeliers, pendants in four sizes, both flush and semi-flush ceiling fixtures, as well as one-light, two-light, three-light and four-light wall/bath fixtures. Both incandescent lamping and ENERGY STAR-qualified LED lamping are available. Most of these fixtures easily convert to LED by purchasing LED replacement lamps sold separately. | LINE VOLTAGE PENDANT | Wheaton | Pendants | Heirloom Bronze | 782 | Steel | Satin Etched Glass | D:15.25" H:5.875" |  |  | 3 Medium A19 9.3w |  | 3 | Yes | [14 empty] | 0 | [12 empty] | 124.95 | 249.9 | 374.85 | D:16 3/4'' H:21 1/2'' O:146'' | 9.3 | 16.75 |  |  | 21.5 | Center Lock-Up |  |  | 146 |  |  |  | No |  | No | [20 empty] | D:5 1/2'' H:1 1/8'' Round |  |  |  |  | 144 | Brown | 120 | N/A | Hardwired | 0 | 0 | 0 | 1 | 1 | 0 | 0 | 0 | 1 | 0 | 0 | 785652051135 | 18.25 | 18.25 | 12 | 11.6 | 2.313 | 175 | Yes | [8 empty] | ETL Dry | cETL Dry | WHEATON 3L PEND-782 | Three Light Pendant |  | 65626EN3-782.jpg | 65626.jpg
65626EN3-962 | Three Light Pendant | The Wheaton lighting collection by Sea Gull Lighting is a tribute to versatility. The Satin Etched glass can be coupled with either a Brushed Nickel finish for a soft contemporary feel or an Heirloom Bronze finish for a more rustic charm. Wheaton delivers excellent transitional style that can fit within various home decor styles. The assortment includes nine-light, five-light, and three-light chandeliers, pendants in four sizes, both flush and semi-flush ceiling fixtures, as well as one-light, two-light, three-light and four-light wall/bath fixtures. Both incandescent lamping and ENERGY STAR-qualified LED lamping are available. Most of these fixtures easily convert to LED by purchasing LED replacement lamps sold separately. | LINE VOLTAGE PENDANT | Wheaton | Pendants | Brushed Nickel | 962 | Steel | Satin Etched Glass | D:15.25" H:5.875" |  |  | 3 Medium A19 9.3w |  | 3 | Yes | [14 empty] | 0 | [12 empty] | 124.95 | 249.9 | 374.85 | D:16 3/4'' H:21 1/2'' O:146'' | 9.3 | 16.75 |  |  | 21.5 | Center Lock-Up |  |  | 146 |  |  |  | No |  | No | [20 empty] | D:5 1/2'' H:1 1/8'' Round |  |  |  |  | 144 | Clear | 120 | N/A | Hardwired | 0 | 0 | 0 | 1 | 1 | 0 | 0 | 0 | 1 | 0 | 0 | 785652051142 | 18.25 | 18.25 | 12 | 11.6 | 2.313 | 175 | Yes | [8 empty] | ETL Dry | cETL Dry | WHEATON 3L PEND-962 | Three Light Pendant |  | 65626EN3-962.jpg | 65626.jpg
65660-839 | One Light Pendant | The Winnetka indoor lighting collection by Sea Gull Lighting has a clean design which lends itself to a modern-mission style. The geometric, cylinder design has subtle ornamentation, while still offering impressive style. The indoor lighting collection is offered in Brushed Nickel or textured Blacksmith finishes, both with Satin Etched glass. The assortment includes 15-light, nine-light, five-light, and three-light chandeliers, pendants in four sizes, both flush and semi-flush ceiling fixtures, as well as one-light, two-light, three-light and four-light wall/bath fixtures. Most of these fixtures easily convert to LED by purchasing LED replacement lamps sold separately. | LINE VOLTAGE PENDANT | Winnetka | Pendants | Blacksmith | 839 | Steel | Satin Etched Glass | D:15.5" |  |  | 1 Medium A19 150w |  | 1 | No | [14 empty] | 0 | [12 empty] | 127.95 | 255.9 | 383.85 | D:16 3/4'' H:15 1/4'' O:137 3/4'' | 8.54 | 16.75 |  |  | 15.25 | Center Lock-Up |  |  | 137.75 |  |  |  | No |  | No | [20 empty] | D:6'' H:1 9/16'' Round |  |  |  |  | 144 | Black | 120 | N/A | Hardwired | 0 | 0 | 0 | 0 | 1 | 0 | 0 | 1 | 1 | 0 | 0 | 785652616662 | 19 | 18.75 | 9 | 10.6 | 1.855 | 175 | Yes | [8 empty] | ETL Dry | cETL Dry | WINNETKA 1L PEND-839 | One Light Pendant |  | 65660-839.jpg | 65660.jpg
65660-962 | One Light Pendant | The Winnetka indoor lighting collection by Sea Gull Lighting has a clean design which lends itself to a modern-mission style. The geometric, cylinder design has subtle ornamentation, while still offering impressive style. The indoor lighting collection is offered in Brushed Nickel or textured Blacksmith finishes, both with Satin Etched glass. The assortment includes 15-light, nine-light, five-light, and three-light chandeliers, pendants in four sizes, both flush and semi-flush ceiling fixtures, as well as one-light, two-light, three-light and four-light wall/bath fixtures. Most of these fixtures easily convert to LED by purchasing LED replacement lamps sold separately. | LINE VOLTAGE PENDANT | Winnetka | Pendants | Brushed Nickel | 962 | Steel | Satin Etched Glass | D:15.5" |  |  | 1 Medium A19 150w |  | 1 | No | [14 empty] | 0 | [12 empty] | 127.95 | 255.9 | 383.85 | D:16 3/4'' H:15 1/4'' O:137 3/4'' | 8.54 | 16.75 |  |  | 15.25 | Center Lock-Up |  |  | 137.75 |  |  |  | No |  | No | [20 empty] | D:6'' DP:1 9/16'' |  |  |  |  | 144 | Clear Silver | 120 | N/A | Hardwired | 0 | 0 | 0 | 0 | 1 | 0 | 0 | 1 | 1 | 0 | 0 | 785652226403 | 19 | 19 | 9 | 10.9 | 1.88 | 175 | Yes | [8 empty] | ETL Dry | cETL Dry | WINNETKA 1L PEND-962 | One Light Pendant |  | 65660-962.jpg | 65660.jpg
65660EN3-839 | One Light Pendant | The Winnetka indoor lighting collection by Sea Gull Lighting has a clean design which lends itself to a modern-mission style. The geometric, cylinder design has subtle ornamentation, while still offering impressive style. The indoor lighting collection is offered in Brushed Nickel or textured Blacksmith finishes, both with Satin Etched glass. The assortment includes 15-light, nine-light, five-light, and three-light chandeliers, pendants in four sizes, both flush and semi-flush ceiling fixtures, as well as one-light, two-light, three-light and four-light wall/bath fixtures. Most of these fixtures easily convert to LED by purchasing LED replacement lamps sold separately. | LINE VOLTAGE PENDANT | Winnetka | Pendants | Blacksmith | 839 | Steel | Satin Etched Glass | D:15.5" |  |  | 1 Medium A19 9.3w |  | 1 | Yes | [14 empty] | 0 | [12 empty] | 136.48 | 272.96 | 409.44 | D:16 3/4'' H:15 1/4'' O:137 3/4'' | 8.54 | 16.75 |  |  | 15.25 | Center Lock-Up |  |  | 137.75 |  |  |  | No |  | No | [20 empty] | D:6'' H:1 9/16'' Round |  |  |  |  | 144 | Black | 120 | N/A | Hardwired | 0 | 0 | 0 | 1 | 1 | 0 | 0 | 0 | 1 | 0 | 0 | 785652047732 | 19 | 18.75 | 9 | 10.6 | 1.855 | 175 | Yes | [8 empty] | ETL Dry | cETL Dry | WINNETKA 1L PEND-839 | One Light Pendant |  | 65660EN3-839.jpg | 65660.jpg
65660EN3-962 | One Light Pendant | The Winnetka indoor lighting collection by Sea Gull Lighting has a clean design which lends itself to a modern-mission style. The geometric, cylinder design has subtle ornamentation, while still offering impressive style. The indoor lighting collection is offered in Brushed Nickel or textured Blacksmith finishes, both with Satin Etched glass. The assortment includes 15-light, nine-light, five-light, and three-light chandeliers, pendants in four sizes, both flush and semi-flush ceiling fixtures, as well as one-light, two-light, three-light and four-light wall/bath fixtures. Most of these fixtures easily convert to LED by purchasing LED replacement lamps sold separately. | LINE VOLTAGE PENDANT | Winnetka | Pendants | Brushed Nickel | 962 | Steel | Satin Etched Glass | D:15.5" |  |  | 1 Medium A19 9.3w |  | 1 | Yes | [14 empty] | 0 | [12 empty] | 136.48 | 272.96 | 409.44 | D:16 3/4'' H:15 1/4'' O:137 3/4'' | 8.54 | 16.75 |  |  | 15.25 | Center Lock-Up |  |  | 137.75 |  |  |  | No |  | No | [20 empty] | D:6'' DP:1 9/16'' |  |  |  |  | 144 | Clear Silver | 120 | N/A | Hardwired | 0 | 0 | 0 | 1 | 1 | 0 | 0 | 0 | 1 | 0 | 0 | 785652047749 | 19 | 19 | 9 | 10.9 | 1.88 | 175 | Yes | [8 empty] | ETL Dry | cETL Dry | WINNETKA 1L PEND-962 | One Light Pendant |  | 65660EN3-962.jpg | 65660.jpg
65661-839 | Three Light Pendant | The Winnetka indoor lighting collection by Sea Gull Lighting has a clean design which lends itself to a modern-mission style. The geometric, cylinder design has subtle ornamentation, while still offering impressive style. The indoor lighting collection is offered in Brushed Nickel or textured Blacksmith finishes, both with Satin Etched glass. The assortment includes 15-light, nine-light, five-light, and three-light chandeliers, pendants in four sizes, both flush and semi-flush ceiling fixtures, as well as one-light, two-light, three-light and four-light wall/bath fixtures. Most of these fixtures easily convert to LED by purchasing LED replacement lamps sold separately. | LINE VOLTAGE PENDANT | Winnetka | Pendants | Blacksmith | 839 | Steel | Satin Etched Glass | D:15.625" |  | Satin Etched Glass | 3 Medium A19 100w |  | 3 | No | [14 empty] | 0 | [12 empty] | 182.48 | 364.96 | 547.44 | D:18'' H:24'' O:149 1/4'' | 11.4 | 18 |  |  | 24 | Center Lock-Up |  |  | 149.25 |  |  |  | No |  | No | [20 empty] | D:6'' H:1 9/16'' Round |  |  |  |  | 144 | Black | 120 | N/A | Hardwired | 0 | 0 | 0 | 0 | 1 | 0 | 0 | 1 | 1 | 0 | 0 | 785652616679 | 19 | 19 | 10 | 14.2 | 2.089 | 125 | Yes | [8 empty] | ETL Dry | cETL Dry | WINNETKA 3L PEND-839 | Three Light Pendant |  | 65661-839.jpg | 65661.jpg
65661-962 | Three Light Pendant | The Winnetka indoor lighting collection by Sea Gull Lighting has a clean design which lends itself to a modern-mission style. The geometric, cylinder design has subtle ornamentation, while still offering impressive style. The indoor lighting collection is offered in Brushed Nickel or textured Blacksmith finishes, both with Satin Etched glass. The assortment includes 15-light, nine-light, five-light, and three-light chandeliers, pendants in four sizes, both flush and semi-flush ceiling fixtures, as well as one-light, two-light, three-light and four-light wall/bath fixtures. Most of these fixtures easily convert to LED by purchasing LED replacement lamps sold separately. | LINE VOLTAGE PENDANT | Winnetka | Pendants | Brushed Nickel | 962 | Steel | Satin Etched Glass | D:15.625" |  | Satin Etched Glass | 3 Medium A19 100w |  | 3 | No | [14 empty] | 0 | [12 empty] | 182.48 | 364.96 | 547.44 | D:18'' H:24'' O:149 1/4'' | 11.4 | 18 |  |  | 24 | Center Lock-Up |  |  | 149.25 |  |  |  | No |  | No | [20 empty] | D:6'' DP:1 9/16'' |  |  |  |  | 144 | Clear Silver | 120 | N/A | Hardwired | 0 | 0 | 0 | 0 | 1 | 0 | 0 | 1 | 1 | 0 | 0 | 785652226373 | 19 | 19 | 10.5 | 15.1 | 2.194 | 125 | Yes | [8 empty] | ETL Dry | cETL Dry | WINNETKA 3L PEND-962 | Three Light Pendant |  | 65661-962.jpg | 65661.jpg
65661EN3-839 | Three Light Pendant | The Winnetka indoor lighting collection by Sea Gull Lighting has a clean design which lends itself to a modern-mission style. The geometric, cylinder design has subtle ornamentation, while still offering impressive style. The indoor lighting collection is offered in Brushed Nickel or textured Blacksmith finishes, both with Satin Etched glass. The assortment includes 15-light, nine-light, five-light, and three-light chandeliers, pendants in four sizes, both flush and semi-flush ceiling fixtures, as well as one-light, two-light, three-light and four-light wall/bath fixtures. Most of these fixtures easily convert to LED by purchasing LED replacement lamps sold separately. | LINE VOLTAGE PENDANT | Winnetka | Pendants | Blacksmith | 839 | Steel | Satin Etched Glass | D:15.625" |  | Satin Etched Glass | 3 Medium A19 9.3w |  | 3 | Yes | [14 empty] | 0 | [12 empty] | 194.98 | 389.96 | 584.94 | D:18'' H:24'' O:149 1/4'' | 11.4 | 18 |  |  | 24 | Center Lock-Up |  |  | 149.25 |  |  |  | No |  | No | [20 empty] | D:6'' H:1 9/16'' Round |  |  |  |  | 144 | Black | 120 | N/A | Hardwired | 0 | 0 | 0 | 1 | 1 | 0 | 0 | 0 | 1 | 0 | 0 | 785652047879 | 19 | 19 | 10 | 14.2 | 2.089 | 125 | Yes | [8 empty] | ETL Dry | cETL Dry | WINNETKA 3L PEND-839 | Three Light Pendant |  | 65661EN3-839.jpg | 65661.jpg
65661EN3-962 | Three Light Pendant | The Winnetka indoor lighting collection by Sea Gull Lighting has a clean design which lends itself to a modern-mission style. The geometric, cylinder design has subtle ornamentation, while still offering impressive style. The indoor lighting collection is offered in Brushed Nickel or textured Blacksmith finishes, both with Satin Etched glass. The assortment includes 15-light, nine-light, five-light, and three-light chandeliers, pendants in four sizes, both flush and semi-flush ceiling fixtures, as well as one-light, two-light, three-light and four-light wall/bath fixtures. Most of these fixtures easily convert to LED by purchasing LED replacement lamps sold separately. | LINE VOLTAGE PENDANT | Winnetka | Pendants | Brushed Nickel | 962 | Steel | Satin Etched Glass | D:15.625" |  | Satin Etched Glass | 3 Medium A19 9.3w |  | 3 | Yes | [14 empty] | 0 | [12 empty] | 194.98 | 389.96 | 584.94 | D:18'' H:24'' O:149 1/4'' | 11.4 | 18 |  |  | 24 | Center Lock-Up |  |  | 149.25 |  |  |  | No |  | No | [20 empty] | D:6'' DP:1 9/16'' |  |  |  |  | 144 | Clear Silver | 120 | N/A | Hardwired | 0 | 0 | 0 | 1 | 1 | 0 | 0 | 0 | 1 | 0 | 0 | 785652047886 | 19 | 19 | 10.5 | 15.1 | 2.194 | 125 | Yes | [8 empty] | ETL Dry | cETL Dry | WINNETKA 3L PEND-962 | Three Light Pendant |  | 65661EN3-962.jpg | 65661.jpg
65662-839 | Four Light Pendant | The Winnetka indoor lighting collection by Sea Gull Lighting has a clean design which lends itself to a modern-mission style. The geometric, cylinder design has subtle ornamentation, while still offering impressive style. The indoor lighting collection is offered in Brushed Nickel or textured Blacksmith finishes, both with Satin Etched glass. The assortment includes 15-light, nine-light, five-light, and three-light chandeliers, pendants in four sizes, both flush and semi-flush ceiling fixtures, as well as one-light, two-light, three-light and four-light wall/bath fixtures. Most of these fixtures easily convert to LED by purchasing LED replacement lamps sold separately. | LINE VOLTAGE PENDANT | Winnetka | Pendants | Blacksmith | 839 | Steel | Satin Etched Glass | D:24.5" |  | Satin Etched Glass | 4 Medium A19 100w |  | 4 | No | [14 empty] | 0 | [12 empty] | 299.98 | 599.96 | 899.94 | D:28 1/4'' H:27 1/2'' O:149 1/4'' | 21.6 | 28.25 |  |  | 27.5 | Center Lock-Up |  |  | 149.25 |  |  |  | No |  | No | [20 empty] | D:6'' H:1 9/16'' Round |  |  |  |  | 144 | Black | 120 | N/A | Hardwired | 0 | 0 | 0 | 0 | 1 | 0 | 0 | 1 | 1 | 0 | 0 | 785652616686 | 29.5 | 29.5 | 9.5 | 27 | 4.784 | 175 | Yes | [8 empty] | ETL Dry | cETL Dry | WINNETKA 4L PEND-839 | Four Light Pendant |  | 65662-839.jpg | 65662.jpg
65662-962 | Four Light Pendant | The Winnetka indoor lighting collection by Sea Gull Lighting has a clean design which lends itself to a modern-mission style. The geometric, cylinder design has subtle ornamentation, while still offering impressive style. The indoor lighting collection is offered in Brushed Nickel or textured Blacksmith finishes, both with Satin Etched glass. The assortment includes 15-light, nine-light, five-light, and three-light chandeliers, pendants in four sizes, both flush and semi-flush ceiling fixtures, as well as one-light, two-light, three-light and four-light wall/bath fixtures. Most of these fixtures easily convert to LED by purchasing LED replacement lamps sold separately. | LINE VOLTAGE PENDANT | Winnetka | Pendants | Brushed Nickel | 962 | Steel | Satin Etched Glass | D:24.5" |  | Satin Etched Glass | 4 Medium A19 100w |  | 4 | No | [14 empty] | 0 | [12 empty] | 299.98 | 599.96 | 899.94 | D:28 1/4'' H:27 1/2'' O:149 1/4'' | 21.6 | 28.25 |  |  | 27.5 | Center Lock-Up |  |  | 149.25 |  |  |  | No |  | No | [20 empty] | D:6'' DP:1 9/16'' |  |  |  |  | 144 | Clear Silver | 120 | N/A | Hardwired | 0 | 0 | 0 | 0 | 1 | 0 | 0 | 1 | 1 | 0 | 0 | 785652226397 | 29.5 | 29.5 | 9.5 | 26.5 | 4.784 | 175 | Yes | [8 empty] | ETL Dry | cETL Dry | WINNETKA 4L PEND-962 | Four Light Pendant |  | 65662-962.jpg | 65662.jpg
65662EN3-839 | Four Light Pendant | The Winnetka indoor lighting collection by Sea Gull Lighting has a clean design which lends itself to a modern-mission style. The geometric, cylinder design has subtle ornamentation, while still offering impressive style. The indoor lighting collection is offered in Brushed Nickel or textured Blacksmith finishes, both with Satin Etched glass. The assortment includes 15-light, nine-light, five-light, and three-light chandeliers, pendants in four sizes, both flush and semi-flush ceiling fixtures, as well as one-light, two-light, three-light and four-light wall/bath fixtures. Most of these fixtures easily convert to LED by purchasing LED replacement lamps sold separately. | LINE VOLTAGE PENDANT | Winnetka | Pendants | Blacksmith | 839 | Steel | Satin Etched Glass | D:24.5" |  | Satin Etched Glass | 4 Medium A19 9.3w |  | 4 | Yes | [14 empty] | 0 | [12 empty] | 324.98 | 649.96 | 974.94 | D:28 1/4'' H:27 1/2'' O:149 1/4'' | 21.6 | 28.25 |  |  | 27.5 | Center Lock-Up |  |  | 149.25 |  |  |  | No |  | No | [20 empty] | D:6'' H:1 9/16'' Round |  |  |  |  | 144 | Black | 120 | N/A | Hardwired | 0 | 0 | 0 | 1 | 1 | 0 | 0 | 0 | 1 | 0 | 0 | 785652047916 | 29.5 | 29.5 | 9.5 | 27 | 4.784 | 175 | Yes | [8 empty] | ETL Dry | cETL Dry | WINNETKA 4L PEND-839 | Four Light Pendant |  | 65662EN3-839.jpg | 65662.jpg
65662EN3-962 | Four Light Pendant | The Winnetka indoor lighting collection by Sea Gull Lighting has a clean design which lends itself to a modern-mission style. The geometric, cylinder design has subtle ornamentation, while still offering impressive style. The indoor lighting collection is offered in Brushed Nickel or textured Blacksmith finishes, both with Satin Etched glass. The assortment includes 15-light, nine-light, five-light, and three-light chandeliers, pendants in four sizes, both flush and semi-flush ceiling fixtures, as well as one-light, two-light, three-light and four-light wall/bath fixtures. Most of these fixtures easily convert to LED by purchasing LED replacement lamps sold separately. | LINE VOLTAGE PENDANT | Winnetka | Pendants | Brushed Nickel | 962 | Steel | Satin Etched Glass | D:24.5" |  | Satin Etched Glass | 4 Medium A19 9.3w |  | 4 | Yes | [14 empty] | 0 | [12 empty] | 324.98 | 649.96 | 974.94 | D:28 1/4'' H:27 1/2'' O:149 1/4'' | 21.6 | 28.25 |  |  | 27.5 | Center Lock-Up |  |  | 149.25 |  |  |  | No |  | No | [20 empty] | D:6'' DP:1 9/16'' |  |  |  |  | 144 | Clear Silver | 120 | N/A | Hardwired | 0 | 0 | 0 | 1 | 1 | 0 | 0 | 0 | 1 | 0 | 0 | 785652047923 | 29.5 | 29.5 | 9.5 | 26.5 | 4.784 | 175 | Yes | [8 empty] | ETL Dry | cETL Dry | WINNETKA 4L PEND-962 | Four Light Pendant |  | 65662EN3-962.jpg | 65662.jpg
6577101-112 | One Light Medium Pendant |  | LINE VOLTAGE PENDANT | Hanks | Pendants | Midnight Black | 112 | Steel | Milk Glass Glass |  |  |  | 1 Medium A19 60w |  | 1 | No | [14 empty] | 0 | [12 empty] | 104.5 | 209 | 313.5 | D:13 1/4'' H:18'' |  | 13.25 |  |  | 18 | [7 empty] | No |  | No | [20 empty] | D:5'' H:1'' Round | [5 empty] | Black |  |  | Hardwired | 0 | 0 | 0 | 0 | 1 | 0 | 0 | 1 | 0 | 0 | 0 | 785652085895 | [16 empty] | cETL Damp | HANKS 1L MEDIUM PENDANT-112 | One Light Medium Pendant |  | 6577101-112.jpg | 6680301.jpg
6577101-848 | One Light Medium Pendant |  | LINE VOLTAGE PENDANT | Hanks | Pendants | Satin Bronze | 848 | Steel | Milk Glass Glass |  |  |  | 1 Medium A19 60w |  | 1 | No | [14 empty] | 0 | [12 empty] | 104.5 | 209 | 313.5 | D:13 1/4'' H:18'' |  | 13.25 |  |  | 18 | [7 empty] | No |  | No | [20 empty] | D:5'' H:1'' Round | [5 empty] | Clear Gold |  |  | Hardwired | 0 | 0 | 0 | 0 | 1 | 0 | 0 | 1 | 0 | 0 | 0 | 785652085871 | [16 empty] | cETL Damp | HANKS 1L MEDIUM PENDANT-848 | One Light Medium Pendant |  | 6577101-848.jpg | 6680301.jpg
6577101-962 | One Light Medium Pendant |  | LINE VOLTAGE PENDANT | Hanks | Pendants | Brushed Nickel | 962 | Steel | Milk Glass Glass |  |  |  | 1 Medium A19 60w |  | 1 | No | [14 empty] | 0 | [12 empty] | 104.5 | 209 | 313.5 | D:13 1/4'' H:18'' |  | 13.25 |  |  | 18 | [7 empty] | No |  | No | [20 empty] | D:5'' H:1'' Round | [5 empty] | Clear Silver |  |  | Hardwired | 0 | 0 | 0 | 0 | 1 | 0 | 0 | 1 | 0 | 0 | 0 | 785652085888 | [16 empty] | cETL Damp | HANKS 1L MEDIUM PENDANT-962 | One Light Medium Pendant |  | 6577101-962.jpg | 6680301.jpg
6577101-965 | One Light Medium Pendant |  | LINE VOLTAGE PENDANT | Hanks | Pendants | Antique Brushed Nickel | 965 | Steel | Milk Glass Glass |  |  |  | 1 Medium A19 60w |  | 1 | No | [14 empty] | 0 | [12 empty] | 104.5 | 209 | 313.5 | D:13 1/4'' H:18'' |  | 13.25 |  |  | 18 | [7 empty] | No |  | No | [20 empty] | D:5'' H:1'' Round | [5 empty] | Clear Silver |  |  | Hardwired | 0 | 0 | 0 | 0 | 1 | 0 | 0 | 1 | 0 | 0 | 0 | 785652085864 | [16 empty] | cETL Damp | HANKS 1L MEDIUM PENDANT-965 | One Light Medium Pendant |  | 6577101-965.jpg | 6680301.jpg
65800-962 | Hopewell One Light Downlight Pendant in Brushed Nickel with White Alabaster Glass |  | Pendant | Hopewell | Pendants | Brushed Nickel | 962 | [5 empty] | 1 Medium A19 100w |  | 1 | No | [27 empty] | 59 | 118 | 177 | D:18'' H:9 1/2'' O:48 1/2'' |  | 18 |  |  | 9.5 | Center Lock-Up |  |  | 48.5 |  |  |  | No |  | No | [25 empty] | 120 | Clear | 36 |  | Hardwired | 0 | 0 | 0 | 0 | 0 | 0 | 0 | 1 | 0 | 0 | 0 | 785652218842 | [17 empty] | Downlight Pendant in Brushed Nickel Finish | One Light Pendant |  | 65800-962.jpg | 65800.jpg
65801-962 | Hopewell Three Light Uplight Pendant in Brushed Nickel with White Alabaster Glass |  | Pendant | Hopewell | Pendants | Brushed Nickel | 962 | [5 empty] | 3 Medium A19 75w |  | 3 | No | [27 empty] | 119 | 238 | 357 | D:21 1/2'' H:24 1/2'' O:63 1/2'' |  | 21.5 |  |  | 24.5 | Center Lock-Up |  |  | 63.5 |  |  |  | No |  | No | [25 empty] | 120 | Clear | 36 |  | Hardwired | 0 | 0 | 0 | 0 | 0 | 0 | 0 | 1 | 0 | 0 | 0 | 785652218811 | [17 empty] | Uplight Pendant in Brushed Nickel Finish | Three Light Pendant |  | 65801-962.jpg | 65801.jpg
6580506-05 | Six Light Pendant | Like a cluster of stars, the Davi chandelier gracefully positions multiple microcosms of crystal facets to capture, reflect and refract the warm, inviting light. Gently emanating illumination from its six candelabra lamps, this quintessential starburst silhouette is fun and playful while still being tailored and elegant. Available in one size and two finishes: Chrome or Satin Bronze. | LINE VOLTAGE PENDANT | Davi | Pendants | Chrome | 5 | Steel |  |  |  |  | 6 Candelabra Torpedo 60w |  | 6 | No | [14 empty] | 0 | [12 empty] | 285.48 | 570.96 | 856.44 | D:24 7/8'' H:20 3/8'' O:58'' | 9.57 | 24.875 |  |  | 20.375 | Screw Collar - Stem |  |  | 58 |  |  |  | No |  | No | [20 empty] | D:5'' H:7/8'' Round |  |  |  |  | 120 | Clear Silver |  |  | Hardwired | 0 | 0 | 0 | 0 | 1 | 0 | 0 | 1 | 0 | 0 | 0 | 785652071041 | 13 | 13 | 12.25 | 11.3 | 1.198 | 100 | Yes | [9 empty] | cETL Damp | DAVI 6L MED PEND-05 | Six Light Pendant |  | 6580506-05.jpg | 6580506.jpg
6580506-848 | Six Light Pendant | Like a cluster of stars, the Davi chandelier gracefully positions multiple microcosms of crystal facets to capture, reflect and refract the warm, inviting light. Gently emanating illumination from its six candelabra lamps, this quintessential starburst silhouette is fun and playful while still being tailored and elegant. Available in one size and two finishes: Chrome or Satin Bronze. | LINE VOLTAGE PENDANT | Davi | Pendants | Satin Bronze | 848 | Steel |  |  |  |  | 6 Candelabra Torpedo 60w |  | 6 | No | [14 empty] | 0 | [12 empty] | 285.48 | 570.96 | 856.44 | D:24 7/8'' H:20 3/8'' O:58'' | 9.57 | 24.875 |  |  | 20.375 | Screw Collar - Chain |  |  | 58 |  |  |  | No |  | No | [20 empty] | D:5'' H:7/8'' Round |  |  |  |  | 120 | Gold |  |  | Hardwired | 0 | 0 | 0 | 0 | 1 | 0 | 0 | 1 | 0 | 0 | 0 | 785652069598 | 13.18 | 13 | 12.75 | 11.2 | 1.264 | 100 | Yes | [9 empty] | cETL Damp | DAVI 6L MED PEND-848 | Six Light Pendant |  | 6580506-848.jpg | 6580506.jpg
6580506EN-05 | Six Light Pendant | Like a cluster of stars, the Davi chandelier gracefully positions multiple microcosms of crystal facets to capture, reflect and refract the warm, inviting light. Gently emanating illumination from its six candelabra lamps, this quintessential starburst silhouette is fun and playful while still being tailored and elegant. Available in one size and two finishes: Chrome or Satin Bronze. | LINE VOLTAGE PENDANT | Davi | Pendants | Chrome | 5 | Steel |  |  |  |  | 6 Candelabra Torpedo 3.5w |  | 6 | Yes | [14 empty] | 0 | [12 empty] | 324.98 | 649.96 | 974.94 | D:24 7/8'' H:20 3/8'' O:58'' | 9.57 | 24.875 |  |  | 20.375 | Screw Collar - Stem |  |  | 58 |  |  |  | No |  | No | [20 empty] | D:5'' H:7/8'' Round |  |  |  |  | 120 | Clear Silver |  |  | Hardwired | 0 | 0 | 0 | 1 | 1 | 0 | 0 | 0 | 0 | 0 | 0 | 785652071355 | 13 | 13 | 12.25 | 11.3 | 1.198 | 100 | Yes | [9 empty] | cETL Damp | DAVI 6L MED LED PEND-05 | Six Light Pendant |  | 6580506EN05.jpg | 6580506EN.jpg
6580506EN-848 | Six Light Pendant | Like a cluster of stars, the Davi chandelier gracefully positions multiple microcosms of crystal facets to capture, reflect and refract the warm, inviting light. Gently emanating illumination from its six candelabra lamps, this quintessential starburst silhouette is fun and playful while still being tailored and elegant. Available in one size and two finishes: Chrome or Satin Bronze. | LINE VOLTAGE PENDANT | Davi | Pendants | Satin Bronze | 848 | Steel |  |  |  |  | 6 Candelabra Torpedo 3.5w |  | 6 | Yes | [14 empty] | 0 | [12 empty] | 324.98 | 649.96 | 974.94 | D:24 7/8'' H:20 3/8'' O:58'' | 9.57 | 24.875 |  |  | 20.375 | Screw Collar - Stem |  |  | 58 |  |  |  | No |  | No | [20 empty] | D:5'' H:7/8'' Round |  |  |  |  | 120 | Gold |  |  | Hardwired | 0 | 0 | 0 | 1 | 1 | 0 | 0 | 0 | 0 | 0 | 0 | 785652071362 | 13.18 | 13 | 12.75 | 11.2 | 1.264 | 100 | Yes | [9 empty] | cETL Damp | DAVI 6L MED LED PEND-848 | Six Light Pendant |  | 6580506EN-848.jpg | 6580506EN.jpg
65806-782 | One Light Pendant | The Holman collection by Sea Gull Lighting brings versatility and style to those just starting out. With softly flared glass and curved arms, there is just enough detail to give the overall look a lift while keeping it simple enough for those on a budget. Several chandeliers and sconces can be installed with lighting shining up or down, allowing the fixture to be customized for the specific space and function. Offered in a Brushed Nickel finish or Heirloom Bronze finish, both with Satin Etched glass. The assortment includes nine-light, five-light and three-light chandeliers, pendants in five sizes, both flush and semi-flush ceiling fixtures, as well as one-light, two-light three-light and four-light wall/bath fixtures. Both incandescent lamping and ENERGY STAR-qualified LED lamping are available. All fixtures are California Title 24 compliant. | LINE VOLTAGE PENDANT | Holman | Pendants | Heirloom Bronze | 782 | Steel | Satin Etched Glass | D:15" H:4.75" |  |  | 1 Medium A19 100w |  | 1 | No | [14 empty] | 0 | [12 empty] | 56.48 | 112.96 | 169.44 | D:15'' H:12 1/4'' O:51 1/4'' | 4.4 | 15 |  |  | 12.25 | Screw Collar - Chain |  |  | 51.25 |  |  |  | No |  | No | [20 empty] | D:5'' H:1'' Round |  |  |  |  | 72 | Brown | 36 |  | Hardwired | 0 | 0 | 0 | 0 | 1 | 0 | 0 | 1 | 1 | 0 | 0 | 785652058790 | 17.75 | 17.75 | 7.75 | 6.5 | 1.413 | 175 | Yes | [8 empty] | UL Dry | cUL Dry | HOLMAN 1L PEND-782 | One Light Pendant |  | 65806-782.png | 65806.jpg
65806-962 | One Light Pendant | The Holman collection by Sea Gull Lighting brings versatility and style to those just starting out. With softly flared glass and curved arms, there is just enough detail to give the overall look a lift while keeping it simple enough for those on a budget. Several chandeliers and sconces can be installed with lighting shining up or down, allowing the fixture to be customized for the specific space and function. Offered in a Brushed Nickel finish or Heirloom Bronze finish, both with Satin Etched glass. The assortment includes nine-light, five-light and three-light chandeliers, pendants in five sizes, both flush and semi-flush ceiling fixtures, as well as one-light, two-light three-light and four-light wall/bath fixtures. Both incandescent lamping and ENERGY STAR-qualified LED lamping are available. All fixtures are California Title 24 compliant. | LINE VOLTAGE PENDANT | Holman | Pendants | Brushed Nickel | 962 | Steel | Satin Etched Glass | D:15" H:4.75" |  |  | 1 Medium A19 100w |  | 1 | No | [14 empty] | 0 | [12 empty] | 56.48 | 112.96 | 169.44 | D:15'' H:12 1/4'' O:51 1/4'' | 4.4 | 15 |  |  | 12.25 | Screw Collar - Chain |  |  | 51.25 |  |  |  | No |  | No | [20 empty] | D:5'' H:1'' Round |  |  |  |  | 72 | Clear Silver | 36 |  | Hardwired | 0 | 0 | 0 | 0 | 1 | 0 | 0 | 1 | 1 | 0 | 0 | 785652227356 | 17.75 | 17.75 | 7.75 | 6.5 | 1.413 | 175 | Yes | [8 empty] | UL Dry | cUL Dry | HOLMAN 1L PEND-962 | One Light Pendant |  | 65806-962.jpg | 65806.jpg
65806EN3-782 | One Light Pendant | The Holman collection by Sea Gull Lighting brings versatility and style to those just starting out. With softly flared glass and curved arms, there is just enough detail to give the overall look a lift while keeping it simple enough for those on a budget. Several chandeliers and sconces can be installed with lighting shining up or down, allowing the fixture to be customized for the specific space and function. Offered in a Brushed Nickel finish or Heirloom Bronze finish, both with Satin Etched glass. The assortment includes nine-light, five-light and three-light chandeliers, pendants in five sizes, both flush and semi-flush ceiling fixtures, as well as one-light, two-light three-light and four-light wall/bath fixtures. Both incandescent lamping and ENERGY STAR-qualified LED lamping are available. All fixtures are California Title 24 compliant. | LINE VOLTAGE PENDANT | Holman | Pendants | Heirloom Bronze | 782 | Steel | Satin Etched Glass | D:15" H:4.75" |  |  | 1 Medium A19 9.3w |  | 1 | Yes | [14 empty] | 0 | [12 empty] | 60.98 | 121.96 | 182.94 | D:15'' H:12 1/4'' O:51 1/4'' | 4.4 | 15 |  |  | 12.25 | Screw Collar - Chain |  |  | 51.25 |  |  |  | No |  | No | [20 empty] | D:5'' H:1'' Round |  |  |  |  | 72 | Brown | 36 |  | Hardwired | 0 | 0 | 0 | 1 | 1 | 0 | 0 | 0 | 1 | 0 | 0 | 785652059292 | 17.75 | 17.75 | 17.75 | 6.5 | 3.236 | 250 | Yes | [8 empty] | C-UL-US Dry |  | HOLMAN 1L PEND-782 | One Light Pendant |  | 65806EN3-782.png | 65806EN3.jpg
65806EN3-962 | One Light Pendant | The Holman collection by Sea Gull Lighting brings versatility and style to those just starting out. With softly flared glass and curved arms, there is just enough detail to give the overall look a lift while keeping it simple enough for those on a budget. Several chandeliers and sconces can be installed with lighting shining up or down, allowing the fixture to be customized for the specific space and function. Offered in a Brushed Nickel finish or Heirloom Bronze finish, both with Satin Etched glass. The assortment includes nine-light, five-light and three-light chandeliers, pendants in five sizes, both flush and semi-flush ceiling fixtures, as well as one-light, two-light three-light and four-light wall/bath fixtures. Both incandescent lamping and ENERGY STAR-qualified LED lamping are available. All fixtures are California Title 24 compliant. | LINE VOLTAGE PENDANT | Holman | Pendants | Brushed Nickel | 962 | Steel | Satin Etched Glass | D:15" H:4.75" |  |  | 1 Medium A19 9.3w |  | 1 | Yes | [14 empty] | 0 | [12 empty] | 60.98 | 121.96 | 182.94 | D:15'' H:12 1/4'' O:51 1/4'' | 4.4 | 15 |  |  | 12.25 | Screw Collar - Chain |  |  | 51.25 |  |  |  | No |  | No | [20 empty] | D:5'' H:1'' Round |  |  |  |  | 72 | Clear Silver | 36 |  | Hardwired | 0 | 0 | 0 | 1 | 1 | 0 | 0 | 0 | 1 | 0 | 0 | 785652055386 | 17.75 | 17.5 | 8 | 6.2 | 1.438 | 175 | Yes | [8 empty] | C-UL-US Dry |  | HOLMAN 1L PEND-962 | One Light Pendant |  | 65806EN3-962.jpg | 65806.jpg
6585101-112 | One Light Small Pendant |  | LINE VOLTAGE PENDANT | Gordon | Pendants | Midnight Black | 112 |  | Midnight Black Steel |  |  |  | 1 Medium A19 60w |  | 1 | No | [14 empty] | 0 | [12 empty] | 79.5 | 159 | 238.5 | D:13 5/8'' H:14'' |  | 13.625 |  |  | 14 | [7 empty] | No |  | No | [20 empty] | D:5'' H:1'' Round | [5 empty] | Black |  |  | Hardwired | 0 | 0 | 0 | 0 | 1 | 0 | 0 | 1 | 0 | 0 | 0 | 785652085727 | [16 empty] | cETL Damp | GORDON 1L SMALL PENDANT-112 | One Light Small Pendant |  | 6585101-112.jpg | 6585101.jpg
6585101-817 | One Light Small Pendant |  | LINE VOLTAGE PENDANT | Gordon | Pendants | Antique White / Satin Bronze | 817 / 848 |  | Antique White Steel |  |  |  | 1 Medium A19 60w |  | 1 | No | [14 empty] | 0 | [12 empty] | 79.5 | 159 | 238.5 | D:13 5/8'' H:14'' |  | 13.625 |  |  | 14 | [7 empty] | No |  | No | [20 empty] | D:5'' H:1'' Round | [5 empty] | Clear Gold |  |  | Hardwired | 0 | 0 | 0 | 0 | 1 | 0 | 0 | 1 | 0 | 0 | 0 | 785652085741 | [16 empty] | cETL Damp | GORDON 1L SMALL PENDANT-817 | One Light Small Pendant |  | 6585101-817.jpg | 6585101.jpg
6585101-848 | One Light Small Pendant |  | LINE VOLTAGE PENDANT | Gordon | Pendants | Satin Bronze | 848 |  | Satin Bronze Steel |  |  |  | 1 Medium A19 60w |  | 1 | No | [14 empty] | 0 | [12 empty] | 79.5 | 159 | 238.5 | D:13 5/8'' H:14'' |  | 13.625 |  |  | 14 | [7 empty] | No |  | No | [20 empty] | D:5'' H:1'' Round | [5 empty] | Clear Gold |  |  | Hardwired | 0 | 0 | 0 | 0 | 1 | 0 | 0 | 1 | 0 | 0 | 0 | 785652085734 | [16 empty] | cETL Damp | GORDON 1L SMALL PENDANT-848 | One Light Small Pendant |  | 6585101-848.jpg | 6585101.jpg
6585101-965 | One Light Small Pendant |  | LINE VOLTAGE PENDANT | Gordon | Pendants | Antique Brushed Nickel | 965 |  | Antique Brushed Nickel Steel |  |  |  | 1 Medium A19 60w |  | 1 | No | [14 empty] | 0 | [12 empty] | 79.5 | 159 | 238.5 | D:13 5/8'' H:14'' |  | 13.625 |  |  | 14 | [7 empty] | No |  | No | [20 empty] | D:5'' H:1'' Round | [5 empty] | Clear Silver |  |  | Hardwired | 0 | 0 | 0 | 0 | 1 | 0 | 0 | 1 | 0 | 0 | 0 | 785652085758 | [16 empty] | cETL Damp | GORDON 1L SMALL PENDANT-965 | One Light Small Pendant |  | 6585101-965.jpg | 6585101.jpg
6590301-05 | One Light Pendant | Zire embodies simple clean lines in three finishes that strike a perfect balance of elegant yet minimalist design. Each of the lights sits on the round bottom rim, featuring an Edison-inspired design highlighted by a cylindrical glass shade. The assortment includes nine-light, five-light, and three-light chandeliers, a five light linear, one-light mini-pendant and one-light, two-light, three-light and four-light wall/bath fixtures. A stylish and elegant addition to any room in the house. Zire is offered in a Brushed Oil Rubbed Bronze, Brushed Nickel or Chrome finish. | LINE VOLTAGE PENDANT | Zire | Pendants | Chrome | 5 | Steel | Clear Glass | D:5.875" H:10.25" |  |  | 1 Medium A19 60w |  | 1 | No | [14 empty] | 0 | [12 empty] | 38.98 | 77.96 | 116.94 | D:6'' H:10 7/8'' O:57 1/8'' | 3.78 | 6 |  |  | 10.875 | Screw Collar - Stem |  |  | 57.125 |  |  |  | No |  | No | [20 empty] | D:5'' H:7/8'' Round |  |  |  |  | 120 | Clear Silver |  |  | Hardwired | 0 | 0 | 0 | 0 | 1 | 0 | 0 | 1 | 0 | 0 | 0 | 785652070563 | 14.5 | 8.75 | 8.625 | 4.8 | 0.633 | 125 | Yes | [9 empty] | cETL Damp | ZIRE 1L PEND-05 | One Light Pendant |  | 6590301-05.jpg | 6590301.jpg
6590301-778 | One Light Pendant | Zire embodies simple clean lines in three finishes that strike a perfect balance of elegant yet minimalist design. Each of the lights sits on the round bottom rim, featuring an Edison-inspired design highlighted by a cylindrical glass shade. The assortment includes nine-light, five-light, and three-light chandeliers, a five light linear, one-light mini-pendant and one-light, two-light, three-light and four-light wall/bath fixtures. A stylish and elegant addition to any room in the house. Zire is offered in a Brushed Oil Rubbed Bronze, Brushed Nickel or Chrome finish. | LINE VOLTAGE PENDANT | Zire | Pendants | Brushed Oil Rubbed Bronze | 778 | Steel | Clear Glass | D:5.875" H:10.25" |  |  | 1 Medium A19 60w |  | 1 | No | [14 empty] | 0 | [12 empty] | 38.98 | 77.96 | 116.94 | D:6'' H:10 7/8'' O:57 1/8'' | 3.78 | 6 |  |  | 10.875 | Screw Collar - Stem |  |  | 57.125 |  |  |  | No |  | No | [20 empty] | D:5'' H:7/8'' Round |  |  |  |  | 120 | Brown |  |  | Hardwired | 0 | 0 | 0 | 0 | 1 | 0 | 0 | 1 | 0 | 0 | 0 | 785652070570 | 14.5 | 8.75 | 8.5 | 4.8 | 0.624 | 125 | Yes | [9 empty] | cETL Damp | ZIRE 1L PEND-778 | One Light Pendant |  | 6590301-778.jpg | 6590301.jpg
6590301-962 | One Light Pendant | Zire embodies simple clean lines in three finishes that strike a perfect balance of elegant yet minimalist design. Each of the lights sits on the round bottom rim, featuring an Edison-inspired design highlighted by a cylindrical glass shade. The assortment includes nine-light, five-light, and three-light chandeliers, a five light linear, one-light mini-pendant and one-light, two-light, three-light and four-light wall/bath fixtures. A stylish and elegant addition to any room in the house. Zire is offered in a Brushed Oil Rubbed Bronze, Brushed Nickel or Chrome finish. | LINE VOLTAGE PENDANT | Zire | Pendants | Brushed Nickel | 962 | Steel | Clear Glass | D:5.875" H:10.25" |  |  | 1 Medium A19 60w |  | 1 | No | [14 empty] | 0 | [12 empty] | 38.98 | 77.96 | 116.94 | D:6'' H:10 7/8'' O:57 1/8'' | 3.78 | 6 |  |  | 10.875 | Screw Collar - Stem |  |  | 57.125 |  |  |  | No |  | No | [20 empty] | D:5'' H:7/8'' Round |  |  |  |  | 120 | Clear Silver |  |  | Hardwired | 0 | 0 | 0 | 0 | 1 | 0 | 0 | 1 | 0 | 0 | 0 | 785652070587 | 14.5 | 8.75 | 8.625 | 4.8 | 0.633 | 125 | Yes | [9 empty] | cETL Damp | ZIRE 1L PEND-962 | One Light Pendant |  | 6590301-962.jpg | 6590301.jpg
6590301EN7-05 | One Light Pendant | Zire embodies simple clean lines in three finishes that strike a perfect balance of elegant yet minimalist design. Each of the lights sits on the round bottom rim, featuring an Edison-inspired design highlighted by a cylindrical glass shade. The assortment includes nine-light, five-light, and three-light chandeliers, a five light linear, one-light mini-pendant and one-light, two-light, three-light and four-light wall/bath fixtures. A stylish and elegant addition to any room in the house. Zire is offered in a Brushed Oil Rubbed Bronze, Brushed Nickel or Chrome finish. | LINE VOLTAGE PENDANT | Zire | Pendants | Chrome | 5 | Steel | Clear Glass | D:5.875" H:10.25" |  |  | 1 Medium A19 8.5w |  | 1 | Yes | [14 empty] | 0 | [12 empty] | 45.98 | 91.96 | 137.94 | D:6'' H:10 7/8'' O:57 1/8'' | 3.78 | 6 |  |  | 10.875 | Screw Collar - Stem |  |  | 57.125 |  |  |  | No |  | No | [20 empty] | D:5'' H:7/8'' Round |  |  |  |  | 120 | Clear Silver |  |  | Hardwired | 0 | 0 | 0 | 1 | 1 | 0 | 0 | 0 | 0 | 0 | 0 | 785652072246 | 14.5 | 8.75 | 8.625 | 4.8 | 0.633 | 125 | Yes | [9 empty] | cETL Damp | ZIRE 1L LED PEND-05 | One Light Pendant |  | 6590301EN7-05.jpg | 6590301EN7.jpg
6590301EN7-778 | One Light Pendant | Zire embodies simple clean lines in three finishes that strike a perfect balance of elegant yet minimalist design. Each of the lights sits on the round bottom rim, featuring an Edison-inspired design highlighted by a cylindrical glass shade. The assortment includes nine-light, five-light, and three-light chandeliers, a five light linear, one-light mini-pendant and one-light, two-light, three-light and four-light wall/bath fixtures. A stylish and elegant addition to any room in the house. Zire is offered in a Brushed Oil Rubbed Bronze, Brushed Nickel or Chrome finish. | LINE VOLTAGE PENDANT | Zire | Pendants | Brushed Oil Rubbed Bronze | 778 | Steel | Clear Glass | D:5.875" H:10.25" |  |  | 1 Medium A19 8.5w |  | 1 | Yes | [14 empty] | 0 | [12 empty] | 45.98 | 91.96 | 137.94 | D:6'' H:10 7/8'' O:57 1/8'' | 3.78 | 6 |  |  | 10.875 | Screw Collar - Stem |  |  | 57.125 |  |  |  | No |  | No | [20 empty] | D:5'' H:7/8'' Round |  |  |  |  | 120 | Brown |  |  | Hardwired | 0 | 0 | 0 | 1 | 1 | 0 | 0 | 0 | 0 | 0 | 0 | 785652072253 | 14.5 | 8.75 | 8.5 | 4.8 | 0.624 | 125 | Yes | [9 empty] | cETL Damp | ZIRE 1L LED PEND-778 | One Light Pendant |  | 6590301EN7-778.jpg | 6590301EN7.jpg
6590301EN7-962 | One Light Pendant | Zire embodies simple clean lines in three finishes that strike a perfect balance of elegant yet minimalist design. Each of the lights sits on the round bottom rim, featuring an Edison-inspired design highlighted by a cylindrical glass shade. The assortment includes nine-light, five-light, and three-light chandeliers, a five light linear, one-light mini-pendant and one-light, two-light, three-light and four-light wall/bath fixtures. A stylish and elegant addition to any room in the house. Zire is offered in a Brushed Oil Rubbed Bronze, Brushed Nickel or Chrome finish. | LINE VOLTAGE PENDANT | Zire | Pendants | Brushed Nickel | 962 | Steel | Clear Glass | D:5.875" H:10.25" |  |  | 1 Medium A19 8.5w |  | 1 | Yes | [14 empty] | 0 | [12 empty] | 45.98 | 91.96 | 137.94 | D:6'' H:10 7/8'' O:57 1/8'' | 3.78 | 6 |  |  | 10.875 | Screw Collar - Stem |  |  | 57.125 |  |  |  | No |  | No | [20 empty] | D:5'' H:7/8'' Round |  |  |  |  | 120 | Clear Silver |  |  | Hardwired | 0 | 0 | 0 | 1 | 1 | 0 | 0 | 0 | 0 | 0 | 0 | 785652072260 | 14.5 | 8.75 | 8.625 | 4.8 | 0.633 | 125 | Yes | [9 empty] | cETL Damp | ZIRE 1L LED PEND-962 | One Light Pendant |  | 6590301EN7-962.jpg | 6590301EN7.jpg
6590501-848 | One Light Pendant |  | LINE VOLTAGE PENDANT | Clark | Pendants | Satin Bronze | 848 | Steel | White Linen Linen |  |  |  | 1 Medium A19 75w |  | 1 | No | [14 empty] | 0 | [12 empty] | 49.5 | 99 | 148.5 | D:9 3/4'' H:16 1/2'' |  | 9.75 |  |  | 16.5 | [7 empty] | No |  | No | [20 empty] | D:5'' H:1'' Round | [5 empty] | Clear Gold |  |  | Hardwired | 0 | 0 | 0 | 0 | 1 | 0 | 0 | 1 | 0 | 0 | 0 | 785652085390 | [16 empty] | cETL Damp | CLARK 1l PEND-848 | One Light Pendant |  | 6590501-848.jpg | 6590501.jpg
6590501-962 | One Light Pendant |  | LINE VOLTAGE PENDANT | Clark | Pendants | Brushed Nickel | 962 | Steel | White Linen Linen |  |  |  | 1 Medium A19 75w |  | 1 | No | [14 empty] | 0 | [12 empty] | 49.5 | 99 | 148.5 | D:9 3/4'' H:16 1/2'' |  | 9.75 |  |  | 16.5 | [7 empty] | No |  | No | [20 empty] | D:5'' H:1'' Round | [5 empty] | Clear Silver |  |  | Hardwired | 0 | 0 | 0 | 0 | 1 | 0 | 0 | 1 | 0 | 0 | 0 | 785652085406 | [16 empty] | cETL Damp | CLARK 1l PEND-962 | One Light Pendant |  | 6590501-962.jpg | 6590501.jpg
6592101-112 | One Light Cone Pendant |  | LINE VOLTAGE PENDANT | Kate | Pendants | Midnight Black | 112 | Steel | Clear Glass |  |  |  | 1 Medium A19 60w |  | 1 | No | [14 empty] | 0 | [12 empty] | 124.5 | 249 | 373.5 | D:16'' H:15'' |  | 16 |  |  | 15 | [7 empty] | No |  | No | [20 empty] | D:5'' H:1'' Round | [5 empty] | Black |  |  | Hardwired | 0 | 0 | 0 | 0 | 1 | 0 | 0 | 1 | 0 | 0 | 0 | 785652085765 | [16 empty] | cETL Damp | KATE 1L CONE PENDANT-112 | One Light Cone Pendant |  | 6592101-112.jpg | 6592101.jpg
6592101-848 | One Light Cone Pendant |  | LINE VOLTAGE PENDANT | Kate | Pendants | Satin Bronze | 848 | Steel | Clear Glass |  |  |  | 1 Medium A19 60w |  | 1 | No | [14 empty] | 0 | [12 empty] | 124.5 | 249 | 373.5 | D:16'' H:15'' |  | 16 |  |  | 15 | [7 empty] | No |  | No | [20 empty] | D:5'' H:1'' Round | [5 empty] | Clear Gold |  |  | Hardwired | 0 | 0 | 0 | 0 | 1 | 0 | 0 | 1 | 0 | 0 | 0 | 785652085772 | [16 empty] | cETL Damp | KATE 1L CONE PENDANT-848 | One Light Cone Pendant |  | 6592101-848.jpg | 6592101.jpg
6592101-962 | One Light Cone Pendant |  | LINE VOLTAGE PENDANT | Kate | Pendants | Brushed Nickel | 962 | Steel | Clear Glass |  |  |  | 1 Medium A19 60w |  | 1 | No | [14 empty] | 0 | [12 empty] | 124.5 | 249 | 373.5 | D:16'' H:15'' |  | 16 |  |  | 15 | [7 empty] | No |  | No | [20 empty] | D:5'' H:1'' Round | [5 empty] | Clear Silver |  |  | Hardwired | 0 | 0 | 0 | 0 | 1 | 0 | 0 | 1 | 0 | 0 | 0 | 785652085789 | [16 empty] | cETL Damp | KATE 1L CONE PENDANT-962 | One Light Cone Pendant |  | 6592101-962.jpg | 6592101.jpg
65940-782 | One Light Pendant | The Windgate lighting collection by Sea Gull Lighting is a sensibly, modernized and transitional selection of fixtures featuring clean lines and sophisticated Alabaster style glass. The collection works well with a variety of interiors, as it blends well into its surrounding decor. Offered in Brushed Nickel or Heirloom Bronze finishes, as well as a Chrome finish for the wall/bath fixtures only. The assortment includes five-light, and three-light chandeliers (either with up-light or down-light), pendants in four sizes, both flush and semi-flush ceiling fixtures, as well as one-light, two-light, three-light and four-light wall/bath fixtures. Both incandescent lamping and ENERGY STAR-qualified LED lamping are available. Most of these fixtures easily convert to LED by purchasing LED replacement lamps sold separately. | LINE VOLTAGE PENDANT | Windgate | Pendants | Heirloom Bronze | 782 | Steel | Alabaster Glass | D:13.1875" H:5.375" |  |  | 1 Medium A19 150w |  | 1 | No | [14 empty] | 0 | [12 empty] | 42.48 | 84.96 | 127.44 | D:13 1/4'' H:9'' O:47 1/4'' | 4.5 | 13.25 |  |  | 9 | Center Lock-Up |  |  | 47.25 |  |  |  | No |  | No | [20 empty] | D:5'' H:7/8'' Round |  |  |  |  | 72 | Brown | 36 |  | Hardwired | 0 | 0 | 0 | 0 | 1 | 0 | 0 | 1 | 1 | 0 | 0 | 785652020261 | 15.25 | 7.5 | 15.5 | 5.6 | 1.026 | 175 | Yes | [8 empty] | ETL Dry | cETL Dry | WINDGATE 1L PEND-782 | One Light Pendant |  | 65940-782.jpg | 65940.jpg
65940-962 | One Light Pendant | The Windgate lighting collection by Sea Gull Lighting is a sensibly, modernized and transitional selection of fixtures featuring clean lines and sophisticated Alabaster style glass. The collection works well with a variety of interiors, as it blends well into its surrounding decor. Offered in Brushed Nickel or Heirloom Bronze finishes, as well as a Chrome finish for the wall/bath fixtures only. The assortment includes five-light, and three-light chandeliers (either with up-light or down-light), pendants in four sizes, both flush and semi-flush ceiling fixtures, as well as one-light, two-light, three-light and four-light wall/bath fixtures. Both incandescent lamping and ENERGY STAR-qualified LED lamping are available. Most of these fixtures easily convert to LED by purchasing LED replacement lamps sold separately. | LINE VOLTAGE PENDANT | Windgate | Pendants | Brushed Nickel | 962 | Steel | Alabaster Glass | D:13.75" H:5.375" |  |  | 1 Medium A19 150w |  | 1 | No | [14 empty] | 0 | [12 empty] | 42.48 | 84.96 | 127.44 | D:13 1/4'' H:9'' O:47 1/4'' | 4.5 | 13.25 |  |  | 9 | Center Lock-Up |  |  | 47.25 |  |  |  | No |  | No | [20 empty] | D:5'' H:7/8'' Round |  |  |  |  | 72 | Clear Silver | 36 |  |  | 0 | 0 | 0 | 0 | 1 | 0 | 0 | 1 | 1 | 0 | 0 | 785652020278 | 15.25 | 7.5 | 15.5 | 5.6 | 1.026 | 175 | Yes | [8 empty] | ETL Dry | cETL Dry | WINDGATE 1L PEND-962 | One Light Pendant |  | 65940-962.jpg | 65940.jpg
65940EN3-782 | One Light Pendant | The Windgate lighting collection by Sea Gull Lighting is a sensibly, modernized and transitional selection of fixtures featuring clean lines and sophisticated Alabaster style glass. The collection works well with a variety of interiors, as it blends well into its surrounding decor. Offered in Brushed Nickel or Heirloom Bronze finishes, as well as a Chrome finish for the wall/bath fixtures only. The assortment includes five-light, and three-light chandeliers (either with up-light or down-light), pendants in four sizes, both flush and semi-flush ceiling fixtures, as well as one-light, two-light, three-light and four-light wall/bath fixtures. Both incandescent lamping and ENERGY STAR-qualified LED lamping are available. Most of these fixtures easily convert to LED by purchasing LED replacement lamps sold separately. | LINE VOLTAGE PENDANT | Windgate | Pendants | Heirloom Bronze | 782 | Steel | Alabaster Glass | D:13.1875" H:5.375" |  |  | 1 Medium A19 9.3w |  | 1 | Yes | [14 empty] | 0 | [12 empty] | 45.48 | 90.96 | 136.44 | D:13 1/4'' H:9'' O:47 1/4'' | 4.5 | 13.25 |  |  | 9 | Center Lock-Up |  |  | 47.25 |  |  |  | No |  | No | [20 empty] | D:5'' H:7/8'' Round |  |  |  |  | 72 | Brown | 36 |  | Hardwired | 0 | 0 | 0 | 1 | 1 | 0 | 0 | 0 | 1 | 0 | 0 | 785652047466 | 15.75 | 15.5 | 7.75 | 4.7 | 1.095 | 175 | Yes | [8 empty] | ETL Dry | cETL Dry | WINDGATE 1L PEND-782 | One Light Pendant |  | 65940EN3-782.jpg | 65940.jpg
65940EN3-962 | One Light Pendant | The Windgate lighting collection by Sea Gull Lighting is a sensibly, modernized and transitional selection of fixtures featuring clean lines and sophisticated Alabaster style glass. The collection works well with a variety of interiors, as it blends well into its surrounding decor. Offered in Brushed Nickel or Heirloom Bronze finishes, as well as a Chrome finish for the wall/bath fixtures only. The assortment includes five-light, and three-light chandeliers (either with up-light or down-light), pendants in four sizes, both flush and semi-flush ceiling fixtures, as well as one-light, two-light, three-light and four-light wall/bath fixtures. Both incandescent lamping and ENERGY STAR-qualified LED lamping are available. Most of these fixtures easily convert to LED by purchasing LED replacement lamps sold separately. | LINE VOLTAGE PENDANT | Windgate | Pendants | Brushed Nickel | 962 | Steel | Alabaster Glass | D:13.75" H:5.375" |  |  | 1 Medium A19 9.3w |  | 1 | Yes | [14 empty] | 0 | [12 empty] | 45.48 | 90.96 | 136.44 | D:13 1/4'' H:9'' O:47 1/4'' | 4.5 | 13.25 |  |  | 9 | Center Lock-Up |  |  | 47.25 |  |  |  | No |  | No | [20 empty] | D:5'' H:7/8'' Round |  |  |  |  | 72 | Clear Silver | 36 |  |  | 0 | 0 | 0 | 1 | 1 | 0 | 0 | 0 | 1 | 0 | 0 | 785652047473 | 15.75 | 15.5 | 7.75 | 4.7 | 1.095 | 175 | Yes | [8 empty] | ETL Dry | cETL Dry | WINDGATE 1L PEND-962 | One Light Pendant |  | 65940EN3-962.jpg | 65940.jpg
65941-782 | Two Light Pendant | The Windgate lighting collection by Sea Gull Lighting is a sensibly, modernized and transitional selection of fixtures featuring clean lines and sophisticated Alabaster style glass. The collection works well with a variety of interiors, as it blends well into its surrounding decor. Offered in Brushed Nickel or Heirloom Bronze finishes, as well as a Chrome finish for the wall/bath fixtures only. The assortment includes five-light, and three-light chandeliers (either with up-light or down-light), pendants in four sizes, both flush and semi-flush ceiling fixtures, as well as one-light, two-light, three-light and four-light wall/bath fixtures. Both incandescent lamping and ENERGY STAR-qualified LED lamping are available. Most of these fixtures easily convert to LED by purchasing LED replacement lamps sold separately. | LINE VOLTAGE PENDANT | Windgate | Pendants | Heirloom Bronze | 782 | Steel | Alabaster Glass | D:15.75" H:5.8125" |  |  | 2 Medium A19 100w |  | 2 | No | [14 empty] | 0 | [12 empty] | 59.98 | 119.96 | 179.94 | D:15 3/4'' H:20 3/4'' O:70 1/4'' | 6.9 | 15.75 |  |  | 20.75 | Center Lock-Up |  |  | 70.25 |  |  |  | No |  | No | [20 empty] | D:5'' H:7/8'' Round |  |  |  |  | 96 | Brown | 48 |  | Hardwired | 0 | 0 | 0 | 0 | 1 | 0 | 0 | 1 | 1 | 0 | 0 | 785652020285 | 19 | 8.25 | 18 | 8.6 | 1.633 | 175 | Yes | [8 empty] | ETL Dry | cETL Dry | WINDGATE 2L PEND-782 | Two Light Pendant |  | 65941-782.jpg | 65941.jpg
65941-962 | Two Light Pendant | The Windgate lighting collection by Sea Gull Lighting is a sensibly, modernized and transitional selection of fixtures featuring clean lines and sophisticated Alabaster style glass. The collection works well with a variety of interiors, as it blends well into its surrounding decor. Offered in Brushed Nickel or Heirloom Bronze finishes, as well as a Chrome finish for the wall/bath fixtures only. The assortment includes five-light, and three-light chandeliers (either with up-light or down-light), pendants in four sizes, both flush and semi-flush ceiling fixtures, as well as one-light, two-light, three-light and four-light wall/bath fixtures. Both incandescent lamping and ENERGY STAR-qualified LED lamping are available. Most of these fixtures easily convert to LED by purchasing LED replacement lamps sold separately. | LINE VOLTAGE PENDANT | Windgate | Pendants | Brushed Nickel | 962 | Steel | Alabaster Glass | D:15.75" H:5.8125" |  |  | 2 Medium A19 100w |  | 2 | No | [14 empty] | 0 | [12 empty] | 59.98 | 119.96 | 179.94 | D:15 3/4'' H:20 3/4'' O:70 1/4'' | 6.9 | 15.75 |  |  | 20.75 | Center Lock-Up |  |  | 70.25 |  |  |  | No |  | No | [20 empty] | D:5'' H:7/8'' Round |  |  |  |  | 96 | Clear Silver | 48 |  | Hardwired | 0 | 0 | 0 | 0 | 1 | 0 | 0 | 1 | 1 | 0 | 0 | 785652020292 | 19 | 8.25 | 18 | 8.6 | 1.633 | 175 | Yes | [8 empty] | ETL Dry | cETL Dry | WINDGATE 2L PEND-962 | Two Light Pendant |  | 65941-962.jpg | 65941.jpg
65941EN3-782 | Two Light Pendant | The Windgate lighting collection by Sea Gull Lighting is a sensibly, modernized and transitional selection of fixtures featuring clean lines and sophisticated Alabaster style glass. The collection works well with a variety of interiors, as it blends well into its surrounding decor. Offered in Brushed Nickel or Heirloom Bronze finishes, as well as a Chrome finish for the wall/bath fixtures only. The assortment includes five-light, and three-light chandeliers (either with up-light or down-light), pendants in four sizes, both flush and semi-flush ceiling fixtures, as well as one-light, two-light, three-light and four-light wall/bath fixtures. Both incandescent lamping and ENERGY STAR-qualified LED lamping are available. Most of these fixtures easily convert to LED by purchasing LED replacement lamps sold separately. | LINE VOLTAGE PENDANT | Windgate | Pendants | Heirloom Bronze | 782 | Steel | Alabaster Glass | D:15.75" H:5.8125" |  |  | 2 Medium A19 9.3w |  | 2 | Yes | [14 empty] | 0 | [12 empty] | 70.98 | 141.96 | 212.94 | D:15 3/4'' H:20 3/4'' O:70 1/4'' | 6.9 | 15.75 |  |  | 20.75 | Center Lock-Up |  |  | 70.25 |  |  |  | No |  | No | [20 empty] | D:5'' DP:7/8'' Round |  |  |  |  | 96 | Brown | 48 |  | Hardwired | 0 | 0 | 0 | 1 | 1 | 0 | 0 | 0 | 1 | 0 | 0 | 785652047541 | 19 | 8.25 | 18 | 8.6 | 1.633 | 175 | Yes | [8 empty] | ETL Dry | cETL Dry | WINDGATE 2L PEND-782 | Two Light Pendant |  | 65941EN3-782.jpg | 65941.jpg
65941EN3-962 | Two Light Pendant | The Windgate lighting collection by Sea Gull Lighting is a sensibly, modernized and transitional selection of fixtures featuring clean lines and sophisticated Alabaster style glass. The collection works well with a variety of interiors, as it blends well into its surrounding decor. Offered in Brushed Nickel or Heirloom Bronze finishes, as well as a Chrome finish for the wall/bath fixtures only. The assortment includes five-light, and three-light chandeliers (either with up-light or down-light), pendants in four sizes, both flush and semi-flush ceiling fixtures, as well as one-light, two-light, three-light and four-light wall/bath fixtures. Both incandescent lamping and ENERGY STAR-qualified LED lamping are available. Most of these fixtures easily convert to LED by purchasing LED replacement lamps sold separately. | LINE VOLTAGE PENDANT | Windgate | Pendants | Brushed Nickel | 962 | Steel | Alabaster Glass | D:15.75" H:5.8125" |  |  | 2 Medium A19 9.3w |  | 2 | Yes | [14 empty] | 0 | [12 empty] | 70.98 | 141.96 | 212.94 | D:15 3/4'' H:20 3/4'' O:70 1/4'' | 6.9 | 15.75 |  |  | 20.75 | Center Lock-Up |  |  | 70.25 |  |  |  | No |  | No | [20 empty] | D:5'' DP:7/8'' Round |  |  |  |  | 96 | Clear Silver | 48 |  | Hardwired | 0 | 0 | 0 | 1 | 1 | 0 | 0 | 0 | 1 | 0 | 0 | 785652047558 | 19 | 8.25 | 18 | 8.6 | 1.633 | 175 | Yes | [8 empty] | ETL Dry | cETL Dry | WINDGATE 2L PEND-962 | Two Light Pendant |  | 65941EN3-962.jpg | 65941.jpg
65942-782 | One Light Pendant | The Windgate lighting collection by Sea Gull Lighting is a sensibly, modernized and transitional selection of fixtures featuring clean lines and sophisticated Alabaster style glass. The collection works well with a variety of interiors, as it blends well into its surrounding decor. Offered in Brushed Nickel or Heirloom Bronze finishes, as well as a Chrome finish for the wall/bath fixtures only. The assortment includes five-light, and three-light chandeliers (either with up-light or down-light), pendants in four sizes, both flush and semi-flush ceiling fixtures, as well as one-light, two-light, three-light and four-light wall/bath fixtures. Both incandescent lamping and ENERGY STAR-qualified LED lamping are available. Most of these fixtures easily convert to LED by purchasing LED replacement lamps sold separately. | LINE VOLTAGE PENDANT | Windgate | Pendants | Heirloom Bronze | 782 | Steel | Alabaster Glass | D:15.75" H:5.8125" |  |  | 1 Medium A19 150w |  | 1 | No | [14 empty] | 0 | [12 empty] | 49.98 | 99.96 | 149.94 | D:15 3/4'' H:9 1/2'' O:59 1/2'' | 5.5 | 15.75 |  |  | 9.5 | Center Lock-Up |  |  | 59.5 |  |  |  | No |  | No | [20 empty] | D:5'' H:7/8'' Round |  |  |  |  | 96 | Brown | 48 |  | Hardwired | 0 | 0 | 0 | 0 | 1 | 0 | 0 | 1 | 1 | 0 | 0 | 785652026874 | 18 | 8.25 | 18 | 6.9 | 1.547 | 175 | Yes | [8 empty] | ETL Dry | cETL Dry | WINDGATE 1L PEND-782 | One Light Pendant |  | 65942-782.jpg | 65942.jpg
65942-962 | One Light Pendant | The Windgate lighting collection by Sea Gull Lighting is a sensibly, modernized and transitional selection of fixtures featuring clean lines and sophisticated Alabaster style glass. The collection works well with a variety of interiors, as it blends well into its surrounding decor. Offered in Brushed Nickel or Heirloom Bronze finishes, as well as a Chrome finish for the wall/bath fixtures only. The assortment includes five-light, and three-light chandeliers (either with up-light or down-light), pendants in four sizes, both flush and semi-flush ceiling fixtures, as well as one-light, two-light, three-light and four-light wall/bath fixtures. Both incandescent lamping and ENERGY STAR-qualified LED lamping are available. Most of these fixtures easily convert to LED by purchasing LED replacement lamps sold separately. | LINE VOLTAGE PENDANT | Windgate | Pendants | Brushed Nickel | 962 | Steel | Alabaster Glass | D:15.75" H:5.8125" |  |  | 1 Medium A19 150w |  | 1 | No | [14 empty] | 0 | [12 empty] | 49.98 | 99.96 | 149.94 | D:15 3/4'' H:9 1/2'' O:59 1/2'' | 5.5 | 15.75 |  |  | 9.5 | Center Lock-Up |  |  | 59.5 |  |  |  | No |  | No | [20 empty] | D:5'' H:7/8'' Round |  |  |  |  | 96 | Clear Silver | 48 |  | Hardwired | 0 | 0 | 0 | 0 | 1 | 0 | 0 | 1 | 1 | 0 | 0 | 785652026881 | 18 | 8.25 | 18 | 6.9 | 1.547 | 175 | Yes | [8 empty] | ETL Dry | cETL Dry | WINDGATE 1L PEND-962 | One Light Pendant |  | 65942-962.jpg | 65942.jpg
65942EN3-782 | One Light Pendant | The Windgate lighting collection by Sea Gull Lighting is a sensibly, modernized and transitional selection of fixtures featuring clean lines and sophisticated Alabaster style glass. The collection works well with a variety of interiors, as it blends well into its surrounding decor. Offered in Brushed Nickel or Heirloom Bronze finishes, as well as a Chrome finish for the wall/bath fixtures only. The assortment includes five-light, and three-light chandeliers (either with up-light or down-light), pendants in four sizes, both flush and semi-flush ceiling fixtures, as well as one-light, two-light, three-light and four-light wall/bath fixtures. Both incandescent lamping and ENERGY STAR-qualified LED lamping are available. Most of these fixtures easily convert to LED by purchasing LED replacement lamps sold separately. | LINE VOLTAGE PENDANT | Windgate | Pendants | Heirloom Bronze | 782 | Steel | Alabaster Glass | D:15.75" H:5.8125" |  |  | 1 Medium A19 9.3w |  | 1 | Yes | [14 empty] | 0 | [12 empty] | 54.48 | 108.96 | 163.44 | D:15 3/4'' H:9 1/2'' O:59 1/2'' | 5.5 | 15.75 |  |  | 9.5 | Center Lock-Up |  |  | 59.5 |  |  |  | No |  | No | [20 empty] | D:5'' H:7/8'' Round |  |  |  |  | 96 | Brown | 48 |  | Hardwired | 0 | 0 | 0 | 1 | 1 | 0 | 0 | 0 | 1 | 0 | 0 | 785652051159 | 18 | 8.25 | 18 | 6.9 | 1.547 | 175 | Yes | [8 empty] | ETL Dry | cETL Dry | WINDGATE 1L PEND-782 | One Light Pendant |  | 65942EN3-782.jpg | 65942.jpg
65942EN3-962 | One Light Pendant | The Windgate lighting collection by Sea Gull Lighting is a sensibly, modernized and transitional selection of fixtures featuring clean lines and sophisticated Alabaster style glass. The collection works well with a variety of interiors, as it blends well into its surrounding decor. Offered in Brushed Nickel or Heirloom Bronze finishes, as well as a Chrome finish for the wall/bath fixtures only. The assortment includes five-light, and three-light chandeliers (either with up-light or down-light), pendants in four sizes, both flush and semi-flush ceiling fixtures, as well as one-light, two-light, three-light and four-light wall/bath fixtures. Both incandescent lamping and ENERGY STAR-qualified LED lamping are available. Most of these fixtures easily convert to LED by purchasing LED replacement lamps sold separately. | LINE VOLTAGE PENDANT | Windgate | Pendants | Brushed Nickel | 962 | Steel | Alabaster Glass | D:15.75" H:5.8125" |  |  | 1 Medium A19 9.3w |  | 1 | Yes | [14 empty] | 0 | [12 empty] | 54.48 | 108.96 | 163.44 | D:15 3/4'' H:9 1/2'' O:59 1/2'' | 5.5 | 15.75 |  |  | 9.5 | Center Lock-Up |  |  | 59.5 |  |  |  | No |  | No | [20 empty] | D:5'' H:7/8'' Round |  |  |  |  | 96 | Clear Silver | 48 |  | Hardwired | 0 | 0 | 0 | 1 | 1 | 0 | 0 | 0 | 1 | 0 | 0 | 785652051166 | 18 | 8.25 | 18 | 6.9 | 1.547 | 175 | Yes | [8 empty] | ETL Dry | cETL Dry | WINDGATE 1L PEND-962 | One Light Pendant |  | 65942EN3-962.jpg | 65942.jpg
65952-962 | One Light Pendant | The Stirling lighting collection by Sea Gull Lighting, with its chic style and eclectic twist brings clean, modern lines to a traditional soul. The Beige Linen drum shades combined with a Burnt Sienna finish or White Linen drum shades combined with a Brushed Nickel finish are both eye-catching and inviting. For the wall/bath fixtures only, a Chrome finish coupled with Opal Etched glass shades is also available. The assortment includes nine-light, five-light and three-light chandeliers, pendants in six sizes, both flush and semi-flush ceiling fixtures, a one-light wall sconce, as well as one-light, two-light, three-light and four-light wall/bath fixtures. Most of these fixtures easily convert to LED by purchasing LED replacement lamps sold separately. | LINE VOLTAGE PENDANT | Stirling | Pendants | Brushed Nickel | 962 | Steel | White Linen Fabric | D:16" H:8.25" |  | Satin Etched Glass | 1 Medium A19 100w |  | 1 | No | [14 empty] | 0 | [12 empty] | 116.95 | 233.9 | 350.85 | D:16'' H:10 1/4'' O:57 1/4'' | 9.6 | 16 |  |  | 10.25 | Screw Collar - Stem |  |  | 57.25 |  |  |  | No |  | No | [20 empty] | D:5 1/2'' H:1 3/8'' Round |  |  |  |  | 120 |  |  |  | Hardwired | 0 | 0 | 0 | 0 | 1 | 0 | 0 | 1 | 0 | 0 | 0 | 785652027420 | 18 | 18 | 11.25 | 11.4 | 2.109 | 175 | Yes | [8 empty] | ETL Dry | cETL Dry | STIRLING 1L PEND-962 | One Light Pendant |  | 65952-962.jpg | 65952.jpg
65952EN3-962 | One Light Pendant | The Stirling lighting collection by Sea Gull Lighting, with its chic style and eclectic twist brings clean, modern lines to a traditional soul. The Beige Linen drum shades combined with a Burnt Sienna finish or White Linen drum shades combined with a Brushed Nickel finish are both eye-catching and inviting. For the wall/bath fixtures only, a Chrome finish coupled with Opal Etched glass shades is also available. The assortment includes nine-light, five-light and three-light chandeliers, pendants in six sizes, both flush and semi-flush ceiling fixtures, a one-light wall sconce, as well as one-light, two-light, three-light and four-light wall/bath fixtures. Most of these fixtures easily convert to LED by purchasing LED replacement lamps sold separately. | LINE VOLTAGE PENDANT | Stirling | Pendants | Brushed Nickel | 962 | Steel | White Linen Fabric | D:16" H:8.25" |  | Satin Etched Glass | 1 Medium A19 9.3w |  | 1 | Yes | [14 empty] | 0 | [12 empty] | 115.45 | 230.9 | 346.35 | D:16'' H:10 1/4'' O:57 1/4'' | 9.6 | 16 |  |  | 10.25 | Screw Collar - Stem |  |  | 57.25 |  |  |  | No |  | No | [20 empty] | D:5 1/2'' H:1 3/8'' Round |  |  |  |  | 120 | Clear Silver |  |  | Hardwired | 0 | 0 | 0 | 1 | 1 | 0 | 0 | 0 | 0 | 0 | 0 | 785652051180 | 18 | 18 | 11.25 | 11.4 | 2.109 | 175 | Yes | [8 empty] | ETL Dry | cETL Dry | STIRLING 1L PEND-962 | One Light Pendant |  | 65952EN3-962.jpg | 65952.jpg
65953-710 | Three Light Pendant | The Stirling lighting collection by Sea Gull Lighting, with its chic style and eclectic twist brings clean, modern lines to a traditional soul. The Beige Linen drum shades combined with a Burnt Sienna finish or White Linen drum shades combined with a Brushed Nickel finish are both eye-catching and inviting. For the wall/bath fixtures only, a Chrome finish coupled with Opal Etched glass shades is also available. The assortment includes nine-light, five-light and three-light chandeliers, pendants in six sizes, both flush and semi-flush ceiling fixtures, a one-light wall sconce, as well as one-light, two-light, three-light and four-light wall/bath fixtures. Most of these fixtures easily convert to LED by purchasing LED replacement lamps sold separately. | LINE VOLTAGE PENDANT | Stirling | Pendants | Burnt Sienna | 710 | Steel | Beige Linen Fabric | D:19" H:9.875" |  | Satin Etched Glass | 3 Medium A19 100w |  | 3 | No | [14 empty] | 0 | [12 empty] | 164.48 | 328.96 | 493.44 | D:19'' H:26 1/4'' O:148 1/2'' | 17 | 19 |  |  | 26.25 | Center Lock-Up |  |  | 148.5 |  |  |  | No |  | No | [20 empty] | D:5 1/2'' H:1 3/8'' Round |  |  |  |  | 144 | Brown | 120 |  | Hardwired | 0 | 0 | 0 | 0 | 1 | 0 | 0 | 1 | 1 | 0 | 0 | 785652182433 | 21.5 | 21.5 | 19.5 | 20.7 | 5.216 | 175 | Yes | [8 empty] | ETL Dry | cETL Dry | STIRLING 3L PEND-710 | Three Light Pendant |  | 65953-710.jpg | 65953.jpg
65953-962 | Three Light Pendant | The Stirling lighting collection by Sea Gull Lighting, with its chic style and eclectic twist brings clean, modern lines to a traditional soul. The Beige Linen drum shades combined with a Burnt Sienna finish or White Linen drum shades combined with a Brushed Nickel finish are both eye-catching and inviting. For the wall/bath fixtures only, a Chrome finish coupled with Opal Etched glass shades is also available. The assortment includes nine-light, five-light and three-light chandeliers, pendants in six sizes, both flush and semi-flush ceiling fixtures, a one-light wall sconce, as well as one-light, two-light, three-light and four-light wall/bath fixtures. Most of these fixtures easily convert to LED by purchasing LED replacement lamps sold separately. | LINE VOLTAGE PENDANT | Stirling | Pendants | Brushed Nickel | 962 | Steel | White Linen Fabric | D:19" H:9.875" |  | Satin Etched Glass | 3 Medium A19 100w |  | 3 | No | [14 empty] | 0 | [12 empty] | 164.48 | 328.96 | 493.44 | D:19'' H:26 1/4'' O:148 1/2'' | 17 | 19 |  |  | 26.25 | Center Lock-Up |  |  | 148.5 |  |  |  | No |  | No | [20 empty] | D:5 1/2'' H:1 3/8'' Round |  |  |  |  | 144 | Clear Silver | 120 |  |  | 0 | 0 | 0 | 0 | 1 | 0 | 0 | 1 | 1 | 0 | 0 | 785652027437 | 21.25 | 21.25 | 19.25 | 21.4 | 5.03 | 175 | Yes | [8 empty] | ETL Dry | cETL Dry | STIRLING 3L PEND-962 | Three Light Pendant |  | 65953-962.jpg | 65953.jpg
65953EN3-710 | Three Light Pendant | The Stirling lighting collection by Sea Gull Lighting, with its chic style and eclectic twist brings clean, modern lines to a traditional soul. The Beige Linen drum shades combined with a Burnt Sienna finish or White Linen drum shades combined with a Brushed Nickel finish are both eye-catching and inviting. For the wall/bath fixtures only, a Chrome finish coupled with Opal Etched glass shades is also available. The assortment includes nine-light, five-light and three-light chandeliers, pendants in six sizes, both flush and semi-flush ceiling fixtures, a one-light wall sconce, as well as one-light, two-light, three-light and four-light wall/bath fixtures. Most of these fixtures easily convert to LED by purchasing LED replacement lamps sold separately. | LINE VOLTAGE PENDANT | Stirling | Pendants | Burnt Sienna | 710 | Steel | Beige Linen Fabric | D:19" H:9.875" |  | Satin Etched Glass | 3 Medium A19 9.3w |  | 3 | Yes | [14 empty] | 0 | [12 empty] | 174.98 | 349.96 | 524.94 | D:19'' H:26 1/4'' O:148 1/2'' | 17 | 19 |  |  | 26.25 | Center Lock-Up |  |  | 148.5 |  |  |  | No |  | No | [20 empty] | D:5 1/2'' H:1 3/8'' Round |  |  |  |  | 144 | Brown | 120 |  | Hardwired | 0 | 0 | 0 | 1 | 1 | 0 | 0 | 0 | 1 | 0 | 0 | 785652051197 | 21.5 | 21.5 | 19.5 | 20.7 | 5.216 | 175 | Yes | [8 empty] | ETL Dry | cETL Dry | STIRLING 3L PEND-710 | Three Light Pendant |  | 65953EN3-710.jpg | 65953.jpg
65953EN3-962 | Three Light Pendant | The Stirling lighting collection by Sea Gull Lighting, with its chic style and eclectic twist brings clean, modern lines to a traditional soul. The Beige Linen drum shades combined with a Burnt Sienna finish or White Linen drum shades combined with a Brushed Nickel finish are both eye-catching and inviting. For the wall/bath fixtures only, a Chrome finish coupled with Opal Etched glass shades is also available. The assortment includes nine-light, five-light and three-light chandeliers, pendants in six sizes, both flush and semi-flush ceiling fixtures, a one-light wall sconce, as well as one-light, two-light, three-light and four-light wall/bath fixtures. Most of these fixtures easily convert to LED by purchasing LED replacement lamps sold separately. | LINE VOLTAGE PENDANT | Stirling | Pendants | Brushed Nickel | 962 | Steel | White Linen Fabric | D:19" H:9.875" |  | Satin Etched Glass | 3 Medium A19 9.3w |  | 3 | Yes | [14 empty] | 0 | [12 empty] | 174.98 | 349.96 | 524.94 | D:19'' H:26 1/4'' O:148 1/2'' | 17 | 19 |  |  | 26.25 | Center Lock-Up |  |  | 148.5 |  |  |  | No |  | No | [20 empty] | D:5 1/2'' H:1 3/8'' Round |  |  |  |  | 144 | Clear Silver | 120 |  |  | 0 | 0 | 0 | 1 | 1 | 0 | 0 | 0 | 1 | 0 | 0 | 785652051203 | 21.25 | 21.25 | 19.25 | 21.4 | 5.03 | 175 | Yes | [8 empty] | ETL Dry | cETL Dry | STIRLING 3L PEND-962 | Three Light Pendant |  | 65953EN3-962.jpg | 65953.jpg
6601801-04 | One Light Pendant | While hanging globes are one of lighting's hottest trends, Sea Gull's timeless Leo Collection has been around for 50 years! Constantly evolving with the times, these classic pendants are now offered with NEW Clear Seeded glass and in Satin Aluminum finish. Adjustable cloth cords allow for unlimited variations of hanging heights. All glass softly diffuse the light, each fixture comes with 54” of cuttable cord to customize the installation exactly to your needs. Easily convert every piece in the collection to LED by purchasing LED replacement lamps sold separately. All fixtures are qualified and California Title 24 compliant and damp rated for use in sheltered, damp environments like bathrooms, covered patios or porches. | LINE VOLTAGE PENDANT | Leo - Hanging Globe | Pendants | Satin Aluminum | 4 | Aluminum |  |  |  | Clear Seeded Glass | 1 Medium ST19 100w |  | 1 | No | [14 empty] | 0 | [12 empty] | 43.98 | 87.96 | 131.94 | D:10'' H:10 3/4'' O:58'' | 2.47 | 10 |  |  | 10.75 | Center Lock-Up |  |  | 58 |  |  |  | No |  | No | [20 empty] | D:5'' DP:1'' |  |  |  |  | 54 | Black |  |  | Hardwired | 0 | 0 | 0 | 0 | 1 | 0 | 0 | 1 | 0 | 0 | 0 | 785652057076 | 14 | 11.75 | 11.75 | 3.6 | 1.119 | 250 | Yes | [8 empty] | UL Damp | cUL Damp | HANGING GLOBE 1L PEND-04 | One Light Pendant |  | 6601801-04.png | 6601801.jpg
6601801-848 | One Light Pendant | While hanging globes are one of lighting's hottest trends, Sea Gull's timeless Leo Collection has been around for 50 years! Constantly evolving with the times, these classic pendants are now offered with NEW Clear Seeded glass and in Satin Aluminum finish. Adjustable cloth cords allow for unlimited variations of hanging heights. All glass softly diffuse the light, each fixture comes with 54” of cuttable cord to customize the installation exactly to your needs. Easily convert every piece in the collection to LED by purchasing LED replacement lamps sold separately. All fixtures are qualified and California Title 24 compliant and damp rated for use in sheltered, damp environments like bathrooms, covered patios or porches. | LINE VOLTAGE PENDANT | Leo - Hanging Globe | Pendants | Satin Bronze | 848 | Steel | Clear Seeded Glass | D:10" H:9.625" |  |  | 1 Medium ST19 100w |  | 1 | No | [14 empty] | 0 | [12 empty] | 43.98 | 87.96 | 131.94 | D:10'' H:10 3/4'' O:58'' | 2.47 | 10 |  |  | 10.75 | Center Lock-Up |  |  | 58 |  |  |  | No |  | No | [20 empty] | D:5'' DP:1'' |  |  |  |  | 54 | Black |  |  | Hardwired | 0 | 0 | 0 | 0 | 1 | 0 | 0 | 1 | 0 | 0 | 0 | 785652070860 | 14 | 12 | 11.58 | 3.4 | 1.126 | 250 | Yes | [8 empty] | UL Damp | cUL Damp | LEO H.G. 1L MD PEND-848 | One Light Pendant |  | 6601801-848.jpg | 6601801.jpg
6601801EN7-04 | One Light Pendant | While hanging globes are one of lighting's hottest trends, Sea Gull's timeless Leo Collection has been around for 50 years! Constantly evolving with the times, these classic pendants are now offered with NEW Clear Seeded glass and in Satin Aluminum finish. Adjustable cloth cords allow for unlimited variations of hanging heights. All glass softly diffuse the light, each fixture comes with 54” of cuttable cord to customize the installation exactly to your needs. Easily convert every piece in the collection to LED by purchasing LED replacement lamps sold separately. All fixtures are qualified and California Title 24 compliant and damp rated for use in sheltered, damp environments like bathrooms, covered patios or porches. | LINE VOLTAGE PENDANT | Leo - Hanging Globe | Pendants | Satin Aluminum | 4 | Aluminum |  |  |  | Clear Seeded Glass | 1 Medium A19 8.5w |  | 1 | Yes | [14 empty] | 0 | [12 empty] | 49.98 | 99.96 | 149.94 | D:10'' H:10 3/4'' O:58'' | 2.47 | 10 |  |  | 10.75 | Center Lock-Up |  |  | 58 |  |  |  | No |  | No | [20 empty] | D:5'' DP:1'' |  |  |  |  | 54 | Black |  |  | Hardwired | 0 | 0 | 0 | 1 | 1 | 0 | 0 | 0 | 0 | 0 | 0 | 785652069154 | 14 | 11.75 | 11.75 | 3.6 | 1.119 | 250 | Yes | [8 empty] | UL Damp | cUL Damp | LEO H.G. 1L LED PEND-04 | One Light Pendant |  | 6601801EN7-04.jpg | 6601801.jpg
6601801EN7-848 | One Light Pendant | While hanging globes are one of lighting's hottest trends, Sea Gull's timeless Leo Collection has been around for 50 years! Constantly evolving with the times, these classic pendants are now offered with NEW Clear Seeded glass and in Satin Aluminum finish. Adjustable cloth cords allow for unlimited variations of hanging heights. All glass softly diffuse the light, each fixture comes with 54” of cuttable cord to customize the installation exactly to your needs. Easily convert every piece in the collection to LED by purchasing LED replacement lamps sold separately. All fixtures are qualified and California Title 24 compliant and damp rated for use in sheltered, damp environments like bathrooms, covered patios or porches. | LINE VOLTAGE PENDANT | Leo - Hanging Globe | Pendants | Satin Bronze | 848 | Steel |  |  |  | Clear Seeded Glass | 1 Medium A19 8.5w |  | 1 | Yes | [14 empty] | 0 | [12 empty] | 49.98 | 99.96 | 149.94 | D:10'' H:10 3/4'' O:58'' | 2.47 | 10 |  |  | 10.75 | Center Lock-Up |  |  | 58 |  |  |  | No |  | No | [20 empty] | D:5'' DP:1'' |  |  |  |  | 54 | Black |  |  | Hardwired | 0 | 0 | 0 | 1 | 1 | 0 | 0 | 0 | 0 | 0 | 0 | 785652072468 | 14 | 12 | 11.58 | 3.4 | 1.126 | 250 | Yes | [8 empty] | UL Damp | cUL Damp | LEO H.G. 1L LED MD PEND-848 | One Light Pendant |  | 6601801EN7-848.jpg | 6601801.jpg
66060-782 | One Light Pendant | The Sussex lighting collection from Sea Gull Lighting is a perfect crossover from cottage style into urban chic. The Sussex collection's retro appeal softens and warms-up contemporary spaces, while retaining an up-to-date decor. Look to Sussex when balance and unity are required in your interior design. Offered in Brushed Nickel finish with Satin White glass or Heirloom Bronze with Satin Etched glass. For the wall/bath fixtures only, a Chrome finish coupled with Satin White glass is also available. The assortment includes nine-light, five-light and three-light chandeliers, pendants in six sizes, both flush and semi-flush ceiling fixtures, as well as one-light, two-light, three-light and four-light wall/bath fixtures. Both incandescent lamping and ENERGY STAR-qualified LED lamping are available. Most of these fixtures easily convert to LED by purchasing LED replacement lamps sold separately. | LINE VOLTAGE PENDANT | Sussex | Pendants | Heirloom Bronze | 782 | Steel | Satin Etched Glass | D:15.75" H:5.5" |  |  | 1 Medium A19 150w |  | 1 | No | [14 empty] | 0 | [12 empty] | 89.98 | 179.96 | 269.94 | D:15 3/4'' H:20'' O:144'' | 7.3 | 15.75 |  |  | 20 | Center Lock-Up |  |  | 144 |  |  |  | No |  | No | [20 empty] | D:6 3/4'' DP:3'' |  |  |  |  | 144 | Brown | 120 | N/A | Hardwired | 0 | 0 | 0 | 0 | 1 | 0 | 0 | 1 | 1 | 0 | 0 | 785652660689 | 18 | 18 | 7.5 | 9.1 | 1.406 | 125 | Yes | [8 empty] | ETL Dry | cETL Dry | SUSSEX 1L PEND-782 | One Light Pendant |  | 66060-782.jpg | 66060.jpg
66060-962 | One Light Pendant | The Sussex lighting collection from Sea Gull Lighting is a perfect crossover from cottage style into urban chic. The Sussex collection's retro appeal softens and warms-up contemporary spaces, while retaining an up-to-date decor. Look to Sussex when balance and unity are required in your interior design. Offered in Brushed Nickel finish with Satin White glass or Heirloom Bronze with Satin Etched glass. For the wall/bath fixtures only, a Chrome finish coupled with Satin White glass is also available. The assortment includes nine-light, five-light and three-light chandeliers, pendants in six sizes, both flush and semi-flush ceiling fixtures, as well as one-light, two-light, three-light and four-light wall/bath fixtures. Both incandescent lamping and ENERGY STAR-qualified LED lamping are available. Most of these fixtures easily convert to LED by purchasing LED replacement lamps sold separately. | LINE VOLTAGE PENDANT | Sussex | Pendants | Brushed Nickel | 962 | Steel | Satin White Glass | D:15.75" H:5.5" |  |  | 1 Medium A19 150w |  | 1 | No | [14 empty] | 0 | [12 empty] | 89.98 | 179.96 | 269.94 | D:15 3/4'' H:20'' O:144'' | 7.3 | 15.75 |  |  | 20 | Center Lock-Up |  |  | 144 |  |  |  | No |  | No | [20 empty] | D:6 3/4'' DP:3'' |  |  |  |  | 144 | Clear | 120 | N/A | Hardwired | 0 | 0 | 0 | 0 | 1 | 0 | 0 | 1 | 1 | 0 | 0 | 785652660603 | 18.75 | 18.5 | 9.25 | 9.45 | 1.857 | 175 | Yes | [8 empty] | ETL Dry | cETL Dry | SUSSEX 1L PEND-962 | One Light Pendant |  | 66060-962.jpg | 66060.jpg
66060EN3-782 | One Light Pendant | The Sussex lighting collection from Sea Gull Lighting is a perfect crossover from cottage style into urban chic. The Sussex collection's retro appeal softens and warms-up contemporary spaces, while retaining an up-to-date decor. Look to Sussex when balance and unity are required in your interior design. Offered in Brushed Nickel finish with Satin White glass or Heirloom Bronze with Satin Etched glass. For the wall/bath fixtures only, a Chrome finish coupled with Satin White glass is also available. The assortment includes nine-light, five-light and three-light chandeliers, pendants in six sizes, both flush and semi-flush ceiling fixtures, as well as one-light, two-light, three-light and four-light wall/bath fixtures. Both incandescent lamping and ENERGY STAR-qualified LED lamping are available. Most of these fixtures easily convert to LED by purchasing LED replacement lamps sold separately. | LINE VOLTAGE PENDANT | Sussex | Pendants | Heirloom Bronze | 782 | Steel | Satin Etched Glass | D:15.625" H:5.5" |  | Satin Etched Glass | 1 Medium A19 9.3w |  | 1 | Yes | [14 empty] | 0 | [12 empty] | 92.98 | 185.96 | 278.94 | D:15 3/4'' H:20'' O:144'' | 7.3 | 15.75 |  |  | 20 | Center Lock-Up |  |  | 144 |  |  |  | No |  | No | [20 empty] | D:6 5/8'' DP:3'' H:3'' |  |  |  |  | 144 | Brown | 120 | N/A | Hardwired | 0 | 0 | 0 | 1 | 1 | 0 | 0 | 0 | 1 | 0 | 0 | 785652047077 | 18.5 | 8 | 18.5 | 9.45 | 1.584 | 125 | Yes | [8 empty] | ETL Dry | cETL Dry | SUSSEX 1L PEND-782 | One Light Pendant |  | 66060EN3-782.jpg | 66060.jpg
66060EN3-962 | One Light Pendant | The Sussex lighting collection from Sea Gull Lighting is a perfect crossover from cottage style into urban chic. The Sussex collection's retro appeal softens and warms-up contemporary spaces, while retaining an up-to-date decor. Look to Sussex when balance and unity are required in your interior design. Offered in Brushed Nickel finish with Satin White glass or Heirloom Bronze with Satin Etched glass. For the wall/bath fixtures only, a Chrome finish coupled with Satin White glass is also available. The assortment includes nine-light, five-light and three-light chandeliers, pendants in six sizes, both flush and semi-flush ceiling fixtures, as well as one-light, two-light, three-light and four-light wall/bath fixtures. Both incandescent lamping and ENERGY STAR-qualified LED lamping are available. Most of these fixtures easily convert to LED by purchasing LED replacement lamps sold separately. | LINE VOLTAGE PENDANT | Sussex | Pendants | Brushed Nickel | 962 | Steel | Satin White Glass | D:15.75" H:5.5" |  | Satin Etched Glass | 1 Medium A19 9.3w |  | 1 | Yes | [14 empty] | 0 | [12 empty] | 92.98 | 185.96 | 278.94 | D:15 3/4'' H:20'' O:144'' | 7.3 | 15.75 |  |  | 20 | Center Lock-Up |  |  | 144 |  |  |  | No |  | No | [20 empty] | D:6 5/8'' DP:3'' |  |  |  |  | 144 | Clear | 120 | N/A | Hardwired | 0 | 0 | 0 | 1 | 1 | 0 | 0 | 0 | 1 | 0 | 0 | 785652047084 | 18.375 | 18 | 8.5 | 8.8 | 1.627 | 175 | Yes | [8 empty] | ETL Dry | cETL Dry | SUSSEX 1L PEND-962 | One Light Pendant |  | 66060EN3-962.jpg | 66060.jpg
66061-782 | Three Light Island Pendant | The Sussex lighting collection from Sea Gull Lighting is a perfect crossover from cottage style into urban chic. The Sussex collection's retro appeal softens and warms-up contemporary spaces, while retaining an up-to-date decor. Look to Sussex when balance and unity are required in your interior design. Offered in Brushed Nickel finish with Satin White glass or Heirloom Bronze with Satin Etched glass. For the wall/bath fixtures only, a Chrome finish coupled with Satin White glass is also available. The assortment includes nine-light, five-light and three-light chandeliers, pendants in six sizes, both flush and semi-flush ceiling fixtures, as well as one-light, two-light, three-light and four-light wall/bath fixtures. Both incandescent lamping and ENERGY STAR-qualified LED lamping are available. Most of these fixtures easily convert to LED by purchasing LED replacement lamps sold separately. | LINE VOLTAGE PENDANT | Sussex | Pendants | Heirloom Bronze | 782 | Steel | Satin Etched Glass | D:7.5" H:4.125" |  |  | 3 Medium A19 100w |  | 3 | No | [14 empty] | 0 | [12 empty] | 159.98 | 319.96 | 479.94 | L:26'' W:7 1/2'' H:18 1/4'' O:140 1/4'' | 11.1 |  | 26 | 7.5 | 18.25 | Center Lock-Up |  |  | 140.25 |  |  |  | No |  | No | [20 empty] | D:6 5/8'' H:3'' Round |  |  |  |  | 144 | Brown | 120 | N/A | Hardwired | 0 | 0 | 0 | 0 | 1 | 0 | 0 | 1 | 1 | 0 | 0 | 785652660672 | 23.5 | 17 | 7.5 | 13.9 | 1.734 | 100 | Yes | [8 empty] | ETL Dry | cETL Dry | SUSSEX 3L ISLAND-782 | Three Light Island Pendant |  | 66061-782.jpg | 66061.jpg
66061-962 | Three Light Island Pendant | The Sussex lighting collection from Sea Gull Lighting is a perfect crossover from cottage style into urban chic. The Sussex collection's retro appeal softens and warms-up contemporary spaces, while retaining an up-to-date decor. Look to Sussex when balance and unity are required in your interior design. Offered in Brushed Nickel finish with Satin White glass or Heirloom Bronze with Satin Etched glass. For the wall/bath fixtures only, a Chrome finish coupled with Satin White glass is also available. The assortment includes nine-light, five-light and three-light chandeliers, pendants in six sizes, both flush and semi-flush ceiling fixtures, as well as one-light, two-light, three-light and four-light wall/bath fixtures. Both incandescent lamping and ENERGY STAR-qualified LED lamping are available. Most of these fixtures easily convert to LED by purchasing LED replacement lamps sold separately. | LINE VOLTAGE PENDANT | Sussex | Pendants | Brushed Nickel | 962 | Steel | Satin White Glass | D:7.5" H:4.125" |  |  | 3 Medium A19 100w |  | 3 | No | [14 empty] | 0 | [12 empty] | 159.98 | 319.96 | 479.94 | L:26'' W:7 1/2'' H:18 1/4'' O:140 1/4'' | 11.1 |  | 26 | 7.5 | 18.25 | Center Lock-Up |  |  | 140.25 |  |  |  | No |  | No | [20 empty] | D:6 5/8'' H:3'' Round |  |  |  |  | 144 | Clear | 120 | N/A | Hardwired | 0 | 0 | 0 | 0 | 1 | 0 | 0 | 1 | 1 | 0 | 0 | 785652660610 | 23.5 | 17 | 7.5 | 13.9 | 1.734 | 100 | Yes | [8 empty] | ETL Dry | cETL Dry | SUSSEX 3L ISLAND-962 | Three Light Island Pendant |  | 66061-962.jpg | 66061.jpg
66061EN3-782 | Three Light Island Pendant | The Sussex lighting collection from Sea Gull Lighting is a perfect crossover from cottage style into urban chic. The Sussex collection's retro appeal softens and warms-up contemporary spaces, while retaining an up-to-date decor. Look to Sussex when balance and unity are required in your interior design. Offered in Brushed Nickel finish with Satin White glass or Heirloom Bronze with Satin Etched glass. For the wall/bath fixtures only, a Chrome finish coupled with Satin White glass is also available. The assortment includes nine-light, five-light and three-light chandeliers, pendants in six sizes, both flush and semi-flush ceiling fixtures, as well as one-light, two-light, three-light and four-light wall/bath fixtures. Both incandescent lamping and ENERGY STAR-qualified LED lamping are available. Most of these fixtures easily convert to LED by purchasing LED replacement lamps sold separately. | LINE VOLTAGE PENDANT | Sussex | Pendants | Heirloom Bronze | 782 | Steel | Satin Etched Glass | D:7.5" H:4.125" |  |  | 3 Medium A19 9.3w |  | 3 | Yes | [14 empty] | 0 | [12 empty] | 174.98 | 349.96 | 524.94 | L:26'' W:7 1/2'' H:18 1/4'' O:140 1/4'' | 11.1 |  | 26 | 7.5 | 18.25 | Center Lock-Up |  |  | 140.25 |  |  |  | No |  | No | [20 empty] | D:6 5/8'' H:3'' |  |  |  |  | 144 | Brown | 120 | N/A | Hardwired | 0 | 0 | 0 | 1 | 1 | 0 | 0 | 0 | 1 | 0 | 0 | 785652051210 | 23.5 | 17 | 7.5 | 13.9 | 1.734 | 100 | Yes | [8 empty] | ETL Dry | cETL Dry | SUSSEX 3L ISLAND-782 | Three Light Island Pendant |  | 66061EN3-782.jpg | 66061.jpg
66061EN3-962 | Three Light Island Pendant | The Sussex lighting collection from Sea Gull Lighting is a perfect crossover from cottage style into urban chic. The Sussex collection's retro appeal softens and warms-up contemporary spaces, while retaining an up-to-date decor. Look to Sussex when balance and unity are required in your interior design. Offered in Brushed Nickel finish with Satin White glass or Heirloom Bronze with Satin Etched glass. For the wall/bath fixtures only, a Chrome finish coupled with Satin White glass is also available. The assortment includes nine-light, five-light and three-light chandeliers, pendants in six sizes, both flush and semi-flush ceiling fixtures, as well as one-light, two-light, three-light and four-light wall/bath fixtures. Both incandescent lamping and ENERGY STAR-qualified LED lamping are available. Most of these fixtures easily convert to LED by purchasing LED replacement lamps sold separately. | LINE VOLTAGE PENDANT | Sussex | Pendants | Brushed Nickel | 962 | Steel | Satin White Glass | D:7.5" H:4.125" |  |  | 3 Medium A19 9.3w |  | 3 | Yes | [14 empty] | 0 | [12 empty] | 174.98 | 349.96 | 524.94 | L:26'' W:7 1/2'' H:18 1/4'' O:140 1/4'' | 11.1 |  | 26 | 7.5 | 18.25 | Center Lock-Up |  |  | 140.25 |  |  |  | No |  | No | [20 empty] | D:6 5/8'' H:3'' Round |  |  |  |  | 144 | Clear | 120 | N/A | Hardwired | 0 | 0 | 0 | 1 | 1 | 0 | 0 | 0 | 1 | 0 | 0 | 785652051227 | 23.5 | 17 | 7.5 | 13.9 | 1.734 | 100 | Yes | [8 empty] | ETL Dry | cETL Dry | SUSSEX 3L ISLAND-962 | Three Light Island Pendant |  | 66061EN3-962.jpg | 66061.jpg
66062-782 | Three Light Semi-Flush Convertible Pendant | The Sussex lighting collection from Sea Gull Lighting is a perfect crossover from cottage style into urban chic. The Sussex collection's retro appeal softens and warms-up contemporary spaces, while retaining an up-to-date decor. Look to Sussex when balance and unity are required in your interior design. Offered in Brushed Nickel finish with Satin White glass or Heirloom Bronze with Satin Etched glass. For the wall/bath fixtures only, a Chrome finish coupled with Satin White glass is also available. The assortment includes nine-light, five-light and three-light chandeliers, pendants in six sizes, both flush and semi-flush ceiling fixtures, as well as one-light, two-light, three-light and four-light wall/bath fixtures. Both incandescent lamping and ENERGY STAR-qualified LED lamping are available. Most of these fixtures easily convert to LED by purchasing LED replacement lamps sold separately. | LINE VOLTAGE PENDANT | Sussex | Ceiling Lights | Heirloom Bronze | 782 | Steel | Satin Etched Glass | D:12" H:4.5" |  |  | 3 Medium A19 100w |  | 3 | No | [14 empty] | 0 | [12 empty] | 133.48 | 266.96 | 400.44 | D:15 1/4'' H:16 3/4'' O:141'' | 7.2 | 15.25 |  |  | 16.75 | Cap Nuts |  | 15 | 141 |  |  |  | No |  | No | [20 empty] | D:6 5/8'' H:3'' |  |  |  |  | 144 | Brown | 120 | N/A | Hardwired | 0 | 0 | 0 | 0 | 1 | 0 | 0 | 1 | 1 | 0 | 0 | 785652660597 | 17 | 17 | 7.25 | 9.05 | 1.213 | 125 | Yes | [8 empty] | ETL Dry | cETL Dry | SUSSEX 3L CEILING-782 | Three Light Semi-Flush Convertible Pendant |  | 66062-782.jpg | 66062.jpg
66062-962 | Three Light Semi-Flush Convertible Pendant | The Sussex lighting collection from Sea Gull Lighting is a perfect crossover from cottage style into urban chic. The Sussex collection's retro appeal softens and warms-up contemporary spaces, while retaining an up-to-date decor. Look to Sussex when balance and unity are required in your interior design. Offered in Brushed Nickel finish with Satin White glass or Heirloom Bronze with Satin Etched glass. For the wall/bath fixtures only, a Chrome finish coupled with Satin White glass is also available. The assortment includes nine-light, five-light and three-light chandeliers, pendants in six sizes, both flush and semi-flush ceiling fixtures, as well as one-light, two-light, three-light and four-light wall/bath fixtures. Both incandescent lamping and ENERGY STAR-qualified LED lamping are available. Most of these fixtures easily convert to LED by purchasing LED replacement lamps sold separately. | LINE VOLTAGE PENDANT | Sussex | Ceiling Lights | Brushed Nickel | 962 | Steel | Satin White Glass | D:12" H:4.5" |  |  | 3 Medium A19 100w |  | 3 | No | [14 empty] | 0 | [12 empty] | 133.48 | 266.96 | 400.44 | D:15 1/4'' H:16 3/4'' O:141'' | 7.2 | 15.25 |  |  | 16.75 | Dual Mount |  | 15 | 141 |  |  |  | No |  | No | [20 empty] | D:6 5/8'' H:3'' |  |  |  |  | 144 | Clear | 120 | N/A | Hardwired | 0 | 0 | 0 | 0 | 1 | 0 | 0 | 1 | 1 | 0 | 0 | 785652660634 | 17 | 17 | 7.25 | 9.05 | 1.213 | 125 | Yes | [8 empty] | ETL Dry | cETL Dry | SUSSEX 3L CEILING-962 | Three Light Semi-Flush Convertible Pendant |  | 66062-962.jpg | 66062.jpg
66062EN3-782 | Three Light Semi-Flush Convertible Pendant | The Sussex lighting collection from Sea Gull Lighting is a perfect crossover from cottage style into urban chic. The Sussex collection's retro appeal softens and warms-up contemporary spaces, while retaining an up-to-date decor. Look to Sussex when balance and unity are required in your interior design. Offered in Brushed Nickel finish with Satin White glass or Heirloom Bronze with Satin Etched glass. For the wall/bath fixtures only, a Chrome finish coupled with Satin White glass is also available. The assortment includes nine-light, five-light and three-light chandeliers, pendants in six sizes, both flush and semi-flush ceiling fixtures, as well as one-light, two-light, three-light and four-light wall/bath fixtures. Both incandescent lamping and ENERGY STAR-qualified LED lamping are available. Most of these fixtures easily convert to LED by purchasing LED replacement lamps sold separately. | LINE VOLTAGE PENDANT | Sussex | Ceiling Lights | Heirloom Bronze | 782 | Steel | Satin Etched Glass | D:12" |  |  | 3 Medium A19 9.3w |  | 3 | Yes | [14 empty] | 0 | [12 empty] | 149.98 | 299.96 | 449.94 | D:15 1/4'' H:16 3/4'' O:140 7/8'' | 7.2 | 15.25 |  |  | 16.75 | Dual Mount |  | 15 | 140.875 |  |  |  | No |  | No | [20 empty] | D:6 5/8'' DP:3'' |  |  |  |  | 144 | Brown | 120 | N/A | Hardwired | 0 | 0 | 0 | 1 | 1 | 0 | 0 | 0 | 1 | 0 | 0 | 785652047183 | 17 | 17 | 7.25 | 9.05 | 1.213 | 125 | Yes | [8 empty] | ETL Dry | cETL Dry | SUSSEX 3L CEILING-782 | Three Light Semi-Flush Convertible Pendant |  | 66062EN3-782.jpg | 66062.jpg
66062EN3-962 | Three Light Semi-Flush Convertible Pendant | The Sussex lighting collection from Sea Gull Lighting is a perfect crossover from cottage style into urban chic. The Sussex collection's retro appeal softens and warms-up contemporary spaces, while retaining an up-to-date decor. Look to Sussex when balance and unity are required in your interior design. Offered in Brushed Nickel finish with Satin White glass or Heirloom Bronze with Satin Etched glass. For the wall/bath fixtures only, a Chrome finish coupled with Satin White glass is also available. The assortment includes nine-light, five-light and three-light chandeliers, pendants in six sizes, both flush and semi-flush ceiling fixtures, as well as one-light, two-light, three-light and four-light wall/bath fixtures. Both incandescent lamping and ENERGY STAR-qualified LED lamping are available. Most of these fixtures easily convert to LED by purchasing LED replacement lamps sold separately. | CEILING | Sussex | Ceiling Lights | Brushed Nickel | 962 | Steel | Satin White Glass | D:12" H:4.5" |  |  | 3 Medium A19 9.3w |  | 3 | Yes | [14 empty] | 0 | [12 empty] | 149.98 | 299.96 | 449.94 | D:15 1/4'' H:16 3/4'' O:141'' | 7.2 | 15.25 |  |  | 16.75 | Center Lock-Up |  | 15 | 141 |  |  |  | No |  | No | [20 empty] | D:6 5/8'' DP:3'' |  |  |  |  | 144 | Clear | 120 | N/A | Hardwired | 0 | 0 | 0 | 1 | 1 | 0 | 0 | 0 | 1 | 0 | 0 | 785652047190 | 17 | 17 | 7.25 | 9.05 | 1.213 | 125 | Yes | [8 empty] | ETL Dry | cETL Dry | SUSSEX 3L CEILING-962 | Three Light Semi-Flush Convertible Pendant |  | 66062EN3-962.jpg | 66062.jpg
6610403-715 | Three Light Pendant | Named after the Italian word for “sphere,” the transitional Sfera collection by Sea Gull Lighting features detailed center bands and rounded, sweeping curves -- rustic with a modern inspiration. Offered in Autumn Bronze finish with several glass options – extraordinary painted Mercury glass and Café Tint glass, as well as a Smoky Amber glass for wall/bath fixtures only. The assortment includes six-light and four-light chandeliers, pendants in three sizes, both flush and semi-flush ceiling fixtures, as well as two-light, three-light and four-light wall/bath fixtures. Both incandescent lamping and ENERGY STAR-qualified LED lamping are available. Most of these fixtures easily convert to LED by purchasing LED replacement lamps sold separately. | LINE VOLTAGE PENDANT | Sfera | Pendants | Autumn Bronze | 715 | Steel | Mercury Glass | D:18.25" H:9.25" | D:18.25" |  | 3 Medium A19 100w |  | 3 | No | [14 empty] | 0 | [12 empty] | 225.45 | 450.9 | 676.35 | D:18 1/2'' H:24 1/2'' O:164 1/2'' | 16.2 | 18.5 |  |  | 24.5 | Screw Collar - Chain |  |  | 164.5 |  |  |  | No |  | No | [20 empty] | D:5'' H:1 1/4'' Round |  |  |  |  | 168 | Brown | 144 |  | Hardwired | 0 | 0 | 0 | 0 | 1 | 0 | 0 | 1 | 1 | 0 | 0 | 785652240263 | 21 | 20 | 16.625 | 20.2 | 4.041 | 175 | Yes | [9 empty] | cETL Damp | SFERA 3L MERCURY PEND-715 | Three Light Pendant |  | 6610403-715.jpg | 6610403.jpg
6610403EN3-715 | Three Light Pendant | Named after the Italian word for “sphere,” the transitional Sfera collection by Sea Gull Lighting features detailed center bands and rounded, sweeping curves -- rustic with a modern inspiration. Offered in Autumn Bronze finish with several glass options – extraordinary painted Mercury glass and Café Tint glass, as well as a Smoky Amber glass for wall/bath fixtures only. The assortment includes six-light and four-light chandeliers, pendants in three sizes, both flush and semi-flush ceiling fixtures, as well as two-light, three-light and four-light wall/bath fixtures. Both incandescent lamping and ENERGY STAR-qualified LED lamping are available. Most of these fixtures easily convert to LED by purchasing LED replacement lamps sold separately. | LINE VOLTAGE PENDANT | Sfera | Pendants | Autumn Bronze | 715 | Steel | Mercury Glass | D:18.25" H:9.25" | D:18.25" |  | 3 Medium A19 9.3w |  | 3 | Yes | [14 empty] | 0 | [12 empty] | 234.95 | 469.9 | 704.85 | D:18 1/2'' H:24 1/2'' O:164 1/2'' | 16.2 | 18.5 |  |  | 24.5 | Screw Collar - Chain |  |  | 164.5 |  |  |  | No |  | No | [20 empty] | D:5'' H:1 1/4'' Round |  |  |  |  | 168 | Brown | 144 |  | Hardwired | 0 | 0 | 0 | 1 | 1 | 0 | 0 | 0 | 1 | 0 | 0 | 785652046940 | 21 | 20 | 16.7 | 20.2 | 4.059 | 175 | Yes | [9 empty] | cETL Damp | SFERA 3L MERCURY PEND-715 | Three Light Pendant |  | 6610403EN3-715.jpg | 6610403.jpg
6613003-845 | Three Light Pendant | The subtle details of the Parkfield lighting collection by Sea Gull Lighting make this transitional design perfect for a wide range of décor. The four-sided, glass shades and the supporting sockets feature a graduated step detail which gives each fixture a slightly more masculine and tailored look. Available in both a casual Flemish Bronze finish with Crème Parchment glass or the elegantly modern Brushed Nickel finish with Opal Etched glass, the full lighting collection offers a nine-light or five-light chandelier, a three-light down chandelier; a two-light semi-flush mount; a three-light up pendant; and one-light, two-light, three-light and four-light bath fixture (all of which can mount up or down). Incandescent and ENERGY STAR-qualified LED lamping are available. | LINE VOLTAGE PENDANT | Parkfield | Pendants | Flemish Bronze | 845 | Steel | Creme Parchment Glass Bowl | D:19" H:5.75" |  |  | 3 Medium A19 75w |  | 3 | No | [14 empty] | 0 | [12 empty] | 124.98 | 249.96 | 374.94 | D:19'' H:22 5/8'' O:60 1/2'' | 8.2 | 19 |  |  | 22.625 | Center Lock-Up |  |  | 60.5 |  |  |  | No |  | No | [20 empty] | D:5'' H:5/8'' Round |  |  |  |  | 72 | Brown | 36 |  | Hardwired | 0 | 0 | 0 | 0 | 1 | 0 | 0 | 1 | 1 | 0 | 0 | 785652259180 | 21.75 | 21.25 | 14.25 | 12.1 | 3.811 | 250 | Yes | [9 empty] | cETL Damp | PARKFIELD 3L PEND-845 | Three Light Pendant |  | 6613003-845.jpg | 6613003.jpg
6613003-962 | Three Light Pendant | The subtle details of the Parkfield lighting collection by Sea Gull Lighting make this transitional design perfect for a wide range of décor. The four-sided, glass shades and the supporting sockets feature a graduated step detail which gives each fixture a slightly more masculine and tailored look. Available in both a casual Flemish Bronze finish with Crème Parchment glass or the elegantly modern Brushed Nickel finish with Opal Etched glass, the full lighting collection offers a nine-light or five-light chandelier, a three-light down chandelier; a two-light semi-flush mount; a three-light up pendant; and one-light, two-light, three-light and four-light bath fixture (all of which can mount up or down). Incandescent and ENERGY STAR-qualified LED lamping are available. | LINE VOLTAGE PENDANT | Parkfield | Pendants | Brushed Nickel | 962 | Steel | Etched / White Inside Glass Bowl | D:19" H:5.75" |  |  | 3 Medium A19 75w |  | 3 | No | [14 empty] | 0 | [12 empty] | 124.98 | 249.96 | 374.94 | D:19'' H:22 5/8'' O:60 1/2'' | 8.2 | 19 |  |  | 22.625 | Center Lock-Up |  |  | 60.5 |  |  |  | No |  | No | [20 empty] | D:5'' H:5/8'' Round |  |  |  |  | 72 | Clear | 36 |  | Hardwired | 0 | 0 | 0 | 0 | 1 | 0 | 0 | 1 | 1 | 0 | 0 | 785652274893 | 21.5 | 21.5 | 14 | 12.8 | 3.745 | 250 | Yes | [9 empty] | cETL Damp | PARKFIELD 3L PEND-962 | Three Light Pendant |  | 6613003-962.jpg | 6613003.jpg
6613003EN3-845 | Three Light Pendant | The subtle details of the Parkfield lighting collection by Sea Gull Lighting make this transitional design perfect for a wide range of décor. The four-sided, glass shades and the supporting sockets feature a graduated step detail which gives each fixture a slightly more masculine and tailored look. Available in both a casual Flemish Bronze finish with Crème Parchment glass or the elegantly modern Brushed Nickel finish with Opal Etched glass, the full lighting collection offers a nine-light or five-light chandelier, a three-light down chandelier; a two-light semi-flush mount; a three-light up pendant; and one-light, two-light, three-light and four-light bath fixture (all of which can mount up or down). Incandescent and ENERGY STAR-qualified LED lamping are available. | LINE VOLTAGE PENDANT | Parkfield | Pendants | Flemish Bronze | 845 | Steel | Creme Parchment Glass Bowl | D:19" H:5.75" |  |  | 3 Medium A19 9.3w |  | 3 | Yes | [14 empty] | 0 | [12 empty] | 145.48 | 290.96 | 436.44 | D:19'' H:22 5/8'' O:60 1/2'' | 8.2 | 19 |  |  | 22.625 | Center Lock-Up |  |  | 60.5 |  |  |  | No |  | No | [20 empty] | D:5'' H:5/8'' Round |  |  |  |  | 72 | Brown | 36 |  | Hardwired | 0 | 0 | 0 | 1 | 1 | 0 | 0 | 0 | 1 | 0 | 0 | 785652051234 | 21.75 | 21.25 | 14.25 | 12.1 | 3.811 | 250 | Yes | [9 empty] | cETL Damp | PARKFIELD 3L PEND-845 | Three Light Pendant |  | 6613003EN3-845.jpg | 6613003.jpg
6613003EN3-962 | Three Light Pendant | The subtle details of the Parkfield lighting collection by Sea Gull Lighting make this transitional design perfect for a wide range of décor. The four-sided, glass shades and the supporting sockets feature a graduated step detail which gives each fixture a slightly more masculine and tailored look. Available in both a casual Flemish Bronze finish with Crème Parchment glass or the elegantly modern Brushed Nickel finish with Opal Etched glass, the full lighting collection offers a nine-light or five-light chandelier, a three-light down chandelier; a two-light semi-flush mount; a three-light up pendant; and one-light, two-light, three-light and four-light bath fixture (all of which can mount up or down). Incandescent and ENERGY STAR-qualified LED lamping are available. | LINE VOLTAGE PENDANT | Parkfield | Pendants | Brushed Nickel | 962 | Steel | Etched / White Inside Glass Bowl | D:19" H:5.75" |  |  | 3 Medium A19 9.3w |  | 3 | Yes | [14 empty] | 0 | [12 empty] | 145.48 | 290.96 | 436.44 | D:19'' H:22 5/8'' O:60 1/2'' | 8.2 | 19 |  |  | 22.625 | Center Lock-Up |  |  | 60.5 |  |  |  | No |  | No | [20 empty] | D:5'' H:5/8'' Round |  |  |  |  | 72 | Clear | 36 |  | Hardwired | 0 | 0 | 0 | 1 | 1 | 0 | 0 | 0 | 1 | 0 | 0 | 785652051241 | 21.5 | 21.5 | 14 | 12.8 | 3.745 | 250 | Yes | [9 empty] | cETL Damp | PARKFIELD 3L PEND-962 | Three Light Pendant |  | 6613003EN3-962.jpg | 6613003.jpg
6613203-715 | Three Light Pendant | The soft curves give the transitional Metcalf lighting collection by Sea Gull Lighting its clean, subtle look. The modern silhouette of the Satin Etched glass shades reinforces the easy and casual lines of this design. Equally at home in a contemporary, urban setting or a transitional décor in the suburbs, the full lighting collection is offered in Autumn Bronze and Brushed Nickel finishes and is comprised of nine-, five- and three-light chandeliers; one- and three-light pendants, mini pendant, two-light semi-flush mount; and one-, two-, three- and four-light bath fixtures. Incandescent and ENERGY STAR-qualified LED lamping are available; all fixtures are California Title 24 compliant. | LINE VOLTAGE PENDANT | Metcalf | Pendants | Autumn Bronze | 715 | Steel | Satin Etched Glass | D:22" H:5.5" |  |  | 3 Medium A19 75w |  | 3 | No | [14 empty] | 0 | [12 empty] | 149.98 | 299.96 | 449.94 | D:22'' H:24'' O:62'' | 9.5 | 22 |  |  | 24 | Center Lock-Up |  |  | 62 |  |  |  | No |  | No | [20 empty] | D:5 1/8'' H:1'' Round |  |  |  |  | 72 | Brown | 36 |  | Hardwired | 0 | 0 | 0 | 0 | 1 | 0 | 0 | 1 | 1 | 0 | 0 | 785652275203 | 25.25 | 25.25 | 9.5 | 14.5 | 3.505 | 175 | Yes | [9 empty] | cETL Damp | METCALF 3L PEND-715 | Three Light Pendant |  | 6613203-715.jpg | 6613203.jpg
6613203-962 | Three Light Pendant | The soft curves give the transitional Metcalf lighting collection by Sea Gull Lighting its clean, subtle look. The modern silhouette of the Satin Etched glass shades reinforces the easy and casual lines of this design. Equally at home in a contemporary, urban setting or a transitional décor in the suburbs, the full lighting collection is offered in Autumn Bronze and Brushed Nickel finishes and is comprised of nine-, five- and three-light chandeliers; one- and three-light pendants, mini pendant, two-light semi-flush mount; and one-, two-, three- and four-light bath fixtures. Incandescent and ENERGY STAR-qualified LED lamping are available; all fixtures are California Title 24 compliant. | LINE VOLTAGE PENDANT | Metcalf | Pendants | Brushed Nickel | 962 | Steel | Satin Etched Glass | D:22" H:5.5" |  |  | 3 Medium A19 75w |  | 3 | No | [14 empty] | 0 | [12 empty] | 149.98 | 299.96 | 449.94 | D:22'' H:24'' O:62'' | 9.5 | 22 |  |  | 24 | Center Lock-Up |  |  | 62 |  |  |  | No |  | No | [20 empty] | D:5 1/8'' H:1'' Round |  |  |  |  | 72 | Clear Silver | 36 |  | Hardwired | 0 | 0 | 0 | 0 | 1 | 0 | 0 | 1 | 1 | 0 | 0 | 785652275210 | 25.25 | 25.25 | 9.5 | 14.5 | 3.505 | 175 | Yes | [9 empty] | cETL Damp | METCALF 3L PEND-962 | Three Light Pendant |  | 6613203-962.jpg | 6613203.jpg
6613203EN3-715 | Three Light Pendant | The soft curves give the transitional Metcalf lighting collection by Sea Gull Lighting its clean, subtle look. The modern silhouette of the Satin Etched glass shades reinforces the easy and casual lines of this design. Equally at home in a contemporary, urban setting or a transitional décor in the suburbs, the full lighting collection is offered in Autumn Bronze and Brushed Nickel finishes and is comprised of nine-, five- and three-light chandeliers; one- and three-light pendants, mini pendant, two-light semi-flush mount; and one-, two-, three- and four-light bath fixtures. Incandescent and ENERGY STAR-qualified LED lamping are available; all fixtures are California Title 24 compliant. | LINE VOLTAGE PENDANT | Metcalf | Pendants | Autumn Bronze | 715 | Steel | Satin Etched Glass | D:22" H:5.5" |  |  | 3 Medium A19 9.3w |  | 3 | Yes | [14 empty] | 0 | [12 empty] | 169.98 | 339.96 | 509.94 | D:22'' H:24'' O:62'' | 9.5 | 22 |  |  | 24 | Center Lock-Up |  |  | 62 |  |  |  | No |  | No | [20 empty] | D:5 1/8'' H:1'' Round |  |  |  |  | 72 | Brown | 36 |  | Hardwired | 0 | 0 | 0 | 1 | 1 | 0 | 0 | 0 | 1 | 0 | 0 | 785652051258 | 25.25 | 25.25 | 9.5 | 14.5 | 3.505 | 175 | Yes | [9 empty] | cETL Damp | METCALF 3L PEND-715 | Three Light Pendant |  | 6613203EN3-715.jpg | 6613203.jpg
6613203EN3-962 | Three Light Pendant | The soft curves give the transitional Metcalf lighting collection by Sea Gull Lighting its clean, subtle look. The modern silhouette of the Satin Etched glass shades reinforces the easy and casual lines of this design. Equally at home in a contemporary, urban setting or a transitional décor in the suburbs, the full lighting collection is offered in Autumn Bronze and Brushed Nickel finishes and is comprised of nine-, five- and three-light chandeliers; one- and three-light pendants, mini pendant, two-light semi-flush mount; and one-, two-, three- and four-light bath fixtures. Incandescent and ENERGY STAR-qualified LED lamping are available; all fixtures are California Title 24 compliant. | LINE VOLTAGE PENDANT | Metcalf | Pendants | Brushed Nickel | 962 | Steel | Satin Etched Glass | D:22" H:5.5" |  |  | 3 Medium A19 9.3w |  | 3 | Yes | [14 empty] | 0 | [12 empty] | 169.98 | 339.96 | 509.94 | D:22'' H:24'' O:62'' | 9.5 | 22 |  |  | 24 | Center Lock-Up |  |  | 62 |  |  |  | No |  | No | [20 empty] | D:5 1/8'' H:1'' Round |  |  |  |  | 72 | Clear Silver | 36 |  | Hardwired | 0 | 0 | 0 | 1 | 1 | 0 | 0 | 0 | 1 | 0 | 0 | 785652051265 | 25.25 | 25.25 | 9.5 | 14.5 | 3.505 | 175 | Yes | [9 empty] | cETL Damp | METCALF 3L PEND-962 | Three Light Pendant |  | 6613203EN3-962.jpg | 6613203.jpg
6613304-846 | Four Light Island Pendant | Making a statement without overpowering the surrounding décor, the Dunning lighting collection by Sea Gull Lighting is a chic addition to a wide range of interiors. The bold design is inspired by farmhouse influences seen in the rustic rope detail highlighting the open, square frame which surrounds medium based lamps covered in Crème Parchment glass shades. The Dunning collection features a unique two-tone finish of Stardust on the overall metal structure, with the open frame in Cerused Oak finish. The full lighting collection features a three-light and five-light chandeliers; a one-light mini-pendant, a four-light island chandelier; a two-light flush mount; and one-light, two-light, three-light and four-light bath fixtures (all of which can mount up or down). Both incandescent lamping and ENERGY STAR-qualified LED lamping are available. | LINE VOLTAGE PENDANT | Dunning | Pendants | Stardust / Cerused Oak | 846 / 735 | Steel | Creme Parchment Glass | D:3.75" H:6.3125" |  |  | 4 Medium A19 100w |  | 4 | No | [14 empty] | 0 | [12 empty] | 219.98 | N/A | 659.94 | L:36'' W:11'' H:24 7/8'' O:62 1/8'' | 20 |  | 36 | 11 | 24.875 | Center Lock-Up |  |  | 62.125 |  |  |  | No |  | No | [20 empty] | DP:7/8'' W:4 1/4'' H:13 3/8'' Rectangular |  |  |  |  | 120 | Brown | 36 |  | Hardwired | 0 | 0 | 0 | 0 | 1 | 0 | 0 | 1 | 1 | 0 | 0 | 785652275869 | 38.75 | 15.5 | 13.5 | 24.7 | 4.692 | 175 | Yes | [9 empty] | cETL Damp | DUNNING 4L ISLAND-846 | Four Light Island Pendant |  | 6613304-846.jpg | 6613304.jpg
6613304EN3-846 | Four Light Island Pendant | Making a statement without overpowering the surrounding décor, the Dunning lighting collection by Sea Gull Lighting is a chic addition to a wide range of interiors. The bold design is inspired by farmhouse influences seen in the rustic rope detail highlighting the open, square frame which surrounds medium based lamps covered in Crème Parchment glass shades. The Dunning collection features a unique two-tone finish of Stardust on the overall metal structure, with the open frame in Cerused Oak finish. The full lighting collection features a three-light and five-light chandeliers; a one-light mini-pendant, a four-light island chandelier; a two-light flush mount; and one-light, two-light, three-light and four-light bath fixtures (all of which can mount up or down). Both incandescent lamping and ENERGY STAR-qualified LED lamping are available. | LINE VOLTAGE PENDANT | Dunning | Pendants | Stardust / Cerused Oak | 846 / 735 | Steel | Creme Parchment Glass | D:3.75" H:6.3125" |  |  | 4 Medium A19 9.3w |  | 4 | Yes | [14 empty] | 0 | [12 empty] | 238.98 | N/A | 716.94 | L:36'' W:11'' H:24 7/8'' O:62 1/8'' | 20 |  | 36 | 11 | 24.875 | Center Lock-Up |  |  | 62.125 |  |  |  | No |  | No | [20 empty] | DP:7/8'' W:4 1/4'' H:13 3/8'' Rectangular |  |  |  |  | 120 | Brown | 36 |  | Hardwired | 0 | 0 | 0 | 1 | 1 | 0 | 0 | 0 | 1 | 0 | 0 | 785652045554 | 38.75 | 15.5 | 13.5 | 24.7 | 4.692 | 175 | Yes | [9 empty] | cETL Damp | DUNNING 4L ISLAND-846 | Four Light Island Pendant |  | 6613304EN3-846.jpg | 6613304.jpg
6613705-778 | Five Light Island Pendant | Ellis Harper has an Arts and Crafts pedigree with a Modernist twist. The array of fixtures showcases Sea Gull's commitment to high style with robust construction and craftsmanship at an exceptional price. The subtle detail allows this transitional design to easily fit into any décor. The sleek, geometric arms and square Satin Etched glass shades add touches of elegance to its streamlined profile. The assortment includes: four- and eight-light chandeliers, a six-light linear, one-light mini-pendant, and one-, two-, three- and four-light bath fixtures. All fixtures are offered in either a Brushed Nickel or Brushed Oil Rubbed Bronze. | CHANDELIERS | Ellis Harper | Pendants | Brushed Oil Rubbed Bronze | 778 | Steel | Etched / White Inside Glass | L:5.75" W:5.75" H:5.5" |  |  | 5 Medium A19 75w |  | 5 | No | [14 empty] | 0 | [12 empty] | 149.98 | 299.96 | 449.94 | L:46 3/4'' W:5 3/4'' H:18'' O:62'' | 14.98 |  | 46.75 | 5.75 | 18 | Cap Nuts |  |  | 62 |  |  |  | No |  | No | [20 empty] | DP:4 3/4'' W:18'' H:3/4'' Rectangular |  |  |  |  | 120 | Brown |  |  | Hardwired | 0 | 0 | 0 | 0 | 1 | 0 | 0 | 1 | 0 | 0 | 0 | 785652069741 | 47 | 13.75 | 9 | 19 | 3.366 | 175 | Yes | [9 empty] | cETL Damp | ELLIS HARPER 5L ISLAND-778 | Five Light Island Pendant |  | 6613705-778.jpg | 6613705.jpg
6613705-962 | Five Light Island Pendant | Ellis Harper has an Arts and Crafts pedigree with a Modernist twist. The array of fixtures showcases Sea Gull's commitment to high style with robust construction and craftsmanship at an exceptional price. The subtle detail allows this transitional design to easily fit into any décor. The sleek, geometric arms and square Satin Etched glass shades add touches of elegance to its streamlined profile. The assortment includes: four- and eight-light chandeliers, a six-light linear, one-light mini-pendant, and one-, two-, three- and four-light bath fixtures. All fixtures are offered in either a Brushed Nickel or Brushed Oil Rubbed Bronze. | CHANDELIERS | Ellis Harper | Pendants | Brushed Nickel | 962 | Steel | Etched / White Inside Glass | L:5.75" W:5.75" H:5.5" |  |  | 5 Medium A19 75w |  | 5 | No | [14 empty] | 0 | [12 empty] | 149.98 | 299.96 | 449.94 | L:46 3/4'' W:5 3/4'' H:18'' O:62'' | 14.98 |  | 46.75 | 5.75 | 18 | Cap Nuts |  |  | 62 |  |  |  | No |  | No | [20 empty] | DP:4 3/4'' W:18'' H:3/4'' Rectangular |  |  |  |  | 120 | Clear Silver |  |  | Hardwired | 0 | 0 | 0 | 0 | 1 | 0 | 0 | 1 | 0 | 0 | 0 | 785652069758 | 47.25 | 13.75 | 9.25 | 19.5 | 3.478 | 175 | Yes | [9 empty] | cETL Damp | ELLIS HARPER 5L ISLAND-962 | Five Light Island Pendant |  | 6613705-962.jpg | 6613705.jpg
6613705EN3-778 | Five Light Island Pendant | Ellis Harper has an Arts and Crafts pedigree with a Modernist twist. The array of fixtures showcases Sea Gull's commitment to high style with robust construction and craftsmanship at an exceptional price. The subtle detail allows this transitional design to easily fit into any décor. The sleek, geometric arms and square Satin Etched glass shades add touches of elegance to its streamlined profile. The assortment includes: four- and eight-light chandeliers, a six-light linear, one-light mini-pendant, and one-, two-, three- and four-light bath fixtures. All fixtures are offered in either a Brushed Nickel or Brushed Oil Rubbed Bronze. | CHANDELIERS | Ellis Harper | Pendants | Brushed Oil Rubbed Bronze | 778 | Steel | Etched / White Inside Glass | L:5.75" W:5.75" H:5.5" |  |  | 5 Medium A19 9.3w |  | 5 | Yes | [14 empty] | 0 | [12 empty] | 174.98 | 349.96 | 524.94 | L:46 3/4'' W:5 3/4'' H:18'' O:62'' | 14.98 |  | 46.75 | 5.75 | 18 | Cap Nuts |  |  | 62 |  |  |  | No |  | No | [20 empty] | DP:4 3/4'' W:18'' H:3/4'' Rectangular |  |  |  |  | 120 | Brown |  |  | Hardwired | 0 | 0 | 0 | 1 | 1 | 0 | 0 | 0 | 0 | 0 | 0 | 785652071515 | 47 | 13.75 | 9 | 19 | 3.366 | 175 | Yes | [9 empty] | cETL Damp | ELLIS HARPR 5L LED ISLAND-778 | Five Light Island Pendant |  | 6613705EN3-778.jpg | 6613705EN3.jpg
6613705EN3-962 | Five Light Island Pendant | Ellis Harper has an Arts and Crafts pedigree with a Modernist twist. The array of fixtures showcases Sea Gull's commitment to high style with robust construction and craftsmanship at an exceptional price. The subtle detail allows this transitional design to easily fit into any décor. The sleek, geometric arms and square Satin Etched glass shades add touches of elegance to its streamlined profile. The assortment includes: four- and eight-light chandeliers, a six-light linear, one-light mini-pendant, and one-, two-, three- and four-light bath fixtures. All fixtures are offered in either a Brushed Nickel or Brushed Oil Rubbed Bronze. | CHANDELIERS | Ellis Harper | Pendants | Brushed Nickel | 962 | Steel | Etched / White Inside Glass | L:5.75" W:5.75" H:5.5" |  |  | 5 Medium A19 9.3w |  | 5 | Yes | [14 empty] | 0 | [12 empty] | 174.98 | 349.96 | 524.94 | L:46 3/4'' W:5 3/4'' H:18'' O:62'' | 14.98 |  | 46.75 | 5.75 | 18 | Cap Nuts |  |  | 62 |  |  |  | No |  | No | [20 empty] | DP:4 3/4'' W:18'' H:3/4'' Rectangular |  |  |  |  | 120 | Clear Silver |  |  | Hardwired | 0 | 0 | 0 | 1 | 1 | 0 | 0 | 0 | 0 | 0 | 0 | 785652071522 | 47.25 | 13.75 | 9.25 | 19.5 | 3.478 | 175 | Yes | [9 empty] | cETL Damp | ELLIS HARPR 5L LED ISLAND-962 | Five Light Island Pendant |  | 6613705EN3-962.jpg | 6613705EN3.jpg
6614501-782 | One Light Pendant | Influenced by the vintage industrial designs of early 20th Century America, the transitional Belton lighting collection by Sea Gull Lighting has Seeded glass shades that highlight the classic Edison bulbs. The rich Heirloom Bronze and Brushed Nickel finishes adds to the layer of retro design to the warm look. The assortment includes three- and five- down light chandeliers; five-light upright chandelier; a four-light island pendant; one-light pendant; one-light mini pendant; and one-, two-, three- and four-light bath fixtures. All fixtures are California Title 24 compliant and easily convert to LED by purchasing LED lamps sold separately. | LINE VOLTAGE PENDANT | Belton | Pendants | Heirloom Bronze | 782 | Steel | Clear Seeded Glass | D:12.625" H:8.375" |  |  | 1 Medium A19 100w |  | 1 | No | [14 empty] | 0 | [12 empty] | 122.98 | N/A | 368.94 | D:16'' H:12 3/4'' O:57 1/4'' | 6.4 | 16 |  |  | 12.75 | Center Lock-Up |  |  | 57.25 |  |  |  | No |  | No | [20 empty] | D:5'' H:3/4'' Round |  |  |  |  | 72 | Brown |  |  | Hardwired | 0 | 0 | 0 | 0 | 1 | 0 | 0 | 0 | 0 | 0 | 0 | 785652108785 | 19 | 13.5 | 19.5 | 9.6 | 2.895 | 250 | Yes | [9 empty] | cETL Dry | BELTON 1L PEND-782 | One Light Pendant |  | 6614501-782.jpg | 6614501.jpg
6614501-962 | One Light Pendant | Influenced by the vintage industrial designs of early 20th Century America, the transitional Belton lighting collection by Sea Gull Lighting has Seeded glass shades that highlight the classic Edison bulbs. The rich Heirloom Bronze and Brushed Nickel finishes adds to the layer of retro design to the warm look. The assortment includes three- and five- down light chandeliers; five-light upright chandelier; a four-light island pendant; one-light pendant; one-light mini pendant; and one-, two-, three- and four-light bath fixtures. All fixtures are California Title 24 compliant and easily convert to LED by purchasing LED lamps sold separately. | LINE VOLTAGE PENDANT | Belton | Pendants | Brushed Nickel | 962 | Steel | Clear Seeded Glass | D:12.625" H:8.375" |  |  | 1 Medium A19 100w |  | 1 | No | [14 empty] | 0 | [12 empty] | 122.98 | N/A | 368.94 | D:16'' H:12 3/4'' O:57 1/4'' | 6.4 | 16 |  |  | 12.75 | Center Lock-Up |  |  | 57.25 |  |  |  | No |  | No | [20 empty] | D:5'' H:3/4'' Round |  |  |  |  | 72 | Clear Silver |  |  | Hardwired | 0 | 0 | 0 | 0 | 1 | 0 | 0 | 0 | 0 | 0 | 0 | 785652003479 | 19 | 13.5 | 19.5 | 9.6 | 2.895 | 250 | Yes | [9 empty] | cETL Dry | BELTON 1L PEND-962 | One Light Pendant |  | 6614501-962.jpg | 6614501.jpg
6614504-782 | Four Light Island Pendant | Influenced by the vintage industrial designs of early 20th Century America, the transitional Belton lighting collection by Sea Gull Lighting has Seeded glass shades that highlight the classic Edison bulbs. The rich Heirloom Bronze and Brushed Nickel finishes adds to the layer of retro design to the warm look. The assortment includes three- and five- down light chandeliers; five-light upright chandelier; a four-light island pendant; one-light pendant; one-light mini pendant; and one-, two-, three- and four-light bath fixtures. All fixtures are California Title 24 compliant and easily convert to LED by purchasing LED lamps sold separately. | LINE VOLTAGE PENDANT | Belton | Pendants | Heirloom Bronze | 782 | Steel | Clear Seeded Glass | D:5.375" H:6.125" |  |  | 4 Medium A19 60w |  | 4 | No | [14 empty] | 0 | [12 empty] | 194.98 | N/A | 584.94 | L:40 3/4'' W:5 3/8'' H:14 7/8'' O:59 3/8'' | 10.4 |  | 40.75 | 5.375 | 14.875 | Center Lock-Up |  |  | 59.375 |  |  |  | No |  | No | [20 empty] | D:5'' H:3/4'' Round |  |  |  |  | 72 | Brown |  |  | Hardwired | 0 | 0 | 0 | 0 | 1 | 0 | 0 | 0 | 0 | 0 | 0 | 785652108792 | 43.5 | 8.25 | 16.5 | 13.8 | 3.427 | 175 | Yes | [9 empty] | cETL Dry | BELTON 4L ISLAND-782 | Four Light Island Pendant |  | 6614504-782.jpg | 6614504.jpg
6614504-962 | Four Light Island Pendant | Influenced by the vintage industrial designs of early 20th Century America, the transitional Belton lighting collection by Sea Gull Lighting has Seeded glass shades that highlight the classic Edison bulbs. The rich Heirloom Bronze and Brushed Nickel finishes adds to the layer of retro design to the warm look. The assortment includes three- and five- down light chandeliers; five-light upright chandelier; a four-light island pendant; one-light pendant; one-light mini pendant; and one-, two-, three- and four-light bath fixtures. All fixtures are California Title 24 compliant and easily convert to LED by purchasing LED lamps sold separately. | LINE VOLTAGE PENDANT | Belton | Pendants | Brushed Nickel | 962 | Steel | Clear Seeded Glass | D:5.375" H:6.125" |  |  | 4 Medium A19 60w |  | 4 | No | [14 empty] | 0 | [12 empty] | 182.48 | N/A | 547.44 | L:40 3/4'' W:5 3/8'' H:14 7/8'' O:59 3/8'' | 10.4 |  | 40.75 | 5.375 | 14.875 | Center Lock-Up |  |  | 59.375 |  |  |  | No |  | No | [20 empty] | D:5'' H:3/4'' Round |  |  |  |  | 72 | Clear Silver |  |  | Hardwired | 0 | 0 | 0 | 0 | 1 | 0 | 0 | 0 | 0 | 0 | 0 | 785652003486 | 44.75 | 12.25 | 18.75 | 16.2 | 5.948 | 250 | Yes | [9 empty] | cETL Dry | BELTON 4L ISLAND-962 | Four Light Island Pendant |  | 6614504-962.jpg | 6614504.jpg
6614504EN7-782 | Four Light Island Pendant | Influenced by the vintage industrial designs of early 20th Century America, the transitional Belton lighting collection by Sea Gull Lighting has Seeded glass shades that highlight the classic Edison bulbs. The rich Heirloom Bronze and Brushed Nickel finishes adds to the layer of retro design to the warm look. The assortment includes three- and five- down light chandeliers; five-light upright chandelier; a four-light island pendant; one-light pendant; one-light mini pendant; and one-, two-, three- and four-light bath fixtures. All fixtures are California Title 24 compliant and easily convert to LED by purchasing LED lamps sold separately. | LINE VOLTAGE PENDANT | Belton | Pendants | Heirloom Bronze | 782 | Steel | Clear Seeded Glass | D:5.375" H:6.125" |  |  | 4 Medium A19 8.5w |  | 4 | Yes | [14 empty] | 0 | [12 empty] | 224.98 | N/A | 674.94 | L:40 3/4'' W:5 3/8'' H:14 7/8'' O:59 3/8'' | 10.4 |  | 40.75 | 5.375 | 14.875 | Center Lock-Up |  |  | 59.375 |  |  |  | No |  | No | [20 empty] | D:5'' H:3/4'' Round |  |  |  |  | 72 | Brown |  |  | Hardwired | 0 | 0 | 0 | 1 | 1 | 0 | 0 | 0 | 0 | 0 | 0 | 785652069123 | 43.5 | 8.25 | 16.5 | 13.8 | 3.427 | 175 | Yes | [9 empty] | cETL Dry | BELTON 4L LED ISLAND-782 | Four Light Island Pendant |  | 6614504EN7-782.jpg | 6614504.jpg
6614504EN7-962 | Four Light Island Pendant | Influenced by the vintage industrial designs of early 20th Century America, the transitional Belton lighting collection by Sea Gull Lighting has Seeded glass shades that highlight the classic Edison bulbs. The rich Heirloom Bronze and Brushed Nickel finishes adds to the layer of retro design to the warm look. The assortment includes three- and five- down light chandeliers; five-light upright chandelier; a four-light island pendant; one-light pendant; one-light mini pendant; and one-, two-, three- and four-light bath fixtures. All fixtures are California Title 24 compliant and easily convert to LED by purchasing LED lamps sold separately. | LINE VOLTAGE PENDANT | Belton | Pendants | Brushed Nickel | 962 | Steel | Clear Seeded Glass | D:5.375" H:6.125" |  |  | 4 Medium A19 8.5w |  | 4 | Yes | [14 empty] | 0 | [12 empty] | 212.48 | N/A | 637.44 | L:40 3/4'' W:5 3/8'' H:14 7/8'' O:59 3/8'' | 10.4 |  | 40.75 | 5.375 | 14.875 | Center Lock-Up |  |  | 59.375 |  |  |  | No |  | No | [20 empty] | D:5'' H:3/4'' Round |  |  |  |  | 72 | Clear Silver |  |  | Hardwired | 0 | 0 | 0 | 1 | 1 | 0 | 0 | 0 | 0 | 0 | 0 | 785652069130 | 44.75 | 12.25 | 18.75 | 16.2 | 5.948 | 250 | Yes | [9 empty] | cETL Dry | BELTON 4L LED ISLAND-962 | Four Light Island Pendant |  | 6614504EN7-962.jpg | 6614504.jpg
6615008-05 | Eight Light Island Pendant | The transitional Perryton pendant light collection by Sea Gull Lighting is inspired by stately, carriage lanterns. The updated open frame is formed with sleek square steel tubing, and each pendant is a generously proportioned, minimalist silhouette completed in either textured Blacksmith or Heirloom Bronze finishes. Offered are small and large four-light hall/foyer pendants, an eight-light hall/foyer pendant and an eight-light island pendant. Incandescent candelabra base lamping. Damp rated, Perryton is also ideal as a focal point on a covered patio or porch. | LINE VOLTAGE PENDANT | Perryton | Pendants | Chrome | 5 | Steel |  |  |  |  | 8 Candelabra Torpedo 60w |  | 8 | No | [14 empty] | 0 | [12 empty] | 249.95 | 499.9 | 749.85 | L:40'' W:12'' H:16 3/4'' O:60 3/4'' | 15.9 |  | 40 | 12 | 16.75 | Single Cap Nut |  |  | 60.75 |  |  |  | No |  | No | [20 empty] | DP:3/4'' W:5 3/4'' H:24'' Rectangular |  |  |  |  | 120 | Clear Silver |  |  | Hardwired | 0 | 0 | 0 | 0 | 1 | 0 | 0 | 0 | 0 | 0 | 0 | 785652078385 | 42.75 | 15 | 20.75 | 19.9 | 7.7 | 250 | Yes | [9 empty] | cETL Damp | PERRYTON 8L ISLAND-05 | Eight Light Island Pendant |  | 6615008-05.jpg | 6615008.jpg
6615008-782 | Eight Light Island Pendant | The transitional Perryton pendant light collection by Sea Gull Lighting is inspired by stately, carriage lanterns. The updated open frame is formed with sleek square steel tubing, and each pendant is a generously proportioned, minimalist silhouette completed in either textured Blacksmith or Heirloom Bronze finishes. Offered are small and large four-light hall/foyer pendants, an eight-light hall/foyer pendant and an eight-light island pendant. Incandescent candelabra base lamping. Damp rated, Perryton is also ideal as a focal point on a covered patio or porch. | LINE VOLTAGE PENDANT | Perryton | Pendants | Heirloom Bronze | 782 | Steel |  |  |  |  | 8 Candelabra Torpedo 60w |  | 8 | No | [14 empty] | 0 | [12 empty] | 249.95 | N/A | 749.85 | L:40'' W:12'' H:16 3/4'' O:60 3/4'' | 15.9 |  | 40 | 12 | 16.75 | Single Cap Nut |  |  | 60.75 |  |  |  | No |  | No | [20 empty] | DP:3/4'' W:5 3/4'' H:24'' Rectangular |  |  |  |  | 120 | Brown |  |  | Hardwired | 0 | 0 | 0 | 0 | 1 | 0 | 0 | 0 | 0 | 0 | 0 | 785652059629 | 42.75 | 15 | 20.75 | 19.9 | 7.7 | 250 | Yes | [9 empty] | cETL Damp | PERRYTON 8L ISLAND-782 | Eight Light Island Pendant |  | 6615008-782.png | 6615008.jpg
6615008-839 | Eight Light Island Pendant | The transitional Perryton pendant light collection by Sea Gull Lighting is inspired by stately, carriage lanterns. The updated open frame is formed with sleek square steel tubing, and each pendant is a generously proportioned, minimalist silhouette completed in either textured Blacksmith or Heirloom Bronze finishes. Offered are small and large four-light hall/foyer pendants, an eight-light hall/foyer pendant and an eight-light island pendant. Incandescent candelabra base lamping. Damp rated, Perryton is also ideal as a focal point on a covered patio or porch. | LINE VOLTAGE PENDANT | Perryton | Pendants | Blacksmith | 839 | Steel |  |  |  |  | 8 Candelabra Torpedo 60w |  | 8 | No | [14 empty] | 0 | [12 empty] | 249.95 | N/A | 749.85 | L:40'' W:12'' H:16 3/4'' O:60 3/4'' | 15.9 |  | 40 | 12 | 16.75 | Single Cap Nut |  |  | 60.75 |  |  |  | No |  | No | [20 empty] | DP:3/4'' W:5 3/4'' H:24'' Rectangular |  |  |  |  | 120 | Black |  |  | Hardwired | 0 | 0 | 0 | 0 | 1 | 0 | 0 | 0 | 0 | 0 | 0 | 785652108365 | 42.75 | 15 | 20.75 | 19.9 | 7.7 | 250 | Yes | [9 empty] | cETL Damp | PERRYTON 8L ISLAND-839 | Eight Light Island Pendant |  | 6615008-839.png | 6615008.jpg
6615008-848 | Eight Light Island Pendant | The transitional Perryton pendant light collection by Sea Gull Lighting is inspired by stately, carriage lanterns. The updated open frame is formed with sleek square steel tubing, and each pendant is a generously proportioned, minimalist silhouette completed in either textured Blacksmith or Heirloom Bronze finishes. Offered are small and large four-light hall/foyer pendants, an eight-light hall/foyer pendant and an eight-light island pendant. Incandescent candelabra base lamping. Damp rated, Perryton is also ideal as a focal point on a covered patio or porch. | LINE VOLTAGE PENDANT | Perryton | Pendants | Satin Bronze | 848 | Steel |  |  |  |  | 8 Candelabra Torpedo 60w |  | 8 | No | [14 empty] | 0 | [12 empty] | 249.95 | 499.9 | 749.85 | L:40'' W:12'' H:16 3/4'' O:60 3/4'' | 15.9 |  | 40 | 12 | 16.75 | Single Cap Nut |  |  | 60.75 |  |  |  | No |  | No | [20 empty] | DP:3/4'' W:5 3/4'' H:24'' Rectangular |  |  |  |  | 120 | Clear Gold |  |  | Hardwired | 0 | 0 | 0 | 0 | 1 | 0 | 0 | 0 | 0 | 0 | 0 | 785652078392 | 45.25 | 17 | 22.75 | 24.7 | 10.128 | 250 | Yes | [9 empty] | cETL Damp | PERRYTON 8L ISLAND-848 | Eight Light Island Pendant |  | 6615008-848.jpg | 6615008.jpg
6615008EN-05 | Eight Light Island Pendant | The transitional Perryton pendant light collection by Sea Gull Lighting is inspired by stately, carriage lanterns. The updated open frame is formed with sleek square steel tubing, and each pendant is a generously proportioned, minimalist silhouette completed in either textured Blacksmith or Heirloom Bronze finishes. Offered are small and large four-light hall/foyer pendants, an eight-light hall/foyer pendant and an eight-light island pendant. Incandescent candelabra base lamping. Damp rated, Perryton is also ideal as a focal point on a covered patio or porch. | LINE VOLTAGE PENDANT | Perryton | Pendants | Chrome | 5 | Steel |  |  |  |  | 8 Candelabra Torpedo 3.5w |  | 8 | Yes | [14 empty] | 0 | [12 empty] | 293.45 | 586.9 | 880.35 | L:40'' W:12'' H:16 3/4'' O:60 3/4'' | 15.9 |  | 40 | 12 | 16.75 | Single Cap Nut |  |  | 60.75 |  |  |  | No |  | No | [20 empty] | DP:3/4'' W:5 3/4'' H:24'' Rectangular |  |  |  |  | 120 | Clear Silver |  |  | Hardwired | 0 | 0 | 0 | 1 | 1 | 0 | 0 | 0 | 0 | 0 | 0 | 785652082740 | 42.75 | 15 | 20.75 | 19.9 | 7.7 | 250 | Yes | [9 empty] | cETL Damp | PERRYTON 8L ISLAND-05 | Eight Light Island Pendant |  | 6615008EN-05.jpg | 6615008EN.jpg
6615008EN-782 | Eight Light Island Pendant | The transitional Perryton pendant light collection by Sea Gull Lighting is inspired by stately, carriage lanterns. The updated open frame is formed with sleek square steel tubing, and each pendant is a generously proportioned, minimalist silhouette completed in either textured Blacksmith or Heirloom Bronze finishes. Offered are small and large four-light hall/foyer pendants, an eight-light hall/foyer pendant and an eight-light island pendant. Incandescent candelabra base lamping. Damp rated, Perryton is also ideal as a focal point on a covered patio or porch. | LINE VOLTAGE PENDANT | Perryton | Pendants | Heirloom Bronze | 782 | Steel |  |  |  |  | 8 Candelabra Torpedo 3.5w |  | 8 | Yes | [14 empty] | 0 | [12 empty] | 299.98 | N/A | 899.94 | L:40'' W:12'' H:16 3/4'' O:60 3/4'' | 15.9 |  | 40 | 12 | 16.75 | Single Cap Nut |  |  | 60.75 |  |  |  | No |  | No | [20 empty] | DP:3/4'' W:5 3/4'' H:24'' Rectangular |  |  |  |  | 120 | Brown |  |  | Hardwired | 0 | 0 | 0 | 1 | 1 | 0 | 0 | 0 | 0 | 0 | 0 | 785652060168 | 42.75 | 15 | 20.75 | 19.9 | 7.7 | 250 | Yes | [9 empty] | cETL Damp | PERRYTON 8L ISLAND-782 | Eight Light Island Pendant |  | 6615008EN-782_PB | 6615008EN.jpg
6615008EN-839 | Eight Light Island Pendant | The transitional Perryton pendant light collection by Sea Gull Lighting is inspired by stately, carriage lanterns. The updated open frame is formed with sleek square steel tubing, and each pendant is a generously proportioned, minimalist silhouette completed in either textured Blacksmith or Heirloom Bronze finishes. Offered are small and large four-light hall/foyer pendants, an eight-light hall/foyer pendant and an eight-light island pendant. Incandescent candelabra base lamping. Damp rated, Perryton is also ideal as a focal point on a covered patio or porch. | LINE VOLTAGE PENDANT | Perryton | Pendants | Blacksmith | 839 | Steel |  |  |  |  | 8 Candelabra Torpedo 3.5w |  | 8 | Yes | [14 empty] | 0 | [12 empty] | 299.98 | N/A | 899.94 | L:40'' W:12'' H:16 3/4'' O:60 3/4'' | 15.9 |  | 40 | 12 | 16.75 | Single Cap Nut |  |  | 60.75 |  |  |  | No |  | No | [20 empty] | DP:3/4'' W:5 3/4'' H:24'' Rectangular |  |  |  |  | 120 | Black |  |  | Hardwired | 0 | 0 | 0 | 1 | 1 | 0 | 0 | 0 | 0 | 0 | 0 | 785652031588 | 42.75 | 15 | 20.75 | 19.9 | 7.7 | 250 | Yes | [9 empty] | cETL Damp | PERRYTON 8L ISLAND-839 | Eight Light Island Pendant |  | 6615008EN-839.jpg | 6615008.jpg
6615008EN-848 | Eight Light Island Pendant | The transitional Perryton pendant light collection by Sea Gull Lighting is inspired by stately, carriage lanterns. The updated open frame is formed with sleek square steel tubing, and each pendant is a generously proportioned, minimalist silhouette completed in either textured Blacksmith or Heirloom Bronze finishes. Offered are small and large four-light hall/foyer pendants, an eight-light hall/foyer pendant and an eight-light island pendant. Incandescent candelabra base lamping. Damp rated, Perryton is also ideal as a focal point on a covered patio or porch. | LINE VOLTAGE PENDANT | Perryton | Pendants | Satin Bronze | 848 | Steel |  |  |  |  | 8 Candelabra Torpedo 3.5w |  | 8 | Yes | [14 empty] | 0 | [12 empty] | 293.45 | 586.9 | 880.35 | L:40'' W:12'' H:16 3/4'' O:60 3/4'' | 15.9 |  | 40 | 12 | 16.75 | Single Cap Nut |  |  | 60.75 |  |  |  | No |  | No | [20 empty] | DP:3/4'' W:5 3/4'' H:24'' Rectangular |  |  |  |  | 120 | Clear Gold |  |  | Hardwired | 0 | 0 | 0 | 1 | 1 | 0 | 0 | 0 | 0 | 0 | 0 | 785652082757 | 42.75 | 15 | 20.75 | 19.9 | 7.7 | 250 | Yes | [9 empty] | cETL Damp | PERRYTON 8L ISLAND-848 | Eight Light Island Pendant |  | 6615008EN-848.jpg | 6615008EN.jpg
6615203-05 | Three Light Pendant | With a simple, airy appearance, the Kerrville lighting collection by Sea Gull Lighting embraces its modern design roots while enhancing virtually any home’s decor. Tubular steel arms extend outward and curve to present beautiful tapered, Satin Etched glass shades. The collection has a Brushed Nickel, Burnt Sienna or Chrome finish and offers three-, five- and nine-light chandeliers, a one-light mini pendant, one- and three-light pendants, a two-light semi-flush mount which can convert to a pendant, and one-, two-, three- and four-light bath fixtures. Incandescent and ENERGY STAR-qualified LED lamping are available; all fixtures are California Title 24 compliant. | LINE VOLTAGE PENDANT | Kerrville | Pendants | Chrome | 5 | Steel | Satin Etched Glass | D:18.875" H:5.375" |  |  | 3 Medium A19 100w |  | 3 | No | [14 empty] | 0 | [12 empty] | 99.95 | 199.9 | 299.85 | D:19 1/4'' H:18 3/8'' O:56 1/8'' | 10.1 | 19.25 |  |  | 18.375 | Center Lock-Up |  |  | 56.125 |  |  |  | No |  | No | [20 empty] | D:5'' H:3/4'' Round |  |  |  |  | 72 | Clear Silver | 36 |  | Hardwired | 0 | 0 | 0 | 0 | 1 | 0 | 0 | 1 | 1 | 0 | 0 | 785652059575 | 22.25 | 22.25 | 8.75 | 12.1 | 2.507 | 175 | Yes | [9 empty] | cETL Damp | KERRVILLE 3L PEND-05 | Three Light Pendant |  | 6615203-05.png | 6615203.jpg
6615203-782 | Three Light Pendant | With a simple, airy appearance, the Kerrville lighting collection by Sea Gull Lighting embraces its modern design roots while enhancing virtually any home’s decor. Tubular steel arms extend outward and curve to present beautiful tapered, Satin Etched glass shades. The collection has a Brushed Nickel, Burnt Sienna or Chrome finish and offers three-, five- and nine-light chandeliers, a one-light mini pendant, one- and three-light pendants, a two-light semi-flush mount which can convert to a pendant, and one-, two-, three- and four-light bath fixtures. Incandescent and ENERGY STAR-qualified LED lamping are available; all fixtures are California Title 24 compliant. | LINE VOLTAGE PENDANT | Kerrville | Pendants | Heirloom Bronze | 782 | Steel | Satin Etched Glass | D:18.875" H:5.375" |  |  | 3 Medium A19 100w |  | 3 | No | [14 empty] | 0 | [12 empty] | 99.95 | 199.9 | 299.85 | D:19 1/4'' H:18 3/8'' O:56 1/8'' | 10.1 | 19.25 |  |  | 18.375 | Center Lock-Up |  |  | 56.125 |  |  |  | No |  | No | [20 empty] | D:5'' H:3/4'' Round |  |  |  |  | 72 | Brown | 36 |  | Hardwired | 0 | 0 | 0 | 0 | 1 | 0 | 0 | 1 | 1 | 0 | 0 | 785652111761 | 22.75 | 8.5 | 22.5 | 12.6 | 2.518 | 175 | Yes | [9 empty] | cETL Damp | KERRVILLE 3L PEND-782 | Three Light Pendant |  | 6615203-782.jpg | 6615203.jpg
6615203-962 | Three Light Pendant | With a simple, airy appearance, the Kerrville lighting collection by Sea Gull Lighting embraces its modern design roots while enhancing virtually any home’s decor. Tubular steel arms extend outward and curve to present beautiful tapered, Satin Etched glass shades. The collection has a Brushed Nickel, Burnt Sienna or Chrome finish and offers three-, five- and nine-light chandeliers, a one-light mini pendant, one- and three-light pendants, a two-light semi-flush mount which can convert to a pendant, and one-, two-, three- and four-light bath fixtures. Incandescent and ENERGY STAR-qualified LED lamping are available; all fixtures are California Title 24 compliant. | LINE VOLTAGE PENDANT | Kerrville | Pendants | Brushed Nickel | 962 | Steel | Satin Etched Glass | D:18.875" H:5.375" |  |  | 3 Medium A19 100w |  | 3 | No | [14 empty] | 0 | [12 empty] | 99.95 | 199.9 | 299.85 | D:19 1/4'' H:18 3/8'' O:56 1/8'' | 10.1 | 19.25 |  |  | 18.375 | Center Lock-Up |  |  | 56.125 |  |  |  | No |  | No | [20 empty] | D:5'' H:3/4'' Round |  |  |  |  | 72 | Clear Silver | 36 |  | Hardwired | 0 | 0 | 0 | 0 | 1 | 0 | 0 | 1 | 1 | 0 | 0 | 785652111778 | 22.5 | 8.5 | 22.75 | 12.6 | 2.518 | 175 | Yes | [9 empty] | cETL Damp | KERRVILLE 3L PEND-962 | Three Light Pendant |  | 6615203-962.jpg | 6615203.jpg
6615203EN3-05 | Three Light Pendant | With a simple, airy appearance, the Kerrville lighting collection by Sea Gull Lighting embraces its modern design roots while enhancing virtually any home’s decor. Tubular steel arms extend outward and curve to present beautiful tapered, Satin Etched glass shades. The collection has a Brushed Nickel, Burnt Sienna or Chrome finish and offers three-, five- and nine-light chandeliers, a one-light mini pendant, one- and three-light pendants, a two-light semi-flush mount which can convert to a pendant, and one-, two-, three- and four-light bath fixtures. Incandescent and ENERGY STAR-qualified LED lamping are available; all fixtures are California Title 24 compliant. | LINE VOLTAGE PENDANT | Kerrville | Pendants | Chrome | 5 | Steel | Satin Etched Glass | D:18.875" H:5.375" |  |  | 3 Medium A19 9.3w |  | 3 | Yes | [14 empty] | 0 | [12 empty] | 119.98 | 239.96 | 359.94 | D:19 1/4'' H:18 3/8'' O:56 1/8'' | 10.1 | 19.25 |  |  | 18.375 | Center Lock-Up |  |  | 56.125 |  |  |  | No |  | No | [20 empty] | D:5'' H:3/4'' Round |  |  |  |  | 72 | Clear Silver | 36 |  | Hardwired | 0 | 0 | 0 | 1 | 1 | 0 | 0 | 0 | 1 | 0 | 0 | 785652060113 | 22.75 | 8.5 | 22.5 | 12.6 | 2.518 | 175 | Yes | [9 empty] | cETL Damp | KERRVILLE 3L PEND-05 | Three Light Pendant |  | 6615203EN3-05.png | 6615203EN3.jpg
6615203EN3-782 | Three Light Pendant | With a simple, airy appearance, the Kerrville lighting collection by Sea Gull Lighting embraces its modern design roots while enhancing virtually any home’s decor. Tubular steel arms extend outward and curve to present beautiful tapered, Satin Etched glass shades. The collection has a Brushed Nickel, Burnt Sienna or Chrome finish and offers three-, five- and nine-light chandeliers, a one-light mini pendant, one- and three-light pendants, a two-light semi-flush mount which can convert to a pendant, and one-, two-, three- and four-light bath fixtures. Incandescent and ENERGY STAR-qualified LED lamping are available; all fixtures are California Title 24 compliant. | LINE VOLTAGE PENDANT | Kerrville | Pendants | Heirloom Bronze | 782 | Steel | Satin Etched Glass | D:18.875" H:5.375" |  |  | 3 Medium A19 9.3w |  | 3 | Yes | [14 empty] | 0 | [12 empty] | 119.98 | 239.96 | 359.94 | D:19 1/4'' H:18 3/8'' O:56 1/8'' | 10.1 | 19.25 |  |  | 18.375 | Center Lock-Up |  |  | 56.125 |  |  |  | No |  | No | [20 empty] | D:5'' H:3/4'' Round |  |  |  |  | 72 | Brown | 36 |  | Hardwired | 0 | 0 | 0 | 1 | 1 | 0 | 0 | 0 | 1 | 0 | 0 | 785652051289 | 22.75 | 8.5 | 22.5 | 12.6 | 2.518 | 175 | Yes | [9 empty] | cETL Damp | KERRVILLE 3L PEND-782 | Three Light Pendant |  | 6615203EN3-782.jpg | 6615203.jpg
6615203EN3-962 | Three Light Pendant | With a simple, airy appearance, the Kerrville lighting collection by Sea Gull Lighting embraces its modern design roots while enhancing virtually any home’s decor. Tubular steel arms extend outward and curve to present beautiful tapered, Satin Etched glass shades. The collection has a Brushed Nickel, Burnt Sienna or Chrome finish and offers three-, five- and nine-light chandeliers, a one-light mini pendant, one- and three-light pendants, a two-light semi-flush mount which can convert to a pendant, and one-, two-, three- and four-light bath fixtures. Incandescent and ENERGY STAR-qualified LED lamping are available; all fixtures are California Title 24 compliant. | LINE VOLTAGE PENDANT | Kerrville | Pendants | Brushed Nickel | 962 | Steel | Satin Etched Glass | D:18.875" H:5.375" |  |  | 3 Medium A19 9.3w |  | 3 | Yes | [14 empty] | 0 | [12 empty] | 119.98 | 239.96 | 359.94 | D:19 1/4'' H:18 3/8'' O:56 1/8'' | 10.1 | 19.25 |  |  | 18.375 | Center Lock-Up |  |  | 56.125 |  |  |  | No |  | No | [20 empty] | D:5'' H:3/4'' Round |  |  |  |  | 72 | Clear Silver | 36 |  | Hardwired | 0 | 0 | 0 | 1 | 1 | 0 | 0 | 0 | 1 | 0 | 0 | 785652051296 | 22.5 | 8.5 | 22.75 | 12.6 | 2.518 | 175 | Yes | [9 empty] | cETL Damp | KERRVILLE 3L PEND-962 | Three Light Pendant |  | 6615203EN3-962.jpg | 6615203.jpg
6615504-962 | Four Light Island Pendant | The Jourdanton lighting collection by Sea Gull Lighting features perforated metal outer shades with a classic Ogee design detail surrounding faux silk inner shades. Frosted glass diffusers evenly distribute the light, and the versatile Brushed Nickel finish highlights the transitional design. The collection includes a four-light island pendant, a three-light pendant, a four-light pendant, a one-light mini-pendant, and a two-light semi-flush mount that can convert into a chain hanging pendant. Incandescent and ENERGY STAR-qualified LED lamping are available. All fixtures are California Title 24 compliant. | LINE VOLTAGE PENDANT | Jourdanton | Pendants | Brushed Nickel | 962 | Steel | Satin Etched Glass / Faux Silk Fabric | L:41" W:7.875" / L:41.5625" W:8.5" H:7.3125" |  |  | 4 Medium A19 60w |  | 4 | No | [14 empty] | 0 | [12 empty] | 375.95 | 751.9 | 1127.85 | L:45 1/4'' W:12 1/4'' H:8 1/4'' O:52 3/4'' | 15.9 |  | 45.25 | 12.25 | 8.25 | Cap Nuts |  |  | 52.75 |  |  |  | No |  | No | [20 empty] | DP:1'' W:5'' H:12'' Rectangular |  |  |  |  | 120 | Clear Silver |  |  | Hardwired | 0 | 0 | 0 | 0 | 1 | 0 | 0 | 1 | 0 | 0 | 0 | 785652107566 | 47.75 | 15.25 | 13 | 19.9 | 5.478 | 250 | Yes | [9 empty] | cETL Damp | JOURDANTON 4L ISLAND-962 | Four Light Island Pendant |  | 6615504-962.jpg | 6615504.jpg
6615504EN3-962 | Four Light Island Pendant | The Jourdanton lighting collection by Sea Gull Lighting features perforated metal outer shades with a classic Ogee design detail surrounding faux silk inner shades. Frosted glass diffusers evenly distribute the light, and the versatile Brushed Nickel finish highlights the transitional design. The collection includes a four-light island pendant, a three-light pendant, a four-light pendant, a one-light mini-pendant, and a two-light semi-flush mount that can convert into a chain hanging pendant. Incandescent and ENERGY STAR-qualified LED lamping are available. All fixtures are California Title 24 compliant. | LINE VOLTAGE PENDANT | Jourdanton | Pendants | Brushed Nickel | 962 | Steel | Satin Etched Glass / Stainless Stainless Steel | L:41" W:7.875" / L:45.3125" W:12.25" H:8.25" |  |  | 4 Medium A19 9.3w |  | 4 | Yes | [14 empty] | 0 | [12 empty] | 391.95 | 783.9 | 1175.85 | L:45 1/4'' W:12 1/4'' H:8 1/4'' O:52 3/4'' | 15.9 |  | 45.25 | 12.25 | 8.25 | Cap Nuts |  |  | 52.75 |  |  |  | No |  | No | [20 empty] | DP:1'' W:5'' H:12'' Rectangular |  |  |  |  | 120 | Clear Silver |  |  | Hardwired | 0 | 0 | 0 | 1 | 1 | 0 | 0 | 0 | 0 | 0 | 0 | 785652046148 | 47.75 | 15.25 | 13 | 19.9 | 5.478 | 250 | Yes | [9 empty] | cETL Damp | JOURDANTON 4L ISLAND-962 | Four Light Island Pendant |  | 6615504EN3-962.jpg | 6615504.jpg
66160-05 | Three Light Island Pendant | The Oslo lighting collection by Sea Gull Lighting is a sleek design, with smooth and clean lines. The Opal Etched glass adds to this collection's contemporary and minimalist character. Offered in Chrome, Brushed Nickel and textured Blacksmith finishes, the collection includes nine-, five-, and three-light chandeliers, pendants in four sizes, both flush and semi-flush ceiling fixtures, as well as one-, two-, three- and four-light wall/bath fixtures. Both incandescent lamping and ENERGY STAR-qualified LED lamping are available. All fixtures are California Title 24 compliant. | LINE VOLTAGE PENDANT | Oslo | Pendants | Chrome | 5 | Steel | Cased Opal Etched Glass | D:3.9375" H:5.90625" |  |  | 3 Medium A19 100w |  | 3 | No | [14 empty] | 0 | [12 empty] | 149.98 | 299.96 | 449.94 | L:25 1/4'' W:4'' H:9 1/2'' O:52 1/4'' | 7.1 |  | 25.25 | 4 | 9.5 | Single Cap Nut |  |  | 52.25 | 16.25 - 52.25 |  |  | No |  | No | [20 empty] | DP:13/16'' W:4 9/16'' H:11 7/8'' Oval |  |  |  |  | 144 | Clear Silver |  | N/A |  | 0 | 0 | 0 | 0 | 1 | 0 | 0 | 1 | 0 | 0 | 0 | 785652183485 | 26.5 | 13.25 | 6.75 | 8.8 | 1.372 | 125 | Yes | [9 empty] | cETL Dry | OSLO 3L ISLAND-05 | Three Light Island Pendant |  | 66160-05.jpg | 66160.jpg
66160-710 | Three Light Island Pendant | The Oslo lighting collection by Sea Gull Lighting is a sleek design, with smooth and clean lines. The Opal Etched glass adds to this collection's contemporary and minimalist character. Offered in Chrome, Brushed Nickel and textured Blacksmith finishes, the collection includes nine-, five-, and three-light chandeliers, pendants in four sizes, both flush and semi-flush ceiling fixtures, as well as one-, two-, three- and four-light wall/bath fixtures. Both incandescent lamping and ENERGY STAR-qualified LED lamping are available. All fixtures are California Title 24 compliant. | LINE VOLTAGE PENDANT | Oslo | Pendants | Burnt Sienna | 710 | Steel | Cased Opal Etched Glass | D:3.9375" H:5.90625" |  |  | 3 Medium A19 100w |  | 3 | No | [14 empty] | 0 | [12 empty] | 144.45 | 288.9 | 433.35 | L:25 1/4'' W:4'' H:9 1/2'' O:52 1/4'' | 7.1 |  | 25.25 | 4 | 9.5 | Single Cap Nut |  |  | 52.25 | 16.25 - 52.25 |  |  | No |  | No | [20 empty] | DP:13/16'' W:4 9/16'' H:11 7/8'' Oval |  |  |  |  | 144 | Brown |  |  |  | 0 | 0 | 0 | 0 | 1 | 0 | 0 | 1 | 0 | 0 | 0 | 785652077883 | 26.5 | 13.25 | 6.75 | 8.8 | 1.372 | 125 | Yes | [9 empty] | cETL Dry | OSLO 3L ISLAND-710 | Three Light Island Pendant |  | 66160-710.jpg | 66160.jpg
66160-839 | Three Light Island Pendant | The Oslo lighting collection by Sea Gull Lighting is a sleek design, with smooth and clean lines. The Opal Etched glass adds to this collection's contemporary and minimalist character. Offered in Chrome, Brushed Nickel and textured Blacksmith finishes, the collection includes nine-, five-, and three-light chandeliers, pendants in four sizes, both flush and semi-flush ceiling fixtures, as well as one-, two-, three- and four-light wall/bath fixtures. Both incandescent lamping and ENERGY STAR-qualified LED lamping are available. All fixtures are California Title 24 compliant. | LINE VOLTAGE PENDANT | Oslo | Pendants | Blacksmith | 839 | Steel | Cased Opal Etched Glass | D:3.9375" H:5.90625" |  |  | 3 Medium A19 100w |  | 3 | No | [14 empty] | 0 | [12 empty] | 149.98 | 299.96 | 449.94 | L:25 1/4'' W:4'' H:9 1/2'' O:52 1/4'' | 7.1 |  | 25.25 | 4 | 9.5 | Single Cap Nut |  |  | 52.25 | 16.25 - 52.25 |  |  | No |  | No | [20 empty] | DP:13/16'' W:4 9/16'' H:11 7/8'' Oval |  |  |  |  | 144 | Brown |  | N/A |  | 0 | 0 | 0 | 0 | 1 | 0 | 0 | 1 | 0 | 0 | 0 | 785652183492 | 26.5 | 13.25 | 6.75 | 8.8 | 1.372 | 125 | Yes | [9 empty] | cETL Dry | OSLO 3L ISLAND-839 | Three Light Island Pendant |  | 66160-839.jpg | 66160.jpg
66160-962 | Three Light Island Pendant | The Oslo lighting collection by Sea Gull Lighting is a sleek design, with smooth and clean lines. The Opal Etched glass adds to this collection's contemporary and minimalist character. Offered in Chrome, Brushed Nickel and textured Blacksmith finishes, the collection includes nine-, five-, and three-light chandeliers, pendants in four sizes, both flush and semi-flush ceiling fixtures, as well as one-, two-, three- and four-light wall/bath fixtures. Both incandescent lamping and ENERGY STAR-qualified LED lamping are available. All fixtures are California Title 24 compliant. | LINE VOLTAGE PENDANT | Oslo | Pendants | Brushed Nickel | 962 | Steel | Cased Opal Etched Glass | D:3.9375" H:5.90625" |  |  | 3 Medium A19 100w |  | 3 | No | [14 empty] | 0 | [12 empty] | 140.48 | 280.96 | 421.44 | L:25 1/4'' W:4'' H:9 1/2'' O:52 1/4'' | 7.1 |  | 25.25 | 4 | 9.5 | Single Cap Nut |  |  | 52.25 |  |  |  | No |  | No | [20 empty] | DP:13/16'' W:4 9/16'' H:11 7/8'' Oval |  |  |  |  | 144 | Clear Silver |  |  | Hardwired | 0 | 0 | 0 | 0 | 1 | 0 | 0 | 1 | 0 | 0 | 0 | 785652003035 | 26.5 | 13.25 | 6.75 | 8.8 | 1.372 | 125 | Yes | [9 empty] | cETL Dry | OSLO 3L ISLAND-962 | Three Light Island Pendant |  | 66160-962.jpg | 66160.jpg
66160EN3-05 | Three Light Island Pendant | The Oslo lighting collection by Sea Gull Lighting is a sleek design, with smooth and clean lines. The Opal Etched glass adds to this collection's contemporary and minimalist character. Offered in Chrome, Brushed Nickel and textured Blacksmith finishes, the collection includes nine-, five-, and three-light chandeliers, pendants in four sizes, both flush and semi-flush ceiling fixtures, as well as one-, two-, three- and four-light wall/bath fixtures. Both incandescent lamping and ENERGY STAR-qualified LED lamping are available. All fixtures are California Title 24 compliant. | LINE VOLTAGE PENDANT | Oslo | Pendants | Chrome | 5 | Steel | Cased Opal Etched Glass | D:3.9375" H:5.90625" |  |  | 3 Medium A19 9.3w |  | 3 | Yes | [14 empty] | 0 | [12 empty] | 164.98 | 329.96 | 494.94 | L:25 1/4'' W:4'' H:9 1/2'' O:52 1/4'' | 7.1 |  | 25.25 | 4 | 9.5 | Single Cap Nut |  |  | 52.25 |  |  |  | No |  | No | [20 empty] | DP:13/16'' W:4 9/16'' H:11 7/8'' Oval |  |  |  |  | 144 | Clear Silver |  |  | Hardwired | 0 | 0 | 0 | 1 | 1 | 0 | 0 | 0 | 0 | 0 | 0 | 785652051319 | 26.5 | 13.25 | 6.75 | 8.8 | 1.372 | 125 | Yes | [9 empty] | cETL Dry | OSLO 3L ISLAND-05 | Three Light Island Pendant |  | 66160EN3-05.jpg | 66160.jpg
66160EN3-710 | Three Light Island Pendant | The Oslo lighting collection by Sea Gull Lighting is a sleek design, with smooth and clean lines. The Opal Etched glass adds to this collection's contemporary and minimalist character. Offered in Chrome, Brushed Nickel and textured Blacksmith finishes, the collection includes nine-, five-, and three-light chandeliers, pendants in four sizes, both flush and semi-flush ceiling fixtures, as well as one-, two-, three- and four-light wall/bath fixtures. Both incandescent lamping and ENERGY STAR-qualified LED lamping are available. All fixtures are California Title 24 compliant. | LINE VOLTAGE PENDANT | Oslo | Pendants | Burnt Sienna | 710 | Steel | Cased Opal Etched Glass | D:3.9375" H:5.90625" |  |  | 3 Medium A19 9.3w |  | 3 | Yes | [14 empty] | 0 | [12 empty] | 158.45 | 316.9 | 475.35 | L:25 1/4'' W:4'' H:9 1/2'' O:52 1/4'' | 7.1 |  | 25.25 | 4 | 9.5 | Single Cap Nut |  |  | 52.25 |  |  |  | No |  | No | [20 empty] | DP:13/16'' W:4 9/16'' H:11 7/8'' Oval |  |  |  |  | 144 | Brown |  |  | Hardwired | 0 | 0 | 0 | 1 | 1 | 0 | 0 | 0 | 0 | 0 | 0 | 785652082047 | 26.5 | 13.25 | 6.75 | 8.8 | 1.372 | 125 | Yes | [9 empty] | cETL Dry | OSLO 3L ISLAND-710 | Three Light Island Pendant |  | 66160EN3-710.jpg | 66160EN3.jpg
66160EN3-839 | Three Light Island Pendant | The Oslo lighting collection by Sea Gull Lighting is a sleek design, with smooth and clean lines. The Opal Etched glass adds to this collection's contemporary and minimalist character. Offered in Chrome, Brushed Nickel and textured Blacksmith finishes, the collection includes nine-, five-, and three-light chandeliers, pendants in four sizes, both flush and semi-flush ceiling fixtures, as well as one-, two-, three- and four-light wall/bath fixtures. Both incandescent lamping and ENERGY STAR-qualified LED lamping are available. All fixtures are California Title 24 compliant. | LINE VOLTAGE PENDANT | Oslo | Pendants | Blacksmith | 839 | Steel | Cased Opal Etched Glass | D:3.9375" H:5.90625" |  |  | 3 Medium A19 9.3w |  | 3 | Yes | [14 empty] | 0 | [12 empty] | 164.98 | 329.96 | 494.94 | L:25 1/4'' W:4'' H:9 1/2'' O:52 1/4'' | 7.1 |  | 25.25 | 4 | 9.5 | Single Cap Nut |  |  | 52.25 |  |  |  | No |  | No | [20 empty] | DP:13/16'' W:4 9/16'' H:11 7/8'' Oval |  |  |  |  | 144 | Brown |  |  | Hardwired | 0 | 0 | 0 | 1 | 1 | 0 | 0 | 0 | 0 | 0 | 0 | 785652051326 | 26.5 | 13.25 | 6.75 | 8.8 | 1.372 | 125 | Yes | [9 empty] | cETL Dry | OSLO 3L ISLAND-839 | Three Light Island Pendant |  | 66160EN3-839.jpg | 66160.jpg
66160EN3-962 | Three Light Island Pendant | The Oslo lighting collection by Sea Gull Lighting is a sleek design, with smooth and clean lines. The Opal Etched glass adds to this collection's contemporary and minimalist character. Offered in Chrome, Brushed Nickel and textured Blacksmith finishes, the collection includes nine-, five-, and three-light chandeliers, pendants in four sizes, both flush and semi-flush ceiling fixtures, as well as one-, two-, three- and four-light wall/bath fixtures. Both incandescent lamping and ENERGY STAR-qualified LED lamping are available. All fixtures are California Title 24 compliant. | LINE VOLTAGE PENDANT | Oslo | Pendants | Brushed Nickel | 962 | Steel | Cased Opal Etched Glass | D:3.9375" H:5.90625" |  |  | 3 Medium A19 9.3w |  | 3 | Yes | [14 empty] | 0 | [12 empty] | 159.48 | 318.96 | 478.44 | L:25 1/4'' W:4'' H:9 1/2'' O:52 1/4'' | 7.1 |  | 25.25 | 4 | 9.5 | Single Cap Nut |  |  | 52.25 |  |  |  | No |  | No | [20 empty] | DP:13/16'' W:4 9/16'' H:11 7/8'' Oval |  |  |  |  | 144 | Clear Silver |  |  | Hardwired | 0 | 0 | 0 | 1 | 1 | 0 | 0 | 0 | 0 | 0 | 0 | 785652046490 | 26.5 | 13.25 | 6.75 | 8.8 | 1.372 | 125 | Yes | [9 empty] | cETL Dry | OSLO 3L ISLAND-962 | Three Light Island Pendant |  | 66160EN3-962.jpg | 66160.jpg
6616503-710 | Medium Three Light Pendant | Adaptability takes center stage with the Geary Collection. This series of traditional up-light pendants, semi-flush and flush-mount fixtures feature decoratively bowed arms and constructed of rectangular steel tubing. Geary is a true cross-collection piece, offered in four beautiful finishes Blacksmith, Brushed Nickel, Burnt Sienna and Heirloom Bronze. The Geary has a universal appeal matching 24 different Sea Gull Lighting interior collections. Offering subtle style with practical design, Geary is at home in almost any room. The fixtures have a fluid movement with a traditional look to complement a wide range of decor. | LINE VOLTAGE PENDANT | Geary | Pendants | Burnt Sienna | 710 | Steel | Satin Etched Glass | D:17.75" H:5.25" |  |  | 3 Medium A19 100w |  | 3 | No | [14 empty] | 0 | [12 empty] | 89.98 | 179.96 | 269.94 | D:18 5/8'' H:20 5/8'' O:94 5/8'' | 8.6 | 18.625 |  |  | 20.625 | Center Lock-Up |  |  | 94.625 |  |  |  | No |  | No | [20 empty] | D:4 7/8'' H:3/4'' Round |  |  |  |  | 120 | Brown | 72 |  | Hardwired | 0 | 0 | 0 | 0 | 1 | 0 | 0 | 1 | 1 | 0 | 0 | 785652001062 | 21.25 | 21 | 12.5 | 11.8 | 3.228 | 250 | Yes | [9 empty] | cETL Damp | GEARY 3L PEND-710 | Medium Three Light Pendant |  | 6616503-710.png | 6616503.jpg
6616503-782 | Medium Three Light Pendant | Adaptability takes center stage with the Geary Collection. This series of traditional up-light pendants, semi-flush and flush-mount fixtures feature decoratively bowed arms and constructed of rectangular steel tubing. Geary is a true cross-collection piece, offered in four beautiful finishes Blacksmith, Brushed Nickel, Burnt Sienna and Heirloom Bronze. The Geary has a universal appeal matching 24 different Sea Gull Lighting interior collections. Offering subtle style with practical design, Geary is at home in almost any room. The fixtures have a fluid movement with a traditional look to complement a wide range of decor. | LINE VOLTAGE PENDANT | Geary | Pendants | Heirloom Bronze | 782 | Steel | Satin Etched Glass | D:17.75" H:5.25" |  |  | 3 Medium A19 100w |  | 3 | No | [14 empty] | 0 | [12 empty] | 89.98 | 179.96 | 269.94 | D:18 5/8'' H:20 5/8'' O:94 5/8'' | 8.6 | 18.625 |  |  | 20.625 | Center Lock-Up |  |  | 94.625 |  |  |  | No |  | No | [20 empty] | D:4 7/8'' H:3/4'' Round |  |  |  |  | 120 | Brown | 72 |  | Hardwired | 0 | 0 | 0 | 0 | 1 | 0 | 0 | 1 | 1 | 0 | 0 | 785652001437 | 21.5 | 21 | 12.5 | 11.3 | 3.266 | 250 | Yes | [9 empty] | cETL Damp | GEARY 3L PEND-782 | Medium Three Light Pendant |  | 6616503-782.png | 6616503.jpg
6616503-839 | Medium Three Light Pendant | Adaptability takes center stage with the Geary Collection. This series of traditional up-light pendants, semi-flush and flush-mount fixtures feature decoratively bowed arms and constructed of rectangular steel tubing. Geary is a true cross-collection piece, offered in four beautiful finishes Blacksmith, Brushed Nickel, Burnt Sienna and Heirloom Bronze. The Geary has a universal appeal matching 24 different Sea Gull Lighting interior collections. Offering subtle style with practical design, Geary is at home in almost any room. The fixtures have a fluid movement with a traditional look to complement a wide range of decor. | LINE VOLTAGE PENDANT | Geary | Pendants | Blacksmith | 839 | Steel | Satin Etched Glass | D:17.75" H:5.25" |  |  | 3 Medium A19 100w |  | 3 | No | [14 empty] | 0 | [12 empty] | 89.98 | 179.96 | 269.94 | D:18 5/8'' H:20 5/8'' O:94 5/8'' | 8.6 | 18.625 |  |  | 20.625 | Center Lock-Up |  |  | 94.625 |  |  |  | No |  | No | [20 empty] | D:4 7/8'' H:3/4'' Round |  |  |  |  | 120 | Black | 72 |  | Hardwired | 0 | 0 | 0 | 0 | 1 | 0 | 0 | 1 | 1 | 0 | 0 | 785652001444 | 21.5 | 21 | 12.5 | 11.7 | 3.266 | 250 | Yes | [9 empty] | cETL Damp | GEARY 3L PEND-839 | Medium Three Light Pendant |  | 6616503-839.png | 6616503.jpg
6616503-962 | Medium Three Light Pendant | Adaptability takes center stage with the Geary Collection. This series of traditional up-light pendants, semi-flush and flush-mount fixtures feature decoratively bowed arms and constructed of rectangular steel tubing. Geary is a true cross-collection piece, offered in four beautiful finishes Blacksmith, Brushed Nickel, Burnt Sienna and Heirloom Bronze. The Geary has a universal appeal matching 24 different Sea Gull Lighting interior collections. Offering subtle style with practical design, Geary is at home in almost any room. The fixtures have a fluid movement with a traditional look to complement a wide range of decor. | LINE VOLTAGE PENDANT | Geary | Pendants | Brushed Nickel | 962 | Steel | Satin Etched Glass | D:17.75" H:5.25" |  |  | 3 Medium A19 100w |  | 3 | No | [14 empty] | 0 | [12 empty] | 89.98 | 179.96 | 269.94 | D:18 5/8'' H:20 5/8'' O:94 5/8'' | 8.6 | 18.625 |  |  | 20.625 | Center Lock-Up |  |  | 94.625 |  |  |  | No |  | No | [20 empty] | D:4 7/8'' H:3/4'' Round |  |  |  |  | 120 | Clear Silver | 72 |  | Hardwired | 0 | 0 | 0 | 0 | 1 | 0 | 0 | 1 | 1 | 0 | 0 | 785652001451 | 21.5 | 21 | 12.5 | 11.4 | 3.266 | 250 | Yes | [9 empty] | cETL Damp | GEARY 3L PEND-962 | Medium Three Light Pendant |  | 6616503-962.png | 6616503.jpg
6616503EN3-710 | Medium Three Light Pendant | Adaptability takes center stage with the Geary Collection. This series of traditional up-light pendants, semi-flush and flush-mount fixtures feature decoratively bowed arms and constructed of rectangular steel tubing. Geary is a true cross-collection piece, offered in four beautiful finishes Blacksmith, Brushed Nickel, Burnt Sienna and Heirloom Bronze. The Geary has a universal appeal matching 24 different Sea Gull Lighting interior collections. Offering subtle style with practical design, Geary is at home in almost any room. The fixtures have a fluid movement with a traditional look to complement a wide range of decor. | LINE VOLTAGE PENDANT | Geary | Pendants | Burnt Sienna | 710 | Steel | Satin Etched Glass | D:17.75" H:5.25" |  |  | 3 Medium A19 9.3w |  | 3 | Yes | [14 empty] | 0 | [12 empty] | 108.48 | 216.96 | 325.44 | D:18 5/8'' H:20 5/8'' O:94 5/8'' | 8.6 | 18.625 |  |  | 20.625 | Center Lock-Up |  |  | 94.625 |  |  |  | No |  | No | [20 empty] | D:4 7/8'' H:3/4'' Round |  |  |  |  | 120 | Brown | 72 |  | Hardwired | 0 | 0 | 0 | 1 | 1 | 0 | 0 | 0 | 1 | 0 | 0 | 785652060571 | 21.25 | 21 | 12.5 | 11.8 | 3.228 | 250 | Yes | [9 empty] | cETL Damp | GEARY 3L PEND-710 | Medium Three Light Pendant |  | 6616503EN3-710.png | 6616503EN3.jpg
6616503EN3-782 | Medium Three Light Pendant | Adaptability takes center stage with the Geary Collection. This series of traditional up-light pendants, semi-flush and flush-mount fixtures feature decoratively bowed arms and constructed of rectangular steel tubing. Geary is a true cross-collection piece, offered in four beautiful finishes Blacksmith, Brushed Nickel, Burnt Sienna and Heirloom Bronze. The Geary has a universal appeal matching 24 different Sea Gull Lighting interior collections. Offering subtle style with practical design, Geary is at home in almost any room. The fixtures have a fluid movement with a traditional look to complement a wide range of decor. | LINE VOLTAGE PENDANT | Geary | Pendants | Heirloom Bronze | 782 | Steel | Satin Etched Glass | D:17.75" H:5.25" |  |  | 3 Medium A19 9.3w |  | 3 | Yes | [14 empty] | 0 | [12 empty] | 108.48 | 216.96 | 325.44 | D:18 5/8'' H:20 5/8'' O:94 5/8'' | 8.6 | 18.625 |  |  | 20.625 | Center Lock-Up |  |  | 94.625 |  |  |  | No |  | No | [20 empty] | D:4 7/8'' H:3/4'' Round |  |  |  |  | 120 | Brown | 72 |  | Hardwired | 0 | 0 | 0 | 1 | 1 | 0 | 0 | 0 | 1 | 0 | 0 | 785652060588 | 21.5 | 21 | 12.5 | 11.3 | 3.266 | 250 | Yes | [9 empty] | cETL Damp | GEARY 3L PEND-782 | Medium Three Light Pendant |  | 6616503EN3-782.png | 6616503EN3.jpg
6616503EN3-839 | Medium Three Light Pendant | Adaptability takes center stage with the Geary Collection. This series of traditional up-light pendants, semi-flush and flush-mount fixtures feature decoratively bowed arms and constructed of rectangular steel tubing. Geary is a true cross-collection piece, offered in four beautiful finishes Blacksmith, Brushed Nickel, Burnt Sienna and Heirloom Bronze. The Geary has a universal appeal matching 24 different Sea Gull Lighting interior collections. Offering subtle style with practical design, Geary is at home in almost any room. The fixtures have a fluid movement with a traditional look to complement a wide range of decor. | LINE VOLTAGE PENDANT | Geary | Pendants | Blacksmith | 839 | Steel | Satin Etched Glass | D:17.75" H:5.25" |  |  | 3 Medium A19 9.3w |  | 3 | Yes | [14 empty] | 0 | [12 empty] | 108.48 | 216.96 | 325.44 | D:18 5/8'' H:20 5/8'' O:94 5/8'' | 8.6 | 18.625 |  |  | 20.625 | Center Lock-Up |  |  | 94.625 |  |  |  | No |  | No | [20 empty] | D:4 7/8'' H:3/4'' Round |  |  |  |  | 120 | Black | 72 |  | Hardwired | 0 | 0 | 0 | 1 | 1 | 0 | 0 | 0 | 1 | 0 | 0 | 785652060595 | 21.5 | 21 | 12.5 | 11.7 | 3.266 | 250 | Yes | [9 empty] | cETL Damp | GEARY 3L PEND-839 | Medium Three Light Pendant |  | 6616503EN3-839.png | 6616503EN3.jpg
6616503EN3-962 | Medium Three Light Pendant | Adaptability takes center stage with the Geary Collection. This series of traditional up-light pendants, semi-flush and flush-mount fixtures feature decoratively bowed arms and constructed of rectangular steel tubing. Geary is a true cross-collection piece, offered in four beautiful finishes Blacksmith, Brushed Nickel, Burnt Sienna and Heirloom Bronze. The Geary has a universal appeal matching 24 different Sea Gull Lighting interior collections. Offering subtle style with practical design, Geary is at home in almost any room. The fixtures have a fluid movement with a traditional look to complement a wide range of decor. | LINE VOLTAGE PENDANT | Geary | Pendants | Brushed Nickel | 962 | Steel | Satin Etched Glass | D:17.75" H:5.25" |  |  | 3 Medium A19 9.3w |  | 3 | Yes | [14 empty] | 0 | [12 empty] | 108.48 | 216.96 | 325.44 | D:18 5/8'' H:20 5/8'' O:94 5/8'' | 8.6 | 18.625 |  |  | 20.625 | Center Lock-Up |  |  | 94.625 |  |  |  | No |  | No | [20 empty] | D:4 7/8'' H:3/4'' Round |  |  |  |  | 120 | Clear Silver | 72 |  | Hardwired | 0 | 0 | 0 | 1 | 1 | 0 | 0 | 0 | 1 | 0 | 0 | 785652060601 | 21.5 | 21 | 12.5 | 11.4 | 3.266 | 250 | Yes | [9 empty] | cETL Damp | GEARY 3L PEND-962 | Medium Three Light Pendant |  | 6616503EN3-962.png | 6616503EN3.jpg
6616504-710 | Large Four Light Pendant | Adaptability takes center stage with the Geary Collection. This series of traditional up-light pendants, semi-flush and flush-mount fixtures feature decoratively bowed arms and constructed of rectangular steel tubing. Geary is a true cross-collection piece, offered in four beautiful finishes Blacksmith, Brushed Nickel, Burnt Sienna and Heirloom Bronze. The Geary has a universal appeal matching 24 different Sea Gull Lighting interior collections. Offering subtle style with practical design, Geary is at home in almost any room. The fixtures have a fluid movement with a traditional look to complement a wide range of decor. | LINE VOLTAGE PENDANT | Geary | Pendants | Burnt Sienna | 710 | Steel | Satin Etched Glass | D:24" H:6.75" |  |  | 4 Medium A19 100w |  | 4 | No | [14 empty] | 0 | [12 empty] | 166.98 | 333.96 | 500.94 | D:25'' H:27 1/8'' O:101'' | 13.9 | 25 |  |  | 27.125 | Center Lock-Up |  |  | 101 |  |  |  | No |  | No | [20 empty] | D:4 7/8'' H:3/4'' Round |  |  |  |  | 120 | Brown | 72 |  | Hardwired | 0 | 0 | 0 | 0 | 1 | 0 | 0 | 1 | 1 | 0 | 0 | 785652001468 | 28 | 27.75 | 14.25 | 22.7 | 6.408 | 250 | Yes | [9 empty] | cETL Damp | GEARY 4L PEND-710 | Large Four Light Pendant |  | 6616504-710.png | 6616504.jpg
6616504-782 | Large Four Light Pendant | Adaptability takes center stage with the Geary Collection. This series of traditional up-light pendants, semi-flush and flush-mount fixtures feature decoratively bowed arms and constructed of rectangular steel tubing. Geary is a true cross-collection piece, offered in four beautiful finishes Blacksmith, Brushed Nickel, Burnt Sienna and Heirloom Bronze. The Geary has a universal appeal matching 24 different Sea Gull Lighting interior collections. Offering subtle style with practical design, Geary is at home in almost any room. The fixtures have a fluid movement with a traditional look to complement a wide range of decor. | LINE VOLTAGE PENDANT | Geary | Pendants | Heirloom Bronze | 782 | Steel | Satin Etched Glass | D:24" H:6.75" |  |  | 4 Medium A19 100w |  | 4 | No | [14 empty] | 0 | [12 empty] | 166.98 | 333.96 | 500.94 | D:25'' H:27 1/8'' O:101'' | 13.9 | 25 |  |  | 27.125 | Center Lock-Up |  |  | 101 |  |  |  | No |  | No | [20 empty] | D:4 7/8'' H:3/4'' Round |  |  |  |  | 120 | Brown | 72 |  | Hardwired | 0 | 0 | 0 | 0 | 1 | 0 | 0 | 1 | 1 | 0 | 0 | 785652001475 | 28 | 27.75 | 14.25 | 22.7 | 6.408 | 250 | Yes | [9 empty] | cETL Damp | GEARY 4L PEND-782 | Large Four Light Pendant |  | 6616504-782.png | 6616504.jpg
6616504-839 | Large Four Light Pendant | Adaptability takes center stage with the Geary Collection. This series of traditional up-light pendants, semi-flush and flush-mount fixtures feature decoratively bowed arms and constructed of rectangular steel tubing. Geary is a true cross-collection piece, offered in four beautiful finishes Blacksmith, Brushed Nickel, Burnt Sienna and Heirloom Bronze. The Geary has a universal appeal matching 24 different Sea Gull Lighting interior collections. Offering subtle style with practical design, Geary is at home in almost any room. The fixtures have a fluid movement with a traditional look to complement a wide range of decor. | LINE VOLTAGE PENDANT | Geary | Pendants | Blacksmith | 839 | Steel | Satin Etched Glass | D:24" H:6.75" |  |  | 4 Medium A19 100w |  | 4 | No | [14 empty] | 0 | [12 empty] | 166.98 | 333.96 | 500.94 | D:25'' H:27 1/8'' O:101'' | 13.9 | 25 |  |  | 27.125 | Center Lock-Up |  |  | 101 |  |  |  | No |  | No | [20 empty] | D:4 7/8'' H:3/4'' Round |  |  |  |  | 120 | Black | 72 |  | Hardwired | 0 | 0 | 0 | 0 | 1 | 0 | 0 | 1 | 1 | 0 | 0 | 785652001482 | 28 | 27.75 | 14.25 | 22.7 | 6.408 | 250 | Yes | [9 empty] | cETL Damp | GEARY 4L PEND-839 | Large Four Light Pendant |  | 6616504-839.png | 6616504.jpg
6616504-962 | Large Four Light Pendant | Adaptability takes center stage with the Geary Collection. This series of traditional up-light pendants, semi-flush and flush-mount fixtures feature decoratively bowed arms and constructed of rectangular steel tubing. Geary is a true cross-collection piece, offered in four beautiful finishes Blacksmith, Brushed Nickel, Burnt Sienna and Heirloom Bronze. The Geary has a universal appeal matching 24 different Sea Gull Lighting interior collections. Offering subtle style with practical design, Geary is at home in almost any room. The fixtures have a fluid movement with a traditional look to complement a wide range of decor. | LINE VOLTAGE PENDANT | Geary | Pendants | Brushed Nickel | 962 | Steel | Satin Etched Glass | D:24" H:6.75" |  |  | 4 Medium A19 100w |  | 4 | No | [14 empty] | 0 | [12 empty] | 166.98 | 333.96 | 500.94 | D:25'' H:27 1/8'' O:101'' | 13.9 | 25 |  |  | 27.125 | Center Lock-Up |  |  | 101 |  |  |  | No |  | No | [20 empty] | D:4 7/8'' H:3/4'' Round |  |  |  |  | 120 | Clear Silver | 72 |  | Hardwired | 0 | 0 | 0 | 0 | 1 | 0 | 0 | 1 | 1 | 0 | 0 | 785652001079 | 28 | 27.75 | 14.25 | 22.7 | 6.408 | 250 | Yes | [9 empty] | cETL Damp | GEARY 4L PEND-962 | Large Four Light Pendant |  | 6616504-962.png | 6616504.jpg
6616504EN3-710 | Large Four Light Pendant | Adaptability takes center stage with the Geary Collection. This series of traditional up-light pendants, semi-flush and flush-mount fixtures feature decoratively bowed arms and constructed of rectangular steel tubing. Geary is a true cross-collection piece, offered in four beautiful finishes Blacksmith, Brushed Nickel, Burnt Sienna and Heirloom Bronze. The Geary has a universal appeal matching 24 different Sea Gull Lighting interior collections. Offering subtle style with practical design, Geary is at home in almost any room. The fixtures have a fluid movement with a traditional look to complement a wide range of decor. | LINE VOLTAGE PENDANT | Geary | Pendants | Burnt Sienna | 710 | Steel | Satin Etched Glass | D:24" H:6.75" |  |  | 4 Medium A19 9.3w |  | 4 | Yes | [14 empty] | 0 | [12 empty] | 191.98 | 383.96 | 575.94 | D:25'' H:27 1/8'' O:101'' | 13.9 | 25 |  |  | 27.125 | Center Lock-Up |  |  | 101 |  |  |  | No |  | No | [20 empty] | D:4 7/8'' H:3/4'' Round |  |  |  |  | 120 | Brown | 72 |  | Hardwired | 0 | 0 | 0 | 1 | 1 | 0 | 0 | 0 | 1 | 0 | 0 | 785652060618 | 28 | 27.75 | 14.25 | 22.7 | 6.408 | 250 | Yes | [9 empty] | cETL Damp | GEARY 4L PEND-710 | Large Four Light Pendant |  | 6616504EN3-710 | 6616504EN3.jpg
6616504EN3-782 | Large Four Light Pendant | Adaptability takes center stage with the Geary Collection. This series of traditional up-light pendants, semi-flush and flush-mount fixtures feature decoratively bowed arms and constructed of rectangular steel tubing. Geary is a true cross-collection piece, offered in four beautiful finishes Blacksmith, Brushed Nickel, Burnt Sienna and Heirloom Bronze. The Geary has a universal appeal matching 24 different Sea Gull Lighting interior collections. Offering subtle style with practical design, Geary is at home in almost any room. The fixtures have a fluid movement with a traditional look to complement a wide range of decor. | LINE VOLTAGE PENDANT | Geary | Pendants | Heirloom Bronze | 782 | Steel | Satin Etched Glass | D:24" H:6.75" |  |  | 4 Medium A19 9.3w |  | 4 | Yes | [14 empty] | 0 | [12 empty] | 191.98 | 383.96 | 575.94 | D:25'' H:27 1/8'' O:101'' | 13.9 | 25 |  |  | 27.125 | Center Lock-Up |  |  | 101 |  |  |  | No |  | No | [20 empty] | D:4 7/8'' H:3/4'' Round |  |  |  |  | 120 | Brown | 72 |  | Hardwired | 0 | 0 | 0 | 1 | 1 | 0 | 0 | 0 | 1 | 0 | 0 | 785652060625 | 28 | 27.75 | 14.25 | 22.7 | 6.408 | 250 | Yes | [9 empty] | cETL Damp | GEARY 4L PEND-782 | Large Four Light Pendant |  | 6616504EN3-782.png | 6616504EN3.jpg
6616504EN3-839 | Large Four Light Pendant | Adaptability takes center stage with the Geary Collection. This series of traditional up-light pendants, semi-flush and flush-mount fixtures feature decoratively bowed arms and constructed of rectangular steel tubing. Geary is a true cross-collection piece, offered in four beautiful finishes Blacksmith, Brushed Nickel, Burnt Sienna and Heirloom Bronze. The Geary has a universal appeal matching 24 different Sea Gull Lighting interior collections. Offering subtle style with practical design, Geary is at home in almost any room. The fixtures have a fluid movement with a traditional look to complement a wide range of decor. | LINE VOLTAGE PENDANT | Geary | Pendants | Blacksmith | 839 | Steel | Satin Etched Glass | D:24" H:6.75" |  |  | 4 Medium A19 9.3w |  | 4 | Yes | [14 empty] | 0 | [12 empty] | 191.98 | 383.96 | 575.94 | D:25'' H:27 1/8'' O:101'' | 13.9 | 25 |  |  | 27.125 | Center Lock-Up |  |  | 101 |  |  |  | No |  | No | [20 empty] | D:4 7/8'' H:3/4'' Round |  |  |  |  | 120 | Black | 72 |  | Hardwired | 0 | 0 | 0 | 1 | 1 | 0 | 0 | 0 | 1 | 0 | 0 | 785652060632 | 28 | 27.75 | 14.25 | 22.7 | 6.408 | 250 | Yes | [9 empty] | cETL Damp | GEARY 4L PEND-839 | Large Four Light Pendant |  | 6616504EN3-839.png | 6616504EN3.jpg
6616504EN3-962 | Large Four Light Pendant | Adaptability takes center stage with the Geary Collection. This series of traditional up-light pendants, semi-flush and flush-mount fixtures feature decoratively bowed arms and constructed of rectangular steel tubing. Geary is a true cross-collection piece, offered in four beautiful finishes Blacksmith, Brushed Nickel, Burnt Sienna and Heirloom Bronze. The Geary has a universal appeal matching 24 different Sea Gull Lighting interior collections. Offering subtle style with practical design, Geary is at home in almost any room. The fixtures have a fluid movement with a traditional look to complement a wide range of decor. | LINE VOLTAGE PENDANT | Geary | Pendants | Brushed Nickel | 962 | Steel | Satin Etched Glass | D:24" H:6.75" |  |  | 4 Medium A19 9.3w |  | 4 | Yes | [14 empty] | 0 | [12 empty] | 191.98 | 383.96 | 575.94 | D:25'' H:27 1/8'' O:101'' | 13.9 | 25 |  |  | 27.125 | Center Lock-Up |  |  | 101 |  |  |  | No |  | No | [20 empty] | D:4 7/8'' H:3/4'' Round |  |  |  |  | 120 | Clear Silver | 72 |  | Hardwired | 0 | 0 | 0 | 1 | 1 | 0 | 0 | 0 | 1 | 0 | 0 | 785652060649 | 28 | 27.75 | 14.25 | 22.7 | 6.408 | 250 | Yes | [9 empty] | cETL Damp | GEARY 4L PEND-962 | Large Four Light Pendant |  | 6616504EN3-962.png | 6616504EN3.jpg
6624503-710 | Three Light Pendant | The transitional styling of the Hanford lighting collection by Sea Gull Lighting is evident in its elegant symmetry articulated by long, sweeping arms. Tapered Etched glass shades produce a soft uplight and make Hanford complementary to a wide array of décor from traditional to contemporary. Offered in both Brushed Nickel and Burnt Sienna finishes, the collection includes five-, nine- and fifteen-light chandeliers, a three-light hall/foyer light, a one-light mini pendant, a three-light pendant, a three-light semi-flush mount which can convert into a pendant, and one-, two-, three- and four-light bath fixtures. Incandescent and ENERGY STAR-qualified LED lamping are available; all fixtures are California Title 24 compliant. | LINE VOLTAGE PENDANT | Hanford | Pendants | Burnt Sienna | 710 | Steel | Satin Etched Glass | D:18.875" H:5.4375" |  |  | 3 Medium A19 100w |  | 3 | No | [14 empty] | 0 | [12 empty] | 168.48 | 336.96 | 505.44 | D:20 5/8'' H:22 5/8'' O:61'' | 13.6 | 20.625 |  |  | 22.625 | Center Lock-Up |  |  | 61 |  |  |  | No |  | No | [20 empty] | D:5'' H:7/8'' Round |  |  |  |  | 72 | Brown | 36 |  | Hardwired | 0 | 0 | 0 | 0 | 1 | 0 | 0 | 1 | 0 | 0 | 0 | 785652111051 | 22.75 | 22.75 | 12.25 | 17.3 | 3.669 | 175 | Yes | [9 empty] | cETL Damp | HANFORD 3L PEND-710 | Three Light Pendant |  | 6624503-710.jpg | 6624503.jpg
6624503-962 | Three Light Pendant | The transitional styling of the Hanford lighting collection by Sea Gull Lighting is evident in its elegant symmetry articulated by long, sweeping arms. Tapered Etched glass shades produce a soft uplight and make Hanford complementary to a wide array of décor from traditional to contemporary. Offered in both Brushed Nickel and Burnt Sienna finishes, the collection includes five-, nine- and fifteen-light chandeliers, a three-light hall/foyer light, a one-light mini pendant, a three-light pendant, a three-light semi-flush mount which can convert into a pendant, and one-, two-, three- and four-light bath fixtures. Incandescent and ENERGY STAR-qualified LED lamping are available; all fixtures are California Title 24 compliant. | LINE VOLTAGE PENDANT | Hanford | Pendants | Brushed Nickel | 962 | Steel | Satin Etched Glass | D:18.875" H:5.4375" |  |  | 3 Medium A19 100w |  | 3 | No | [14 empty] | 0 | [12 empty] | 168.48 | 336.96 | 505.44 | D:20 5/8'' H:22 5/8'' O:61'' | 13.6 | 20.625 |  |  | 22.625 | Center Lock-Up |  |  | 61 |  |  |  | No |  | No | [20 empty] | D:5'' H:7/8'' Round |  |  |  |  | 72 | Clear Silver | 36 |  | Hardwired | 0 | 0 | 0 | 0 | 1 | 0 | 0 | 1 | 0 | 0 | 0 | 785652111068 | 22.5 | 22.5 | 11.75 | 17 | 3.442 | 175 | Yes | [9 empty] | cETL Damp | HANFORD 3L PEND-962 | Three Light Pendant |  | 6624503-962.jpg | 6624503.jpg
6624503EN3-710 | Three Light Pendant | The transitional styling of the Hanford lighting collection by Sea Gull Lighting is evident in its elegant symmetry articulated by long, sweeping arms. Tapered Etched glass shades produce a soft uplight and make Hanford complementary to a wide array of décor from traditional to contemporary. Offered in both Brushed Nickel and Burnt Sienna finishes, the collection includes five-, nine- and fifteen-light chandeliers, a three-light hall/foyer light, a one-light mini pendant, a three-light pendant, a three-light semi-flush mount which can convert into a pendant, and one-, two-, three- and four-light bath fixtures. Incandescent and ENERGY STAR-qualified LED lamping are available; all fixtures are California Title 24 compliant. | LINE VOLTAGE PENDANT | Hanford | Pendants | Burnt Sienna | 710 | Steel | Satin Etched Glass | D:18.875" H:5.4375" |  |  | 3 Medium A19 9.3w |  | 3 | Yes | [14 empty] | 0 | [12 empty] | 182.98 | 365.96 | 548.94 | D:20 5/8'' H:22 5/8'' O:61'' | 13.6 | 20.625 |  |  | 22.625 | Center Lock-Up |  |  | 61 |  |  |  | No |  | No | [20 empty] | D:5'' H:7/8'' Round |  |  |  |  | 72 | Brown | 36 |  | Hardwired | 0 | 0 | 1 | 1 | 1 | 0 | 0 | 0 | 0 | 0 | 0 | 785652051333 | 22.75 | 22.75 | 12.25 | 17.3 | 3.669 | 175 | Yes | [9 empty] | cETL Damp | HANFORD 3L PEND-710 | Three Light Pendant |  | 6624503EN3-710.jpg | 6624503.jpg
6624503EN3-962 | Three Light Pendant | The transitional styling of the Hanford lighting collection by Sea Gull Lighting is evident in its elegant symmetry articulated by long, sweeping arms. Tapered Etched glass shades produce a soft uplight and make Hanford complementary to a wide array of décor from traditional to contemporary. Offered in both Brushed Nickel and Burnt Sienna finishes, the collection includes five-, nine- and fifteen-light chandeliers, a three-light hall/foyer light, a one-light mini pendant, a three-light pendant, a three-light semi-flush mount which can convert into a pendant, and one-, two-, three- and four-light bath fixtures. Incandescent and ENERGY STAR-qualified LED lamping are available; all fixtures are California Title 24 compliant. | LINE VOLTAGE PENDANT | Hanford | Pendants | Brushed Nickel | 962 | Steel | Satin Etched Glass | D:18.875" H:5.4375" |  |  | 3 Medium A19 9.3w |  | 3 | Yes | [14 empty] | 0 | [12 empty] | 182.98 | 365.96 | 548.94 | D:20 5/8'' H:22 5/8'' O:61'' | 13.6 | 20.625 |  |  | 22.625 | Center Lock-Up |  |  | 61 |  |  |  | No |  | No | [20 empty] | D:5'' H:7/8'' Round |  |  |  |  | 72 | Clear Silver | 36 |  | Hardwired | 0 | 0 | 1 | 1 | 1 | 0 | 0 | 0 | 0 | 0 | 0 | 785652051340 | 22.75 | 22.75 | 12.25 | 17.3 | 3.669 | 175 | Yes | [9 empty] | cETL Damp | HANFORD 3L PEND-962 | Three Light Pendant |  | 6624503EN3-962.jpg | 6624503.jpg
6624603-778 | Three Light Pendant | The silhouette of the modern Alturas lighting collection by Sea Gull Lighting features an interlocking, spherical steel frame, which harkens back to the Unisphere constructed for the 1964 New York World's Fair. The minimalist Alturas Collection draws the eye to the soft, warm glow of the light emitted from the cylindrical Satin Etched glass shades. The full assortment includes three-, five- and nine-light chandeliers, a one-light mini pendant, a three-light pendant, a two-light semi flush which is convertible into a pendant, and one-, two-, three- and four-light bath fixtures. All fixtures are offered in Brushed Oil Rubbed Bronze, Brushed Nickel and Satin Bronze finishes, the bath fixtures are also offered in Chrome finish. Incandescent and ENERGY STAR-qualified LED lamping are available; all fixtures are California Title 24 compliant. | LINE VOLTAGE PENDANT | Alturas | Pendants | Brushed Oil Rubbed Bronze | 778 | Steel | Etched / White Inside Glass | D:16.5" H:8.375" |  |  | 3 Medium A19 100w |  | 3 | No | [14 empty] | 0 | [12 empty] | 163.95 | 327.9 | 491.85 | D:19'' H:18 3/4'' O:63 1/4'' | 12.7 | 19 |  |  | 18.75 | Center Lock-Up |  |  | 63.25 |  |  |  | No |  | No | [20 empty] | D:5 1/8'' H:3/4'' Round |  |  |  |  | 144 | Brown |  |  | Hardwired | 0 | 0 | 0 | 0 | 1 | 0 | 0 | 1 | 0 | 0 | 0 | 785652067228 | 20.5 | 20.125 | 15.5 | 15.6 | 3.701 | 175 | Yes | [9 empty] | cETL Damp | ALTURAS 3L PEND-778 | Three Light Pendant |  | 6624603-778.png | 6624603.jpg
6624603-848 | Three Light Pendant | The silhouette of the modern Alturas lighting collection by Sea Gull Lighting features an interlocking, spherical steel frame, which harkens back to the Unisphere constructed for the 1964 New York World's Fair. The minimalist Alturas Collection draws the eye to the soft, warm glow of the light emitted from the cylindrical Satin Etched glass shades. The full assortment includes three-, five- and nine-light chandeliers, a one-light mini pendant, a three-light pendant, a two-light semi flush which is convertible into a pendant, and one-, two-, three- and four-light bath fixtures. All fixtures are offered in Brushed Oil Rubbed Bronze, Brushed Nickel and Satin Bronze finishes, the bath fixtures are also offered in Chrome finish. Incandescent and ENERGY STAR-qualified LED lamping are available; all fixtures are California Title 24 compliant. | LINE VOLTAGE PENDANT | Alturas | Pendants | Satin Bronze | 848 | Steel | Etched / White Inside Glass | D:16.5" H:8.375" |  |  | 3 Medium A19 100w |  | 3 | No | [14 empty] | 0 | [12 empty] | 169.98 | 339.96 | 509.94 | D:19'' H:18 3/4'' O:63 1/4'' | 12.7 | 19 |  |  | 18.75 | Center Lock-Up |  |  | 63.25 |  |  |  | No |  | No | [20 empty] | D:5 1/8'' H:3/4'' Round |  |  |  |  | 144 | Gold |  |  | Hardwired | 0 | 0 | 0 | 0 | 1 | 0 | 0 | 1 | 0 | 0 | 0 | 785652000645 | 20.25 | 20.25 | 15 | 15.75 | 3.56 | 175 | Yes | [9 empty] | cETL Damp | ALTURAS 3L PEND-848 | Three Light Pendant |  | 6624603-848.jpg | 6624603.jpg
6624603-962 | Three Light Pendant | The silhouette of the modern Alturas lighting collection by Sea Gull Lighting features an interlocking, spherical steel frame, which harkens back to the Unisphere constructed for the 1964 New York World's Fair. The minimalist Alturas Collection draws the eye to the soft, warm glow of the light emitted from the cylindrical Satin Etched glass shades. The full assortment includes three-, five- and nine-light chandeliers, a one-light mini pendant, a three-light pendant, a two-light semi flush which is convertible into a pendant, and one-, two-, three- and four-light bath fixtures. All fixtures are offered in Brushed Oil Rubbed Bronze, Brushed Nickel and Satin Bronze finishes, the bath fixtures are also offered in Chrome finish. Incandescent and ENERGY STAR-qualified LED lamping are available; all fixtures are California Title 24 compliant. | LINE VOLTAGE PENDANT | Alturas | Pendants | Brushed Nickel | 962 | Steel | Etched / White Inside Glass | D:16.5" H:8.375" |  |  | 3 Medium A19 100w |  | 3 | No | [14 empty] | 0 | [12 empty] | 174.98 | 349.96 | 524.94 | D:19'' H:18 3/4'' O:63 1/4'' | 12.7 | 19 |  |  | 18.75 | Center Lock-Up |  |  | 63.25 |  |  |  | No |  | No | [20 empty] | D:5 1/8'' H:3/4'' Round |  |  |  |  | 144 | Clear Silver |  |  | Hardwired | 0 | 0 | 0 | 0 | 1 | 0 | 0 | 1 | 0 | 0 | 0 | 785652108976 | 20.25 | 20 | 20 | 16.9 | 4.688 | 250 | Yes | [9 empty] | cETL Damp | ALTURAS 3L PEND-962 | Three Light Pendant |  | 6624603-962.jpg | 6624603.jpg
6624603EN3-778 | Three Light Pendant | The silhouette of the modern Alturas lighting collection by Sea Gull Lighting features an interlocking, spherical steel frame, which harkens back to the Unisphere constructed for the 1964 New York World's Fair. The minimalist Alturas Collection draws the eye to the soft, warm glow of the light emitted from the cylindrical Satin Etched glass shades. The full assortment includes three-, five- and nine-light chandeliers, a one-light mini pendant, a three-light pendant, a two-light semi flush which is convertible into a pendant, and one-, two-, three- and four-light bath fixtures. All fixtures are offered in Brushed Oil Rubbed Bronze, Brushed Nickel and Satin Bronze finishes, the bath fixtures are also offered in Chrome finish. Incandescent and ENERGY STAR-qualified LED lamping are available; all fixtures are California Title 24 compliant. | LINE VOLTAGE PENDANT | Alturas | Pendants | Brushed Oil Rubbed Bronze | 778 | Steel | Etched / White Inside Glass | D:16.5" H:8.375" |  |  | 3 Medium A19 9.3w |  | 3 | Yes | [14 empty] | 0 | [12 empty] | 181.45 | 362.9 | 544.35 | D:19'' H:18 3/4'' O:63 1/4'' | 12.7 | 19 |  |  | 18.75 | Center Lock-Up |  |  | 63.25 |  |  |  | No |  | No | [20 empty] | D:5 1/8'' H:3/4'' Round |  |  |  |  | 144 | Brown |  |  | Hardwired | 0 | 0 | 0 | 1 | 1 | 0 | 0 | 0 | 0 | 0 | 0 | 785652068126 | 20.5 | 20.125 | 15.5 | 15.6 | 3.701 | 175 | Yes | [9 empty] | cETL Damp | ALTURAS 3L LED PEND-778 | Three Light Pendant |  | 6624603EN3-778.png | 6624603.jpg
6624603EN3-848 | Three Light Pendant | The silhouette of the modern Alturas lighting collection by Sea Gull Lighting features an interlocking, spherical steel frame, which harkens back to the Unisphere constructed for the 1964 New York World's Fair. The minimalist Alturas Collection draws the eye to the soft, warm glow of the light emitted from the cylindrical Satin Etched glass shades. The full assortment includes three-, five- and nine-light chandeliers, a one-light mini pendant, a three-light pendant, a two-light semi flush which is convertible into a pendant, and one-, two-, three- and four-light bath fixtures. All fixtures are offered in Brushed Oil Rubbed Bronze, Brushed Nickel and Satin Bronze finishes, the bath fixtures are also offered in Chrome finish. Incandescent and ENERGY STAR-qualified LED lamping are available; all fixtures are California Title 24 compliant. | LINE VOLTAGE PENDANT | Alturas | Pendants | Satin Bronze | 848 | Steel | Etched / White Inside Glass | D:16.5" H:8.375" |  |  | 3 Medium A19 9.3w |  | 3 | Yes | [14 empty] | 0 | [12 empty] | 188.98 | 377.96 | 566.94 | D:19'' H:18 3/4'' O:63 1/4'' | 12.7 | 19 |  |  | 18.75 | Center Lock-Up |  |  | 63.25 |  |  |  | No |  | No | [20 empty] | D:5 1/8'' H:3/4'' Round |  |  |  |  | 144 | Gold |  |  | Hardwired | 0 | 0 | 0 | 1 | 1 | 0 | 0 | 0 | 0 | 0 | 0 | 785652051357 | 20.25 | 20 | 20 | 16.9 | 4.688 | 250 | Yes | [9 empty] | cETL Damp | ALTURAS 3L PEND-848 | Three Light Pendant |  | 6624603EN3-848.jpg | 6624603.jpg
6624603EN3-962 | Three Light Pendant | The silhouette of the modern Alturas lighting collection by Sea Gull Lighting features an interlocking, spherical steel frame, which harkens back to the Unisphere constructed for the 1964 New York World's Fair. The minimalist Alturas Collection draws the eye to the soft, warm glow of the light emitted from the cylindrical Satin Etched glass shades. The full assortment includes three-, five- and nine-light chandeliers, a one-light mini pendant, a three-light pendant, a two-light semi flush which is convertible into a pendant, and one-, two-, three- and four-light bath fixtures. All fixtures are offered in Brushed Oil Rubbed Bronze, Brushed Nickel and Satin Bronze finishes, the bath fixtures are also offered in Chrome finish. Incandescent and ENERGY STAR-qualified LED lamping are available; all fixtures are California Title 24 compliant. | LINE VOLTAGE PENDANT | Alturas | Pendants | Brushed Nickel | 962 | Steel | Etched / White Inside Glass | D:16.5" H:8.375" |  |  | 3 Medium A19 9.3w |  | 3 | Yes | [14 empty] | 0 | [12 empty] | 194.98 | 389.96 | 584.94 | D:19'' H:18 3/4'' O:63 1/4'' | 12.7 | 19 |  |  | 18.75 | Center Lock-Up |  |  | 63.25 |  |  |  | No |  | No | [20 empty] | D:5 1/8'' H:3/4'' Round |  |  |  |  | 144 | Clear Silver |  |  | Hardwired | 0 | 0 | 0 | 1 | 1 | 0 | 0 | 0 | 0 | 0 | 0 | 785652051364 | 20.25 | 20 | 20 | 16.9 | 4.688 | 250 | Yes | [9 empty] | cETL Damp | ALTURAS 3L PEND-962 | Three Light Pendant |  | 6624603EN3-962.jpg | 6624603.jpg
6626308-872 | Eight Light Island Pendant | The hand applied finishes on Thornwood exude authenticity, combining the tactile with the time-worn. Perfect proportions and honest functionality complete the package. The Thornwood lighting collection offers three-light, four-light and eight-like chandeliers, an eight-light linear, four-light foyer chandelier, and a two-light wall sconce. The two-light wall sconce is Damp Rated. Available in Washed Pine and a Weathered Iron Finish. | CHANDELIERS | Thornwood | Pendants | Washed Pine / Weathered Iron | 872 / 819 | Steel |  |  |  |  | 8 Candelabra B10 Torpedo 60w |  | 8 | No | [14 empty] | 0 | [12 empty] | 299.98 | 599.96 | 899.94 | L:49'' W:13 3/4'' H:14 1/2'' O:59'' | 23.54 |  | 49 | 13.75 | 14.5 | Double Cap Nuts |  |  | 59 |  |  |  | No |  | No | [20 empty] | DP:6'' W:26 3/4'' H:3/4'' Rectangular |  |  |  |  | 120 | Black |  |  | Hardwired | 0 | 0 | 0 | 0 | 1 | 0 | 0 | 1 | 0 | 0 | 0 | 785652070303 | 52.5 | 18.375 | 16.75 | 29.8 | 9.351 | 250 | Yes | [9 empty] | cETL Damp | THORNWOOD 8L ISLAND-872 | Eight Light Island Pendant |  | 6626308-872.jpg | 6626308.jpg
6626308EN-872 | Eight Light Island Pendant | The hand applied finishes on Thornwood exude authenticity, combining the tactile with the time-worn. Perfect proportions and honest functionality complete the package. The Thornwood lighting collection offers three-light, four-light and eight-like chandeliers, an eight-light linear, four-light foyer chandelier, and a two-light wall sconce. The two-light wall sconce is Damp Rated. Available in Washed Pine and a Weathered Iron Finish. | CHANDELIERS | Thornwood | Pendants | Washed Pine / Weathered Iron | 872 / 819 | Steel |  |  |  |  | 8 Candelabra B10 Torpedo 3.5w |  | 8 | Yes | [14 empty] | 0 | [12 empty] | 362.98 | 725.96 | 1088.94 | L:49'' W:13 3/4'' H:14 1/2'' O:59'' | 23.54 |  | 49 | 13.75 | 14.5 | Double Cap Nuts |  |  | 59 |  |  |  | No |  | No | [20 empty] | DP:6'' W:26 3/4'' H:3/4'' Rectangular |  |  |  |  | 120 | Black |  |  | Hardwired | 0 | 0 | 0 | 1 | 1 | 0 | 0 | 0 | 0 | 0 | 0 | 785652071980 | 52.5 | 18.375 | 16.75 | 29.8 | 9.351 | 250 | Yes | [9 empty] | cETL Damp | THORNWOOD 8L LED ISLAND-872 | Eight Light Island Pendant |  | 6626308EN-872.jpg | 6626308EN.jpg
6628003-782 | Three Light Pendant | The mid-century inspired Nance lighting collection by Sea Gull Lighting is a versatile transitional design which fits in a wide array of traditional or contemporary settings. The tapered, off-white, faux silk shades add warmth and sophistication. The large pendant and semi-flush faux silk drum shades are complemented nicely with Satin Etched Opal glass diffusers to soften the downlight. In either of the available Brushed Nickel or Heirloom Bronze finishes, all the Nance fixtures are timeless additions to any foyer, kitchen or dining area. The assortment includes three- five- and nine-light chandeliers; a one-light wall sconce; two- and three-light bath vanities and a two-light semi-flush convertible drum pendant. Incandescent and ENERGY STAR-qualified LED lamping are available; all fixtures are California Title 24 compliant. | LINE VOLTAGE PENDANT | Nance | Pendants | Heirloom Bronze | 782 | Steel | Off-White Faux Silk Fabric | D:19.25" H:6" |  | Satin Etched Glass | 3 Medium A19 100w |  | 3 | No | [14 empty] | 0 | [12 empty] | 112.98 | 225.96 | 338.94 | D:19 1/4'' H:13 1/2'' O:58'' | 7.8 | 19.25 |  |  | 13.5 | Center Lock-Up |  |  | 58 |  |  |  | No |  | No | [20 empty] | D:5'' H:1'' Round |  |  |  |  | 120 | Brown |  |  | Hardwired | 0 | 0 | 0 | 0 | 1 | 0 | 0 | 1 | 0 | 0 | 0 | 785652001963 | 21.5 | 21.25 | 9.25 | 9.8 | 2.446 | 175 | Yes | [8 empty] | ETL Damp | cETL Damp | NANCE 3L PEND-782 | Three Light Pendant |  | 6628003-782.jpg | 6628003.jpg
6628003-962 | Three Light Pendant | The mid-century inspired Nance lighting collection by Sea Gull Lighting is a versatile transitional design which fits in a wide array of traditional or contemporary settings. The tapered, off-white, faux silk shades add warmth and sophistication. The large pendant and semi-flush faux silk drum shades are complemented nicely with Satin Etched Opal glass diffusers to soften the downlight. In either of the available Brushed Nickel or Heirloom Bronze finishes, all the Nance fixtures are timeless additions to any foyer, kitchen or dining area. The assortment includes three- five- and nine-light chandeliers; a one-light wall sconce; two- and three-light bath vanities and a two-light semi-flush convertible drum pendant. Incandescent and ENERGY STAR-qualified LED lamping are available; all fixtures are California Title 24 compliant. | LINE VOLTAGE PENDANT | Nance | Pendants | Brushed Nickel | 962 | Steel | Off-White Faux Silk Fabric | D:19.25" H:6" |  | Satin Etched Glass | 3 Medium A19 100w |  | 3 | No | [14 empty] | 0 | [12 empty] | 112.98 | 225.96 | 338.94 | D:19 1/4'' H:13 1/2'' O:58'' | 7.8 | 19.25 |  |  | 13.5 | Center Lock-Up |  |  | 58 |  |  |  | No |  | No | [20 empty] | D:5'' H:1'' Round |  |  |  |  | 120 | Clear Silver |  |  | Hardwired | 0 | 0 | 0 | 0 | 1 | 0 | 0 | 1 | 0 | 0 | 0 | 785652001970 | 21.25 | 21.25 | 9.5 | 9.8 | 2.483 | 250 | Yes | [8 empty] | ETL Damp | cETL Damp | NANCE 3L PEND-962 | Three Light Pendant |  | 6628003-962.jpg | 6628003.jpg
6628003EN3-782 | Three Light Pendant | The mid-century inspired Nance lighting collection by Sea Gull Lighting is a versatile transitional design which fits in a wide array of traditional or contemporary settings. The tapered, off-white, faux silk shades add warmth and sophistication. The large pendant and semi-flush faux silk drum shades are complemented nicely with Satin Etched Opal glass diffusers to soften the downlight. In either of the available Brushed Nickel or Heirloom Bronze finishes, all the Nance fixtures are timeless additions to any foyer, kitchen or dining area. The assortment includes three- five- and nine-light chandeliers; a one-light wall sconce; two- and three-light bath vanities and a two-light semi-flush convertible drum pendant. Incandescent and ENERGY STAR-qualified LED lamping are available; all fixtures are California Title 24 compliant. | LINE VOLTAGE PENDANT | Nance | Pendants | Heirloom Bronze | 782 | Steel | Off-White Faux Silk Fabric | D:19.25" H:6" |  | Satin Etched Glass | 3 Medium A19 9.3w |  | 3 | Yes | [14 empty] | 0 | [12 empty] | 130.48 | 260.96 | 391.44 | D:19 1/4'' H:13 1/2'' O:58'' | 7.8 | 19.25 |  |  | 13.5 | Center Lock-Up |  |  | 58 |  |  |  | No |  | No | [20 empty] | D:5'' H:1'' Round |  |  |  |  | 120 | Brown |  |  | Hardwired | 0 | 0 | 0 | 1 | 1 | 0 | 0 | 0 | 0 | 0 | 0 | 785652046292 | 21.5 | 21.25 | 9.25 | 9.8 | 2.446 | 175 | Yes | [8 empty] | ETL Damp | cETL Damp | NANCE 3L PEND-782 | Three Light Pendant |  | 6628003EN3-782.jpg | 6628003.jpg
6628003EN3-962 | Three Light Pendant | The mid-century inspired Nance lighting collection by Sea Gull Lighting is a versatile transitional design which fits in a wide array of traditional or contemporary settings. The tapered, off-white, faux silk shades add warmth and sophistication. The large pendant and semi-flush faux silk drum shades are complemented nicely with Satin Etched Opal glass diffusers to soften the downlight. In either of the available Brushed Nickel or Heirloom Bronze finishes, all the Nance fixtures are timeless additions to any foyer, kitchen or dining area. The assortment includes three- five- and nine-light chandeliers; a one-light wall sconce; two- and three-light bath vanities and a two-light semi-flush convertible drum pendant. Incandescent and ENERGY STAR-qualified LED lamping are available; all fixtures are California Title 24 compliant. | LINE VOLTAGE PENDANT | Nance | Pendants | Brushed Nickel | 962 | Steel | Off-White Faux Silk Fabric | D:19.25" H:6" |  | Satin Etched Glass | 3 Medium A19 9.3w |  | 3 | Yes | [14 empty] | 0 | [12 empty] | 130.48 | 260.96 | 391.44 | D:19 1/4'' H:13 1/2'' O:58'' | 7.8 | 19.25 |  |  | 13.5 | Center Lock-Up |  |  | 58 |  |  |  | No |  | No | [20 empty] | D:5'' H:1'' Round |  |  |  |  | 120 | Clear Silver |  |  | Hardwired | 0 | 0 | 0 | 1 | 1 | 0 | 0 | 0 | 0 | 0 | 0 | 785652046308 | 21.5 | 21.25 | 9.25 | 9.8 | 2.446 | 175 | Yes | [8 empty] | ETL Damp | cETL Damp | NANCE 3L PEND-962 | Three Light Pendant |  | 6628003EN3-962.jpg | 6628003.jpg
6628605-802 | Five Light Island Pendant | Combine hanging art with light. Undulating with free-form hoops of welded cold-rolled steel, the Cowen Collection will redefine any room. As illumination escapes from the openings in the sculpted shade, the full menagerie comes together. The textured Obsidian Mist finish adds the final tactile element to this postmodern piece. The refined modern design comes to life with distressed gold metal accents. The Cowen collection is equally at home in a contemporary, urban setting or a traditional décor in the suburbs. The assortment includes one-light wall sconce; one-light mini-pendant; two-light semi-flush; three-light pendant; five-light island pendant and a six-light foyer light. All fixtures are California Title 24 compliant. | LINE VOLTAGE PENDANT | Cowen | Pendants | Obsidian Mist | 802 | Steel |  |  |  |  | 5 Medium ST19 60w |  | 5 | No | [14 empty] | 0 | [12 empty] | 374.98 | 749.96 | 1124.94 | L:41 5/8'' W:16 1/8'' H:11 3/4'' O:55 3/4'' | 24.3 |  | 41.625 | 16.125 | 11.75 | Center Lock-Up |  |  | 55.75 |  |  |  | No |  | No | [20 empty] | DP:3/4'' W:5'' H:12'' Oval |  |  |  |  | 120 | Black |  |  | Hardwired | 0 | 0 | 0 | 0 | 1 | 0 | 0 | 1 | 0 | 0 | 0 | 785652061158 | 47 | 19.5 | 16.25 | 29.5 | 8.619 | 250 | Yes | [9 empty] | cETL Damp | COWEN 5L ISLAND-802 | Five Light Island Pendant |  | 6628605-802.png | 6628605.jpg
6628605EN7-802 | Five Light Island Pendant | Combine hanging art with light. Undulating with free-form hoops of welded cold-rolled steel, the Cowen Collection will redefine any room. As illumination escapes from the openings in the sculpted shade, the full menagerie comes together. The textured Obsidian Mist finish adds the final tactile element to this postmodern piece. The refined modern design comes to life with distressed gold metal accents. The Cowen collection is equally at home in a contemporary, urban setting or a traditional décor in the suburbs. The assortment includes one-light wall sconce; one-light mini-pendant; two-light semi-flush; three-light pendant; five-light island pendant and a six-light foyer light. All fixtures are California Title 24 compliant. | LINE VOLTAGE PENDANT | Cowen | Pendants | Obsidian Mist | 802 | Steel |  |  |  |  | 5 Medium A19 8.5w |  | 5 | Yes | [14 empty] | 0 | [12 empty] | 399.98 | 799.96 | 1199.94 | L:41 5/8'' W:16 1/8'' H:11 3/4'' O:55 3/4'' | 24.3 |  | 41.625 | 16.125 | 11.75 | Center Lock-Up |  |  | 55.75 |  |  |  | No |  | No | [20 empty] | DP:3/4'' W:5'' H:12'' Oval |  |  |  |  | 120 | Black |  |  | Hardwired | 0 | 0 | 0 | 1 | 1 | 0 | 0 | 0 | 0 | 0 | 0 | 785652068867 | 47 | 19.5 | 16.25 | 29.5 | 8.619 | 250 | Yes | [9 empty] | cETL Damp | COWEN 5L LED ISLAND-802 | Five Light Island Pendant |  | 6628605EN7-802.jpg | 6628605.jpg
6634506-710 | Six Light Island Pendant | The Moffet Street Collection offers a distinctive take on a rustic theme. Built in broad steel frames with hand-applied finish that mimics natural wood. This combination of rustic and urban fits comfortably in a wide variety of environments. The sharp, squared lines of the frame complement a wide variety of settings. The collection includes eight-light foyer, four-light foyer, one- light wall sconce, and a six-light island fixture. The Moffet Street Collection is available in three beautiful finishes Washed Pine, Brushed Nickel and Satin Bronze All fixtures are California Title 24 compliant and damp rated for use in sheltered, damp environments. | LINE VOLTAGE PENDANT | Moffet Street | Pendants | Burnt Sienna | 710 | Steel |  |  |  |  | 6 Candelabra Torpedo 60w |  | 6 | No | [14 empty] | 0 | [12 empty] | 234.45 | 468.9 | 703.35 | L:42'' W:12'' H:15'' O:59 1/8'' | 19.2 |  | 42 | 12 | 15 | Single Cap Nut |  |  | 59.125 |  |  |  | No |  | No | [20 empty] | DP:5 7/8'' W:17 3/4'' H:3/4'' Rectangular |  |  |  |  | 120 | Brown |  |  | Hardwired | 0 | 0 | 0 | 0 | 1 | 0 | 0 | 1 | 0 | 0 | 0 | 785652078170 | 45 | 18.75 | 13.75 | 21.4 | 6.714 | 250 | Yes | [9 empty] | cETL Damp | MOFFET ST 6L ISLAND-710 | Six Light Island Pendant |  | 6634506-710.jpg | 6634506.jpg
6634506-848 | Six Light Island Pendant | The Moffet Street Collection offers a distinctive take on a rustic theme. Built in broad steel frames with hand-applied finish that mimics natural wood. This combination of rustic and urban fits comfortably in a wide variety of environments. The sharp, squared lines of the frame complement a wide variety of settings. The collection includes eight-light foyer, four-light foyer, one- light wall sconce, and a six-light island fixture. The Moffet Street Collection is available in three beautiful finishes Washed Pine, Brushed Nickel and Satin Bronze All fixtures are California Title 24 compliant and damp rated for use in sheltered, damp environments. | CHANDELIERS | Moffet Street | Pendants | Satin Bronze | 848 | Steel |  |  |  |  | 6 Candelabra Torpedo 60w |  | 6 | No | [14 empty] | 0 | [12 empty] | 242.98 | 485.96 | 728.94 | L:42'' W:12'' H:15'' O:59 1/8'' | 19.2 |  | 42 | 12 | 15 | Single Cap Nut |  |  | 59.125 |  |  |  | No |  | No | [20 empty] | DP:5 7/8'' W:17 3/4'' H:3/4'' Rectangular |  |  |  |  | 120 | Clear Gold |  |  | Hardwired | 0 | 0 | 0 | 0 | 1 | 0 | 0 | 1 | 0 | 0 | 0 | 785652067716 | 45 | 18.75 | 13.75 | 21.4 | 6.714 | 250 | Yes | [9 empty] | cETL Damp | MOFFET ST 6L ISLAND-848 | Six Light Island Pendant |  | 6634506-848.png | 6634506.jpg
6634506-872 | Six Light Island Pendant | The Moffet Street Collection offers a distinctive take on a rustic theme. Built in broad steel frames with hand-applied finish that mimics natural wood. This combination of rustic and urban fits comfortably in a wide variety of environments. The sharp, squared lines of the frame complement a wide variety of settings. The collection includes eight-light foyer, four-light foyer, one- light wall sconce, and a six-light island fixture. The Moffet Street Collection is available in three beautiful finishes Washed Pine, Brushed Nickel and Satin Bronze All fixtures are California Title 24 compliant and damp rated for use in sheltered, damp environments. | LINE VOLTAGE PENDANT | Moffet Street | Pendants | Washed Pine / Chrome | 872 / 05 | Steel |  |  |  |  | 6 Candelabra Torpedo 60w |  | 6 | No | [14 empty] | 0 | [12 empty] | 219.98 | 439.96 | 659.94 | L:42'' W:12'' H:15'' O:59 1/8'' | 19.2 |  | 42 | 12 | 15 | Single Cap Nut |  |  | 59.125 |  |  |  | No |  | No | [20 empty] | DP:5 7/8'' W:17 3/4'' H:3/4'' Rectangular |  |  |  |  | 120 | Clear Silver |  |  | Hardwired | 0 | 0 | 0 | 0 | 1 | 0 | 0 | 1 | 0 | 0 | 0 | 785652060021 | 45 | 19 | 15.25 | 21.4 | 7.546 | 250 | Yes | [9 empty] | cETL Damp | MOFFET ST 6L ISLAND-872 | Six Light Island Pendant |  | 6634506-872.png | 6634506.jpg
6634506-962 | Six Light Island Pendant | The Moffet Street Collection offers a distinctive take on a rustic theme. Built in broad steel frames with hand-applied finish that mimics natural wood. This combination of rustic and urban fits comfortably in a wide variety of environments. The sharp, squared lines of the frame complement a wide variety of settings. The collection includes eight-light foyer, four-light foyer, one- light wall sconce, and a six-light island fixture. The Moffet Street Collection is available in three beautiful finishes Washed Pine, Brushed Nickel and Satin Bronze All fixtures are California Title 24 compliant and damp rated for use in sheltered, damp environments. | CHANDELIERS | Moffet Street | Pendants | Brushed Nickel | 962 | Steel |  |  |  |  | 6 Candelabra Torpedo 60w |  | 6 | No | [14 empty] | 0 | [12 empty] | 242.98 | 485.96 | 728.94 | L:42'' W:12'' H:15'' O:59 1/8'' | 19.2 |  | 42 | 12 | 15 | Single Cap Nut |  |  | 59.125 |  |  |  | No |  | No | [20 empty] | DP:5 7/8'' W:17 3/4'' H:3/4'' Rectangular |  |  |  |  | 120 | Clear Silver |  |  | Hardwired | 0 | 0 | 0 | 0 | 1 | 0 | 0 | 1 | 0 | 0 | 0 | 785652067723 | 45 | 19 | 15 | 21.9 | 7.422 | 250 | Yes | [9 empty] | cETL Damp | MOFFET ST 6L ISLAND-962 | Six Light Island Pendant |  | 6634506-962.png | 6634506.jpg
6634506EN-710 | Six Light Island Pendant | The Moffet Street Collection offers a distinctive take on a rustic theme. Built in broad steel frames with hand-applied finish that mimics natural wood. This combination of rustic and urban fits comfortably in a wide variety of environments. The sharp, squared lines of the frame complement a wide variety of settings. The collection includes eight-light foyer, four-light foyer, one- light wall sconce, and a six-light island fixture. The Moffet Street Collection is available in three beautiful finishes Washed Pine, Brushed Nickel and Satin Bronze All fixtures are California Title 24 compliant and damp rated for use in sheltered, damp environments. | LINE VOLTAGE PENDANT | Moffet Street | Pendants | Burnt Sienna | 710 | Steel |  |  |  |  | 6 Candelabra Torpedo 3.5w |  | 6 | Yes | [14 empty] | 0 | [12 empty] | 281.95 | 563.9 | 845.85 | L:42'' W:12'' H:15'' O:59 1/8'' | 19.2 |  | 42 | 12 | 15 | Single Cap Nut |  |  | 59.125 |  |  |  | No |  | No | [20 empty] | DP:5 7/8'' W:17 3/4'' H:3/4'' Rectangular |  |  |  |  | 120 | Brown |  |  | Hardwired | 0 | 0 | 0 | 1 | 1 | 0 | 0 | 0 | 0 | 0 | 0 | 785652082351 | 45 | 18.75 | 13.75 | 21.4 | 6.714 | 250 | Yes | [9 empty] | cETL Damp | MOFFET ST 6L LED ISLAND-710 | Six Light Island Pendant |  | 6634506EN-710.jpg | 6634506EN.jpg
6634506EN-848 | Six Light Island Pendant | The Moffet Street Collection offers a distinctive take on a rustic theme. Built in broad steel frames with hand-applied finish that mimics natural wood. This combination of rustic and urban fits comfortably in a wide variety of environments. The sharp, squared lines of the frame complement a wide variety of settings. The collection includes eight-light foyer, four-light foyer, one- light wall sconce, and a six-light island fixture. The Moffet Street Collection is available in three beautiful finishes Washed Pine, Brushed Nickel and Satin Bronze All fixtures are California Title 24 compliant and damp rated for use in sheltered, damp environments. | CHANDELIERS | Moffet Street | Pendants | Satin Bronze | 848 | Steel |  |  |  |  | 6 Candelabra Torpedo 3.5w |  | 6 | Yes | [14 empty] | 0 | [12 empty] | 294.98 | 589.96 | 884.94 | L:42'' W:12'' H:15'' O:59 1/8'' | 19.2 |  | 42 | 12 | 15 | Single Cap Nut |  |  | 59.125 |  |  |  | No |  | No | [20 empty] | DP:5 7/8'' W:17 3/4'' H:3/4'' Rectangular |  |  |  |  | 120 | Clear Gold |  |  | Hardwired | 0 | 0 | 0 | 1 | 1 | 0 | 0 | 0 | 0 | 0 | 0 | 785652068492 | 45 | 18.75 | 13.75 | 21.4 | 6.714 | 250 | Yes | [9 empty] | cETL Damp | MOFFET ST 6L LED ISLAND-848 | Six Light Island Pendant |  | 6634506EN-848.png | 6634506EN.jpg
6634506EN-872 | Six Light Island Pendant | The Moffet Street Collection offers a distinctive take on a rustic theme. Built in broad steel frames with hand-applied finish that mimics natural wood. This combination of rustic and urban fits comfortably in a wide variety of environments. The sharp, squared lines of the frame complement a wide variety of settings. The collection includes eight-light foyer, four-light foyer, one- light wall sconce, and a six-light island fixture. The Moffet Street Collection is available in three beautiful finishes Washed Pine, Brushed Nickel and Satin Bronze All fixtures are California Title 24 compliant and damp rated for use in sheltered, damp environments. | LINE VOLTAGE PENDANT | Moffet Street | Pendants | Washed Pine / Chrome | 872 / 05 | Steel |  |  |  |  | 6 Candelabra Torpedo 3.5w |  | 6 | Yes | [14 empty] | 0 | [12 empty] | 249.98 | 499.96 | 749.94 | L:42'' W:12'' H:15'' O:59 1/8'' | 19.2 |  | 42 | 12 | 15 | Single Cap Nut |  |  | 59.125 |  |  |  | No |  | No | [20 empty] | DP:5 7/8'' W:17 3/4'' H:3/4'' Rectangular |  |  |  |  | 120 | Clear Silver |  |  | Hardwired | 0 | 0 | 0 | 1 | 1 | 0 | 0 | 0 | 0 | 0 | 0 | 785652060564 | 45 | 19 | 15.25 | 21.4 | 7.546 | 250 | Yes | [9 empty] | cETL Damp | MOFFET ST 6L ISLAND-872 | Six Light Island Pendant |  | 6634506EN-872.png | 6634506EN.jpg
6634506EN-962 | Six Light Island Pendant | The Moffet Street Collection offers a distinctive take on a rustic theme. Built in broad steel frames with hand-applied finish that mimics natural wood. This combination of rustic and urban fits comfortably in a wide variety of environments. The sharp, squared lines of the frame complement a wide variety of settings. The collection includes eight-light foyer, four-light foyer, one- light wall sconce, and a six-light island fixture. The Moffet Street Collection is available in three beautiful finishes Washed Pine, Brushed Nickel and Satin Bronze All fixtures are California Title 24 compliant and damp rated for use in sheltered, damp environments. | CHANDELIERS | Moffet Street | Pendants | Brushed Nickel | 962 | Steel |  |  |  |  | 6 Candelabra Torpedo 3.5w |  | 6 | Yes | [14 empty] | 0 | [12 empty] | 294.98 | 589.96 | 884.94 | L:42'' W:12'' H:15'' O:59 1/8'' | 19.2 |  | 42 | 12 | 15 | Single Cap Nut |  |  | 59.125 |  |  |  | No |  | No | [20 empty] | DP:5 7/8'' W:17 3/4'' H:3/4'' Rectangular |  |  |  |  | 120 | Clear Silver |  |  | Hardwired | 0 | 0 | 0 | 1 | 1 | 0 | 0 | 0 | 0 | 0 | 0 | 785652068508 | 45 | 19 | 15 | 21.9 | 7.422 | 250 | Yes | [9 empty] | cETL Damp | MOFFET ST 6L LED ISLAND-962 | Six Light Island Pendant |  | 6634506EN-962.png | 6634506EN.jpg
6634507-710 | Long Seven Light Island Pendant | The Moffet Street Collection offers a distinctive take on a rustic theme. Built in broad steel frames with hand-applied finish that mimics natural wood. This combination of rustic and urban fits comfortably in a wide variety of environments. The sharp, squared lines of the frame complement a wide variety of settings. The collection includes eight-light foyer, four-light foyer, one- light wall sconce, and a six-light island fixture. The Moffet Street Collection is available in three beautiful finishes Washed Pine, Brushed Nickel and Satin Bronze All fixtures are California Title 24 compliant and damp rated for use in sheltered, damp environments. | LINE VOLTAGE PENDANT | Moffet Street | Pendants | Burnt Sienna | 710 | Steel |  |  |  |  | 7 Candelabra Torpedo 60w |  | 7 | No | [14 empty] | 0 | [12 empty] | 324.5 | 649 | 973.5 | L:54'' W:12'' H:15'' O:59 1/8'' |  |  | 54 | 12 | 15 | Cap Nuts |  |  | 59.125 |  |  |  | No |  | No | [20 empty] | DP:5 7/8'' W:25 1/8'' H:3/4'' Rectangular |  |  |  |  | 120 | Brown |  |  | Hardwired | 0 | 0 | 0 | 0 | 1 | 0 | 0 | 1 | 0 | 0 | 0 | 785652078095 | 39.5 | 18.25 | 21.75 | 29.9 | 9.074 | 250 | Yes | [9 empty] | cETL Damp | MOFFET ST 7L ISLAND-710 | Long Seven Light Island Pendant |  | 6634507-710.jpg | 6634507.jpg
6634507-848 | Long Seven Light Island Pendant | The Moffet Street Collection offers a distinctive take on a rustic theme. Built in broad steel frames with hand-applied finish that mimics natural wood. This combination of rustic and urban fits comfortably in a wide variety of environments. The sharp, squared lines of the frame complement a wide variety of settings. The collection includes eight-light foyer, four-light foyer, one- light wall sconce, and a six-light island fixture. The Moffet Street Collection is available in three beautiful finishes Washed Pine, Brushed Nickel and Satin Bronze All fixtures are California Title 24 compliant and damp rated for use in sheltered, damp environments. | LINE VOLTAGE PENDANT | Moffet Street | Pendants | Satin Bronze | 848 | Steel |  |  |  |  | 7 Candelabra Torpedo 60w |  | 7 | No | [14 empty] | 0 | [12 empty] | 324.5 | 649 | 973.5 | L:54'' W:12'' H:15'' O:59 1/8'' |  |  | 54 | 12 | 15 | Cap Nuts |  |  | 59.125 |  |  |  | No |  | No | [20 empty] | DP:5 7/8'' W:25 1/8'' H:3/4'' Rectangular |  |  |  |  | 120 | Clear Gold |  |  | Hardwired | 0 | 0 | 0 | 0 | 1 | 0 | 0 | 1 | 0 | 0 | 0 | 785652078101 | [16 empty] | cETL Damp | MOFFET ST 7L ISLAND-848 | Long Seven Light Island Pendant |  | 6634507-848.jpg | 6634507.jpg
6634507-872 | Long Seven Light Island Pendant | The Moffet Street Collection offers a distinctive take on a rustic theme. Built in broad steel frames with hand-applied finish that mimics natural wood. This combination of rustic and urban fits comfortably in a wide variety of environments. The sharp, squared lines of the frame complement a wide variety of settings. The collection includes eight-light foyer, four-light foyer, one- light wall sconce, and a six-light island fixture. The Moffet Street Collection is available in three beautiful finishes Washed Pine, Brushed Nickel and Satin Bronze All fixtures are California Title 24 compliant and damp rated for use in sheltered, damp environments. | LINE VOLTAGE PENDANT | Moffet Street | Pendants | Washed Pine / Chrome | 872 / 05 | Steel |  |  |  |  | 7 Candelabra Torpedo 60w |  | 7 | No | [14 empty] | 0 | [12 empty] | 324.5 | 649 | 973.5 | L:54'' W:12'' H:15'' O:59 1/8'' |  |  | 54 | 12 | 15 | Cap Nuts |  |  | 59.125 |  |  |  | No |  | No | [20 empty] | DP:5 7/8'' W:25 1/8'' H:3/4'' Rectangular |  |  |  |  | 120 | Clear Silver |  |  | Hardwired | 0 | 0 | 0 | 0 | 1 | 0 | 0 | 1 | 0 | 0 | 0 | 785652078118 | [16 empty] | cETL Damp | MOFFET ST 7L ISLAND-872 | Long Seven Light Island Pendant |  | 6634507-872.jpg | 6634507.jpg
6634507-962 | Long Seven Light Island Pendant | The Moffet Street Collection offers a distinctive take on a rustic theme. Built in broad steel frames with hand-applied finish that mimics natural wood. This combination of rustic and urban fits comfortably in a wide variety of environments. The sharp, squared lines of the frame complement a wide variety of settings. The collection includes eight-light foyer, four-light foyer, one- light wall sconce, and a six-light island fixture. The Moffet Street Collection is available in three beautiful finishes Washed Pine, Brushed Nickel and Satin Bronze All fixtures are California Title 24 compliant and damp rated for use in sheltered, damp environments. | LINE VOLTAGE PENDANT | Moffet Street | Pendants | Brushed Nickel | 962 | Steel |  |  |  |  | 7 Candelabra Torpedo 60w |  | 7 | No | [14 empty] | 0 | [12 empty] | 324.5 | 649 | 973.5 | L:54'' W:12'' H:15'' O:59 1/8'' |  |  | 54 | 12 | 15 | Cap Nuts |  |  | 59.125 |  |  |  | No |  | No | [20 empty] | DP:5 7/8'' W:25 1/8'' H:3/4'' Rectangular |  |  |  |  | 120 | Clear Silver |  |  | Hardwired | 0 | 0 | 0 | 0 | 1 | 0 | 0 | 1 | 0 | 0 | 0 | 785652078125 | [16 empty] | cETL Damp | MOFFET ST 7L ISLAND-962 | Long Seven Light Island Pendant |  | 6634507-962.jpg | 6634507.jpg
6634507EN-710 | Long Seven Light Island Pendant | The Moffet Street Collection offers a distinctive take on a rustic theme. Built in broad steel frames with hand-applied finish that mimics natural wood. This combination of rustic and urban fits comfortably in a wide variety of environments. The sharp, squared lines of the frame complement a wide variety of settings. The collection includes eight-light foyer, four-light foyer, one- light wall sconce, and a six-light island fixture. The Moffet Street Collection is available in three beautiful finishes Washed Pine, Brushed Nickel and Satin Bronze All fixtures are California Title 24 compliant and damp rated for use in sheltered, damp environments. | LINE VOLTAGE PENDANT | Moffet Street | Pendants | Burnt Sienna | 710 | Steel |  |  |  |  | 7 Candelabra Torpedo 3.5w |  | 7 | Yes | [14 empty] | 0 | [12 empty] | 369.5 | 739 | 1108.5 | L:54'' W:12'' H:15'' O:59 1/8'' |  |  | 54 | 12 | 15 | Cap Nuts |  |  | 59.125 |  |  |  | No |  | No | [20 empty] | DP:5 7/8'' W:25 1/8'' H:3/4'' Rectangular |  |  |  |  | 120 | Brown |  |  | Hardwired | 0 | 0 | 0 | 1 | 1 | 0 | 0 | 0 | 0 | 0 | 0 | 785652082276 | [16 empty] | cETL Damp | MOFFET ST 7L ISLAND-710 | Long Seven Light Island Pendant |  | 6634507EN-710.jpg | 6634507EN.jpg
6634507EN-848 | Long Seven Light Island Pendant | The Moffet Street Collection offers a distinctive take on a rustic theme. Built in broad steel frames with hand-applied finish that mimics natural wood. This combination of rustic and urban fits comfortably in a wide variety of environments. The sharp, squared lines of the frame complement a wide variety of settings. The collection includes eight-light foyer, four-light foyer, one- light wall sconce, and a six-light island fixture. The Moffet Street Collection is available in three beautiful finishes Washed Pine, Brushed Nickel and Satin Bronze All fixtures are California Title 24 compliant and damp rated for use in sheltered, damp environments. | LINE VOLTAGE PENDANT | Moffet Street | Pendants | Satin Bronze | 848 | Steel |  |  |  |  | 7 Candelabra Torpedo 3.5w |  | 7 | Yes | [14 empty] | 0 | [12 empty] | 369.5 | 739 | 1108.5 | L:54'' W:12'' H:15'' O:59 1/8'' |  |  | 54 | 12 | 15 | Cap Nuts |  |  | 59.125 |  |  |  | No |  | No | [20 empty] | DP:5 7/8'' W:25 1/8'' H:3/4'' Rectangular |  |  |  |  | 120 | Clear Gold |  |  | Hardwired | 0 | 0 | 0 | 1 | 1 | 0 | 0 | 0 | 0 | 0 | 0 | 785652082283 | [16 empty] | cETL Damp | MOFFET ST 7L ISLAND-848 | Long Seven Light Island Pendant |  | 6634507EN-848.jpg | 6634507EN.jpg
6634507EN-872 | Long Seven Light Island Pendant | The Moffet Street Collection offers a distinctive take on a rustic theme. Built in broad steel frames with hand-applied finish that mimics natural wood. This combination of rustic and urban fits comfortably in a wide variety of environments. The sharp, squared lines of the frame complement a wide variety of settings. The collection includes eight-light foyer, four-light foyer, one- light wall sconce, and a six-light island fixture. The Moffet Street Collection is available in three beautiful finishes Washed Pine, Brushed Nickel and Satin Bronze All fixtures are California Title 24 compliant and damp rated for use in sheltered, damp environments. | LINE VOLTAGE PENDANT | Moffet Street | Pendants | Washed Pine / Chrome | 872 / 05 | Steel |  |  |  |  | 7 Candelabra Torpedo 3.5w |  | 7 | Yes | [14 empty] | 0 | [12 empty] | 369.5 | 739 | 1108.5 | L:54'' W:12'' H:15'' O:59 1/8'' |  |  | 54 | 12 | 15 | Cap Nuts |  |  | 59.125 |  |  |  | No |  | No | [20 empty] | DP:5 7/8'' W:25 1/8'' H:3/4'' Rectangular |  |  |  |  | 120 | Clear Silver |  |  | Hardwired | 0 | 0 | 0 | 1 | 1 | 0 | 0 | 0 | 0 | 0 | 0 | 785652082290 | [16 empty] | cETL Damp | MOFFET ST 7L ISLAND-872 | Long Seven Light Island Pendant |  | 6634507EN-872.jpg | 6634507EN.jpg
6634507EN-962 | Long Seven Light Island Pendant | The Moffet Street Collection offers a distinctive take on a rustic theme. Built in broad steel frames with hand-applied finish that mimics natural wood. This combination of rustic and urban fits comfortably in a wide variety of environments. The sharp, squared lines of the frame complement a wide variety of settings. The collection includes eight-light foyer, four-light foyer, one- light wall sconce, and a six-light island fixture. The Moffet Street Collection is available in three beautiful finishes Washed Pine, Brushed Nickel and Satin Bronze All fixtures are California Title 24 compliant and damp rated for use in sheltered, damp environments. | LINE VOLTAGE PENDANT | Moffet Street | Pendants | Brushed Nickel | 962 | Steel |  |  |  |  | 7 Candelabra Torpedo 3.5w |  | 7 | Yes | [14 empty] | 0 | [12 empty] | 369.5 | 739 | 1108.5 | L:54'' W:12'' H:15'' O:59 1/8'' |  |  | 54 | 12 | 15 | Cap Nuts |  |  | 59.125 |  |  |  | No |  | No | [20 empty] | DP:5 7/8'' W:25 1/8'' H:3/4'' Rectangular |  |  |  |  | 120 | Clear Silver |  |  | Hardwired | 0 | 0 | 0 | 1 | 1 | 0 | 0 | 0 | 0 | 0 | 0 | 785652082306 | [16 empty] | cETL Damp | MOFFET ST 7L ISLAND-962 | Long Seven Light Island Pendant |  | 6634507EN-962.jpg | 6634507EN.jpg
6637304-782 | Four Light Island Pendant | Elmwood Park by Sea Gull Collection has clear glass tube shades with an inner white glass element that softens the light and helps cast an even glow. A cylinder of etched glass is centered within a larger cylinder of clear glass which encircles each light bulb to create this stunning visual effect. The full assortment includes three-, five-and nine-light chandeliers, a four-light linear, one-light mini pendant, a three-light pendant, a two-light semi flush which is convertible into a pendant, and one-, two-, three- and four-light bath fixtures. All fixtures offered in either a Brushed Nickel or Brushed Oil Rubbed Bronze. Incandescent and ENERGY STAR-qualified LED lamping are available; all fixtures are California Title 24 compliant. | CHANDELIERS | Elmwood Park | Pendants | Heirloom Bronze | 782 | Steel | Clear Glass | D:4.375" H:5.875" |  |  | 4 Medium A19 75w |  | 4 | No | [14 empty] | 0 | [12 empty] | 136.48 | 272.96 | 409.44 | L:40'' W:4 3/8'' H:24 3/4'' O:67 3/4'' | 10.6 |  | 40 | 4.375 | 24.75 | Screw Collar - Stem |  |  | 67.75 |  |  |  | No |  | No | [20 empty] | D:5'' H:3/4'' Round |  |  |  |  | 72 | Brown |  |  | Hardwired | 0 | 0 | 0 | 0 | 1 | 0 | 0 | 1 | 0 | 0 | 0 | 785652069987 | 42 | 11.25 | 10 | 12.7 | 2.734 | 175 | Yes | [9 empty] | cETL Damp | ELMWOOD PARK 4L ISLAND-782 | Four Light Island Pendant |  | 6637304-782.jpg | 6637304.jpg
6637304-962 | Four Light Island Pendant | Elmwood Park by Sea Gull Collection has clear glass tube shades with an inner white glass element that softens the light and helps cast an even glow. A cylinder of etched glass is centered within a larger cylinder of clear glass which encircles each light bulb to create this stunning visual effect. The full assortment includes three-, five-and nine-light chandeliers, a four-light linear, one-light mini pendant, a three-light pendant, a two-light semi flush which is convertible into a pendant, and one-, two-, three- and four-light bath fixtures. All fixtures offered in either a Brushed Nickel or Brushed Oil Rubbed Bronze. Incandescent and ENERGY STAR-qualified LED lamping are available; all fixtures are California Title 24 compliant. | CHANDELIERS | Elmwood Park | Pendants | Brushed Nickel | 962 | Steel | Satin Etched Glass | D:3.125" H:5.5" |  |  | 4 Medium A19 75w |  | 4 | No | [14 empty] | 0 | [12 empty] | 136.48 | 272.96 | 409.44 | L:40'' W:4 3/8'' H:24 3/4'' O:67 3/4'' | 10.6 |  | 40 | 4.375 | 24.75 | Screw Collar - Stem |  |  | 67.75 |  |  |  | No |  | No | [20 empty] | D:5'' H:3/4'' Round |  |  |  |  | 72 | Clear Silver |  |  | Hardwired | 0 | 0 | 0 | 0 | 1 | 0 | 0 | 1 | 0 | 0 | 0 | 785652069994 | 42 | 11.25 | 10 | 12.7 | 2.734 | 175 | Yes | [9 empty] | cETL Damp | ELMWOOD PARK 4L ISLAND-962 | Four Light Island Pendant |  | 6637304-962.jpg | 6637304.jpg
6637304EN3-782 | Four Light Island Pendant | Elmwood Park by Sea Gull Collection has clear glass tube shades with an inner white glass element that softens the light and helps cast an even glow. A cylinder of etched glass is centered within a larger cylinder of clear glass which encircles each light bulb to create this stunning visual effect. The full assortment includes three-, five-and nine-light chandeliers, a four-light linear, one-light mini pendant, a three-light pendant, a two-light semi flush which is convertible into a pendant, and one-, two-, three- and four-light bath fixtures. All fixtures offered in either a Brushed Nickel or Brushed Oil Rubbed Bronze. Incandescent and ENERGY STAR-qualified LED lamping are available; all fixtures are California Title 24 compliant. | CHANDELIERS | Elmwood Park | Pendants | Heirloom Bronze | 782 | Steel | Clear Glass | D:4.375" H:5.875" |  |  | 4 Medium A19 9.3w |  | 4 | Yes | [14 empty] | 0 | [12 empty] | 159.48 | 318.96 | 478.44 | L:40'' W:4 3/8'' H:24 3/4'' O:67 3/4'' | 10.6 |  | 40 | 4.375 | 24.75 | Screw Collar - Stem |  |  | 67.75 |  |  |  | No |  | No | [20 empty] | D:5'' H:3/4'' Round |  |  |  |  | 72 | Brown |  |  | Hardwired | 0 | 0 | 0 | 1 | 1 | 0 | 0 | 0 | 0 | 0 | 0 | 785652071751 | 42 | 11.25 | 10 | 12.7 | 2.734 | 175 | Yes | [9 empty] | cETL Damp | ELMWOOD PRK 4L LED ISLAND-782 | Four Light Island Pendant |  | 6637304EN3-782.jpg | 6637304EN3.jpg
6637304EN3-962 | Four Light Island Pendant | Elmwood Park by Sea Gull Collection has clear glass tube shades with an inner white glass element that softens the light and helps cast an even glow. A cylinder of etched glass is centered within a larger cylinder of clear glass which encircles each light bulb to create this stunning visual effect. The full assortment includes three-, five-and nine-light chandeliers, a four-light linear, one-light mini pendant, a three-light pendant, a two-light semi flush which is convertible into a pendant, and one-, two-, three- and four-light bath fixtures. All fixtures offered in either a Brushed Nickel or Brushed Oil Rubbed Bronze. Incandescent and ENERGY STAR-qualified LED lamping are available; all fixtures are California Title 24 compliant. | CHANDELIERS | Elmwood Park | Pendants | Brushed Nickel | 962 | Steel | Satin Etched Glass | D:3.125" H:5.5" |  |  | 4 Medium A19 9.3w |  | 4 | Yes | [14 empty] | 0 | [12 empty] | 159.48 | 318.96 | 478.44 | L:40'' W:4 3/8'' H:24 3/4'' O:67 3/4'' | 10.6 |  | 40 | 4.375 | 24.75 | Screw Collar - Stem |  |  | 67.75 |  |  |  | No |  | No | [20 empty] | D:5'' H:3/4'' Round |  |  |  |  | 72 | Clear Silver |  |  | Hardwired | 0 | 0 | 0 | 1 | 1 | 0 | 0 | 0 | 0 | 0 | 0 | 785652071768 | 42 | 11.25 | 10 | 12.7 | 2.734 | 175 | Yes | [9 empty] | cETL Damp | ELMWOOD PRK 4L LED ISLAND-962 | Four Light Island Pendant |  | 6637304EN3-962.jpg | 6637304EN3.jpg
6639003-782 | Three Light Pendant | The Emmons lighting collection by Sea Gull Lighting combines form and function in a traditional empire silhouette. Trumpeted Satin Etched glass shades and a circular finial further enhance the design. Cluster three sizes together in a multi-fixture installation to make a beautifully dramatic statement in the living room, foyer, entryway or family room. The Emmons collection comes in two finishes: Brushed Nickel and Heirloom Bronze. Its assortment includes three-, five- and nine-light chandeliers; one-light mini pendant, three-light pendant, two-light semi-flush mount; one-light wall sconce; and two-, three- and four- light bath vanity fixtures. Incandescent and ENERGY STAR-qualified LED lamping are available; all fixtures are California Title 24 compliant. | LINE VOLTAGE PENDANT | Emmons | Pendants | Heirloom Bronze | 782 | Steel | Satin Etched Glass | D:17.75" H:4.75" |  |  | 3 Medium A19 100w |  | 3 | No | [14 empty] | 0 | [12 empty] | 109.48 | 218.96 | 328.44 | D:17 3/4'' H:22 1/2'' O:97 1/2'' | 9 | 17.75 |  |  | 22.5 | Center Lock-Up |  |  | 97.5 |  |  |  | No |  | No | [20 empty] | D:5 1/2'' DP:1 1/4'' Round |  |  |  |  | 120 | Brown | 72 |  | Hardwired | 0 | 0 | 0 | 0 | 1 | 0 | 0 | 1 | 1 | 0 | 0 | 785652002908 | 21.25 | 21.25 | 11.5 | 11.5 | 3.005 | 250 | Yes | [9 empty] | cETL Damp | EMMONS 3L PEND-782 | Three Light Pendant |  | 6639003-782.jpg | 6639003.jpg
6639003-962 | Three Light Pendant | The Emmons lighting collection by Sea Gull Lighting combines form and function in a traditional empire silhouette. Trumpeted Satin Etched glass shades and a circular finial further enhance the design. Cluster three sizes together in a multi-fixture installation to make a beautifully dramatic statement in the living room, foyer, entryway or family room. The Emmons collection comes in two finishes: Brushed Nickel and Heirloom Bronze. Its assortment includes three-, five- and nine-light chandeliers; one-light mini pendant, three-light pendant, two-light semi-flush mount; one-light wall sconce; and two-, three- and four- light bath vanity fixtures. Incandescent and ENERGY STAR-qualified LED lamping are available; all fixtures are California Title 24 compliant. | LINE VOLTAGE PENDANT | Emmons | Pendants | Brushed Nickel | 962 | Steel | Satin Etched Glass | D:17.75" H:4.75" |  |  | 3 Medium A19 100w |  | 3 | No | [14 empty] | 0 | [12 empty] | 109.48 | 218.96 | 328.44 | D:17 3/4'' H:22 1/2'' O:97 1/2'' | 9 | 17.75 |  |  | 22.5 | Center Lock-Up |  |  | 97.5 |  |  |  | No |  | No | [20 empty] | D:5 1/2'' DP:1 1/4'' Round |  |  |  |  | 120 | Clear Silver | 72 |  | Hardwired | 0 | 0 | 0 | 0 | 1 | 0 | 0 | 1 | 1 | 0 | 0 | 785652002915 | 21.25 | 21.25 | 11.5 | 11.5 | 3.005 | 250 | Yes | [9 empty] | cETL Damp | EMMONS 3L PEND-962 | Three Light Pendant |  | 6639003-962.jpg | 6639003.jpg
6639003EN3-782 | Three Light Pendant | The Emmons lighting collection by Sea Gull Lighting combines form and function in a traditional empire silhouette. Trumpeted Satin Etched glass shades and a circular finial further enhance the design. Cluster three sizes together in a multi-fixture installation to make a beautifully dramatic statement in the living room, foyer, entryway or family room. The Emmons collection comes in two finishes: Brushed Nickel and Heirloom Bronze. Its assortment includes three-, five- and nine-light chandeliers; one-light mini pendant, three-light pendant, two-light semi-flush mount; one-light wall sconce; and two-, three- and four- light bath vanity fixtures. Incandescent and ENERGY STAR-qualified LED lamping are available; all fixtures are California Title 24 compliant. | LINE VOLTAGE PENDANT | Emmons | Pendants | Heirloom Bronze | 782 | Steel | Satin Etched Glass | D:17.75" H:4.75" |  |  | 3 Medium A19 9.3w |  | 3 | Yes | [14 empty] | 0 | [12 empty] | 124.98 | 249.96 | 374.94 | D:17 3/4'' H:22 1/2'' O:97 1/2'' | 9 | 17.75 |  |  | 22.5 | Center Lock-Up |  |  | 97.5 |  |  |  | No |  | No | [20 empty] | D:5 1/2'' DP:1 1/4'' Round |  |  |  |  | 120 | Brown | 72 |  | Hardwired | 0 | 0 | 0 | 1 | 1 | 0 | 0 | 0 | 1 | 0 | 0 | 785652051418 | 21.25 | 21.25 | 11.5 | 11.5 | 3.005 | 250 | Yes | [9 empty] | cETL Damp | EMMONS 3L PEND-782 | Three Light Pendant |  | 6639003EN3-782.jpg | 6639003.jpg
6639003EN3-962 | Three Light Pendant | The Emmons lighting collection by Sea Gull Lighting combines form and function in a traditional empire silhouette. Trumpeted Satin Etched glass shades and a circular finial further enhance the design. Cluster three sizes together in a multi-fixture installation to make a beautifully dramatic statement in the living room, foyer, entryway or family room. The Emmons collection comes in two finishes: Brushed Nickel and Heirloom Bronze. Its assortment includes three-, five- and nine-light chandeliers; one-light mini pendant, three-light pendant, two-light semi-flush mount; one-light wall sconce; and two-, three- and four- light bath vanity fixtures. Incandescent and ENERGY STAR-qualified LED lamping are available; all fixtures are California Title 24 compliant. | LINE VOLTAGE PENDANT | Emmons | Pendants | Brushed Nickel | 962 | Steel | Satin Etched Glass | D:17.75" H:4.75" |  |  | 3 Medium A19 9.3w |  | 3 | Yes | [14 empty] | 0 | [12 empty] | 124.98 | 249.96 | 374.94 | D:17 3/4'' H:22 1/2'' O:97 1/2'' | 9 | 17.75 |  |  | 22.5 | Center Lock-Up |  |  | 97.5 |  |  |  | No |  | No | [20 empty] | D:5 1/2'' DP:1 1/4'' Round |  |  |  |  | 120 | Clear Silver | 72 |  | Hardwired | 0 | 0 | 0 | 1 | 1 | 0 | 0 | 0 | 1 | 0 | 0 | 785652051425 | 21.25 | 21.25 | 11.5 | 11.5 | 3.005 | 250 | Yes | [9 empty] | cETL Damp | EMMONS 3L PEND-962 | Three Light Pendant |  | 6639003EN3-962.jpg | 6639003.jpg
6639103-710 | Three Light Pendant | The Hettinger lighting collection by Sea Gull Lighting combines a traditional look with chic, modern charm. The minimalism of the tubular glass shades balances with the unique, outward-curve of the semi-circular arm detail. It’s available in three finishes - Burnt Sienna and Brushed Nickel for the whole collection, and Chrome for the bath vanities. The assortment includes six- and nine-light chandeliers; a one-light wall sconce; two-, three- and four-light bath vanity fixtures; a three-light pendant and two- light semi-flush convertible pendant. Incandescent and ENERGY STAR-qualified LED lamping are available; all fixtures are California Title 24 compliant. | LINE VOLTAGE PENDANT | Hettinger | Pendants | Burnt Sienna | 710 | Steel | Etched / White Inside Glass | D:18.5" H:5" |  |  | 3 Medium A19 100w |  | 3 | No | [14 empty] | 0 | [12 empty] | 174.98 | 349.96 | 524.94 | D:19'' H:22 1/4'' O:96'' | 12.9 | 19 |  |  | 22.25 | Center Lock-Up |  |  | 96 |  |  |  | No |  | No | [20 empty] | D:5 1/8'' H:3/4'' Round |  |  |  |  | 120 | Brown | 72 |  | Hardwired | 0 | 0 | 0 | 0 | 1 | 0 | 0 | 1 | 1 | 0 | 0 | 785652002144 | 21.5 | 21.25 | 12 | 16.1 | 3.173 | 175 | Yes | [9 empty] | cETL Damp | HETTINGER 3L PEND-710 | Three Light Pendant |  | 6639103-710.jpg | 6639103.jpg
6639103-962 | Three Light Pendant | The Hettinger lighting collection by Sea Gull Lighting combines a traditional look with chic, modern charm. The minimalism of the tubular glass shades balances with the unique, outward-curve of the semi-circular arm detail. It’s available in three finishes - Burnt Sienna and Brushed Nickel for the whole collection, and Chrome for the bath vanities. The assortment includes six- and nine-light chandeliers; a one-light wall sconce; two-, three- and four-light bath vanity fixtures; a three-light pendant and two- light semi-flush convertible pendant. Incandescent and ENERGY STAR-qualified LED lamping are available; all fixtures are California Title 24 compliant. | LINE VOLTAGE PENDANT | Hettinger | Pendants | Brushed Nickel | 962 | Steel | Etched / White Inside Glass | D:18.5" H:5" |  |  | 3 Medium A19 100w |  | 3 | No | [14 empty] | 0 | [12 empty] | 174.98 | 349.96 | 524.94 | D:19'' H:22 1/4'' O:96'' | 12.9 | 19 |  |  | 22.25 | Center Lock-Up |  |  | 96 |  |  |  | No |  | No | [20 empty] | D:5 1/8'' H:3/4'' Round |  |  |  |  | 120 | Clear Silver | 72 |  | Hardwired | 0 | 0 | 0 | 0 | 1 | 0 | 0 | 1 | 1 | 0 | 0 | 785652002151 | 21.5 | 21.25 | 12 | 16.1 | 3.173 | 175 | Yes | [9 empty] | cETL Damp | HETTINGER 3L PEND-962 | Three Light Pendant |  | 6639103-962.jpg | 6639103.jpg
6639103EN3-710 | Three Light Pendant | The Hettinger lighting collection by Sea Gull Lighting combines a traditional look with chic, modern charm. The minimalism of the tubular glass shades balances with the unique, outward-curve of the semi-circular arm detail. It’s available in three finishes - Burnt Sienna and Brushed Nickel for the whole collection, and Chrome for the bath vanities. The assortment includes six- and nine-light chandeliers; a one-light wall sconce; two-, three- and four-light bath vanity fixtures; a three-light pendant and two- light semi-flush convertible pendant. Incandescent and ENERGY STAR-qualified LED lamping are available; all fixtures are California Title 24 compliant. | LINE VOLTAGE PENDANT | Hettinger | Pendants | Burnt Sienna | 710 | Steel | Etched / White Inside Glass | D:18.5" H:5" |  |  | 3 Medium A19 9.3w |  | 3 | Yes | [14 empty] | 0 | [12 empty] | 194.98 | 389.96 | 584.94 | D:19'' H:22 1/4'' O:96'' | 12.9 | 19 |  |  | 22.25 | Center Lock-Up |  |  | 96 |  |  |  | No |  | No | [20 empty] | D:5 1/8'' H:3/4'' Round |  |  |  |  | 120 | Brown | 72 |  | Hardwired | 0 | 0 | 0 | 1 | 1 | 0 | 0 | 0 | 1 | 0 | 0 | 785652051432 | 21.5 | 21.25 | 12 | 16.1 | 3.173 | 175 | Yes | [9 empty] | cETL Damp | HETTINGER 3L PEND-710 | Three Light Pendant |  | 6639103EN3-710.jpg | 6639103.jpg
6639103EN3-962 | Three Light Pendant | The Hettinger lighting collection by Sea Gull Lighting combines a traditional look with chic, modern charm. The minimalism of the tubular glass shades balances with the unique, outward-curve of the semi-circular arm detail. It’s available in three finishes - Burnt Sienna and Brushed Nickel for the whole collection, and Chrome for the bath vanities. The assortment includes six- and nine-light chandeliers; a one-light wall sconce; two-, three- and four-light bath vanity fixtures; a three-light pendant and two- light semi-flush convertible pendant. Incandescent and ENERGY STAR-qualified LED lamping are available; all fixtures are California Title 24 compliant. | LINE VOLTAGE PENDANT | Hettinger | Pendants | Brushed Nickel | 962 | Steel | Etched / White Inside Glass | D:18.5" H:5" |  |  | 3 Medium A19 9.3w |  | 3 | Yes | [14 empty] | 0 | [12 empty] | 194.98 | 389.96 | 584.94 | D:19'' H:22 1/4'' O:96'' | 12.9 | 19 |  |  | 22.25 | Center Lock-Up |  |  | 96 |  |  |  | No |  | No | [20 empty] | D:5 1/8'' H:3/4'' Round |  |  |  |  | 120 | Clear Silver | 72 |  | Hardwired | 0 | 0 | 0 | 1 | 1 | 0 | 0 | 0 | 1 | 0 | 0 | 785652051449 | 21.5 | 21.25 | 12 | 16.1 | 3.173 | 175 | Yes | [9 empty] | cETL Damp | HETTINGER 3L PEND-962 | Three Light Pendant |  | 6639103EN3-962.jpg | 6639103.jpg
6640504-71 | Four Light Island Pendant | The Chatauqua lighting collection by Sea Gull Lighting exudes a retro-industrial style via the striking beveled edges inspired by raw steel girders, finished with functioning corner-connection details. In contrast, the cylindrical, white glass shades add a modern touch. Available in a remarkable Antique Bronze or Stardust finish that creates the look of a traditional wooden box that would be at home in either a rustic lodge or a modern loft. The retro-industrial design comes to life with distressed gold metal accents. The assortment includes five-light chandeliers; three-light foyer pendants; one-light mini pendants; and four-light island pendants. Incandescent and ENERGY STAR-qualified LED lamping are available; all fixtures are California Title 24 compliant. | LINE VOLTAGE PENDANT | Chatauqua | Pendants | Antique Bronze | 71 | Steel | Etched / White Inside Glass | D:3.875" H:6.5" |  |  | 4 Medium A19 100w |  | 4 | No | [14 empty] | 0 | [12 empty] | 215.48 | 430.96 | 646.44 | L:36'' W:8'' H:12 1/2'' O:56 3/4'' | 22.3 |  | 36 | 8 | 12.5 | Center Lock-Up |  |  | 56.75 |  |  |  | No |  | No | [20 empty] | D:5'' H:3/4'' Round |  |  |  |  | 120 | Brown |  |  | Hardwired | 0 | 0 | 0 | 0 | 1 | 0 | 0 | 1 | 0 | 0 | 0 | 785652003592 | 39.5 | 16 | 12 | 29.8 | 4.389 | 125 | Yes | [9 empty] | cETL Damp | CHATAUQUA 4L ISLAND-71 | Four Light Island Pendant |  | 6640504-71.jpg | 6640504.jpg
6640504-846 | Four Light Island Pendant | The Chatauqua lighting collection by Sea Gull Lighting exudes a retro-industrial style via the striking beveled edges inspired by raw steel girders, finished with functioning corner-connection details. In contrast, the cylindrical, white glass shades add a modern touch. Available in a remarkable Antique Bronze or Stardust finish that creates the look of a traditional wooden box that would be at home in either a rustic lodge or a modern loft. The retro-industrial design comes to life with distressed gold metal accents. The assortment includes five-light chandeliers; three-light foyer pendants; one-light mini pendants; and four-light island pendants. Incandescent and ENERGY STAR-qualified LED lamping are available; all fixtures are California Title 24 compliant. | LINE VOLTAGE PENDANT | Chatauqua | Pendants | Stardust / Satin Bronze | 846 / 848 | Steel | Etched / White Inside Glass | D:3.875" H:6.5" |  |  | 4 Medium A19 100w |  | 4 | No | [14 empty] | 0 | [12 empty] | 215.48 | 430.96 | 646.44 | L:36'' W:8'' H:12 1/2'' O:56 3/4'' | 22.3 |  | 36 | 8 | 12.5 | Center Lock-Up |  |  | 56.75 |  |  |  | No |  | No | [20 empty] | D:5'' H:3/4'' Round |  |  |  |  | 120 | Black |  |  | Hardwired | 0 | 0 | 0 | 0 | 1 | 0 | 0 | 1 | 0 | 0 | 0 | 785652001123 | 39.5 | 16 | 12 | 29.8 | 4.389 | 125 | Yes | [9 empty] | cETL Damp | CHATAUQUA 4L ISLAND-846 | Four Light Island Pendant |  | 6640504-846.jpg | 6640504.jpg
6640504EN3-71 | Four Light Island Pendant | The Chatauqua lighting collection by Sea Gull Lighting exudes a retro-industrial style via the striking beveled edges inspired by raw steel girders, finished with functioning corner-connection details. In contrast, the cylindrical, white glass shades add a modern touch. Available in a remarkable Antique Bronze or Stardust finish that creates the look of a traditional wooden box that would be at home in either a rustic lodge or a modern loft. The retro-industrial design comes to life with distressed gold metal accents. The assortment includes five-light chandeliers; three-light foyer pendants; one-light mini pendants; and four-light island pendants. Incandescent and ENERGY STAR-qualified LED lamping are available; all fixtures are California Title 24 compliant. | LINE VOLTAGE PENDANT | Chatauqua | Pendants | Antique Bronze | 71 | Steel | Etched / White Inside Glass | D:3.875" H:6.5" |  |  | 4 Medium A19 9.3w |  | 4 | Yes | [14 empty] | 0 | [12 empty] | 240.48 | 480.96 | 721.44 | L:36'' W:8'' H:12 1/2'' O:56 3/4'' | 22.3 |  | 36 | 8 | 12.5 | Center Lock-Up |  |  | 56.75 |  |  |  | No |  | No | [20 empty] | D:5'' H:3/4'' Round |  |  |  |  | 120 | Brown |  |  | Hardwired | 0 | 0 | 0 | 1 | 1 | 0 | 0 | 0 | 0 | 0 | 0 | 785652051456 | 39.5 | 16 | 12 | 29.8 | 4.389 | 125 | Yes | [9 empty] | cETL Damp | CHATAUQUA 4L ISLAND-71 | Four Light Island Pendant |  | 6640504EN3-71.jpg | 6640504.jpg
6640504EN3-846 | Four Light Island Pendant | The Chatauqua lighting collection by Sea Gull Lighting exudes a retro-industrial style via the striking beveled edges inspired by raw steel girders, finished with functioning corner-connection details. In contrast, the cylindrical, white glass shades add a modern touch. Available in a remarkable Antique Bronze or Stardust finish that creates the look of a traditional wooden box that would be at home in either a rustic lodge or a modern loft. The retro-industrial design comes to life with distressed gold metal accents. The assortment includes five-light chandeliers; three-light foyer pendants; one-light mini pendants; and four-light island pendants. Incandescent and ENERGY STAR-qualified LED lamping are available; all fixtures are California Title 24 compliant. | LINE VOLTAGE PENDANT | Chatauqua | Pendants | Stardust / Satin Bronze | 846 / 848 | Steel | Etched / White Inside Glass | D:3.875" H:6.5" |  |  | 4 Medium A19 9.3w |  | 4 | Yes | [14 empty] | 0 | [12 empty] | 240.48 | 480.96 | 721.44 | L:36'' W:8'' H:12 1/2'' O:56 3/4'' | 22.3 |  | 36 | 8 | 12.5 | Center Lock-Up |  |  | 56.75 |  |  |  | No |  | No | [20 empty] | D:5'' H:3/4'' Round |  |  |  |  | 120 | Black |  |  | Hardwired | 0 | 0 | 0 | 1 | 1 | 0 | 0 | 0 | 0 | 0 | 0 | 785652051463 | 39.5 | 16 | 12 | 29.8 | 4.389 | 125 | Yes | [9 empty] | cETL Damp | CHATAUQUA 4L ISLAND-846 | Four Light Island Pendant |  | 6640504EN3-846.jpg | 6640504.jpg
6641308-848 | Eight Light Island Chandelier | The Towner lighting collection by Sea Gull Lighting brings mid-century, retro style to the traditional circular silhouette, creating a bold statement that would accent any space in your home. The conical light shades deliver a fun design statement along with the textured cloth cords, which are adjustable for leveling. These fixtures are ideal for dining room lighting, living room lighting and kitchen lighting. The assortment includes three-, five- and seven-light chandeliers, three- and five-light cluster pendants, eight-light island pendants, one-light mini pendants, and one-light wall sconces. The Towner Collection is available in two finishes, Satin Bronze and Brushed Nickel to complete the look. All fixtures are available as ENERGY STAR®-qualified and California Title 24 compliant. | LINE VOLTAGE PENDANT | Towner | Pendants | Satin Bronze / Black | 848 / 12 | Steel | Black Steel | D:7" H:8" |  |  | 8 Medium A19 60w |  | 8 | No | [14 empty] | 0 | [12 empty] | 258.45 | 516.9 | 775.35 | L:45'' W:24 1/2'' H:23 1/4'' O:67 5/8'' | 12.98 |  | 45 | 24.5 | 23.25 | Center Lock-Up |  |  | 67.625 |  |  |  | No |  | No | [20 empty] | D:4 3/4'' H:3/4'' Round |  |  |  |  | 120 | Gold |  |  | Hardwired | 0 | 0 | 0 | 0 | 1 | 0 | 0 | 1 | 0 | 0 | 0 | 785652059070 | 34.5 | 17.5 | 12.5 | 17 | 4.367 | 250 | Yes | [9 empty] | cETL Damp | TOWNER 8L ISLAND-848 | Eight Light Island Chandelier |  | 6641308-848.png | 6641308.jpg
6641308-962 | Eight Light Island Chandelier | The Towner lighting collection by Sea Gull Lighting brings mid-century, retro style to the traditional circular silhouette, creating a bold statement that would accent any space in your home. The conical light shades deliver a fun design statement along with the textured cloth cords, which are adjustable for leveling. These fixtures are ideal for dining room lighting, living room lighting and kitchen lighting. The assortment includes three-, five- and seven-light chandeliers, three- and five-light cluster pendants, eight-light island pendants, one-light mini pendants, and one-light wall sconces. The Towner Collection is available in two finishes, Satin Bronze and Brushed Nickel to complete the look. All fixtures are available as ENERGY STAR®-qualified and California Title 24 compliant. | LINE VOLTAGE PENDANT | Towner | Pendants | Brushed Nickel / Black | 962 / 12 | Steel | Black Steel | D:7" H:8" |  |  | 8 Medium A19 60w |  | 8 | No | [14 empty] | 0 | [12 empty] | 258.46 | 516.92 | 775.38 | L:45'' W:24 1/2'' H:23 1/4'' O:67 5/8'' | 12.98 |  | 45 | 24.5 | 23.25 | Center Lock-Up |  |  | 67.625 |  |  |  | No |  | No | [20 empty] | D:4 3/4'' H:3/4'' Round |  |  |  |  | 120 | Clear Silver |  |  | Hardwired | 0 | 0 | 0 | 0 | 1 | 0 | 0 | 1 | 0 | 0 | 0 | 785652059087 | 34.25 | 17.5 | 12.5 | 17 | 4.336 | 250 | Yes | [9 empty] | cETL Damp | TOWNER 8L ISLAND-962 | Eight Light Island Chandelier |  | 6641308-962.png | 6641308.jpg
6641308EN3-848 | Eight Light Island Chandelier | The Towner lighting collection by Sea Gull Lighting brings mid-century, retro style to the traditional circular silhouette, creating a bold statement that would accent any space in your home. The conical light shades deliver a fun design statement along with the textured cloth cords, which are adjustable for leveling. These fixtures are ideal for dining room lighting, living room lighting and kitchen lighting. The assortment includes three-, five- and seven-light chandeliers, three- and five-light cluster pendants, eight-light island pendants, one-light mini pendants, and one-light wall sconces. The Towner Collection is available in two finishes, Satin Bronze and Brushed Nickel to complete the look. All fixtures are available as ENERGY STAR®-qualified and California Title 24 compliant. | LINE VOLTAGE PENDANT | Towner | Pendants | Satin Bronze / Black | 848 / 12 | Steel | Black Steel | D:7" H:8" |  |  | 8 Medium A19 9.3w |  | 8 | Yes | [14 empty] | 0 | [12 empty] | 324.98 | 649.96 | 974.94 | L:45'' W:24 1/2'' H:23 1/4'' O:67 5/8'' | 12.98 |  | 45 | 24.5 | 23.25 | Center Lock-Up |  |  | 67.625 |  |  |  | No |  | No | [20 empty] | D:4 3/4'' H:3/4'' Round |  |  |  |  | 120 | Gold |  |  | Hardwired | 0 | 0 | 0 | 1 | 1 | 0 | 0 | 0 | 0 | 0 | 0 | 785652059469 | 34.5 | 17.5 | 12.5 | 17 | 4.367 | 250 | Yes | [9 empty] | cETL Damp | TOWNER 8L ISLAND-848 | Eight Light Island Chandelier |  | 6641308EN3-848.png | 6641308EN3.jpg
6641308EN3-962 | Eight Light Island Chandelier | The Towner lighting collection by Sea Gull Lighting brings mid-century, retro style to the traditional circular silhouette, creating a bold statement that would accent any space in your home. The conical light shades deliver a fun design statement along with the textured cloth cords, which are adjustable for leveling. These fixtures are ideal for dining room lighting, living room lighting and kitchen lighting. The assortment includes three-, five- and seven-light chandeliers, three- and five-light cluster pendants, eight-light island pendants, one-light mini pendants, and one-light wall sconces. The Towner Collection is available in two finishes, Satin Bronze and Brushed Nickel to complete the look. All fixtures are available as ENERGY STAR®-qualified and California Title 24 compliant. | LINE VOLTAGE PENDANT | Towner | Pendants | Brushed Nickel / Black | 962 / 12 | Steel | Black Steel | D:7" H:8" |  |  | 8 Medium A19 9.3w |  | 8 | Yes | [14 empty] | 0 | [12 empty] | 324.98 | 649.96 | 974.94 | L:45'' W:24 1/2'' H:23 1/4'' O:67 5/8'' | 12.98 |  | 45 | 24.5 | 23.25 | Center Lock-Up |  |  | 67.625 |  |  |  | No |  | No | [20 empty] | D:4 3/4'' H:3/4'' Round |  |  |  |  | 120 | Clear Silver |  |  | Hardwired | 0 | 0 | 0 | 1 | 1 | 0 | 0 | 0 | 0 | 0 | 0 | 785652059476 | 34.25 | 17.5 | 12.5 | 17 | 4.336 | 250 | Yes | [9 empty] | cETL Damp | TOWNER 8L ISLAND-962 | Eight Light Island Chandelier |  | 6641308EN3-962.png | 6641308EN3.jpg
6646501-44 | One Light Pendant | The utilitarian Jeyne Collection offers a historical barn light form and a protective industrial cage while the stem make the height fully adjustable. Suitable for damp/covered locations. Beautiful hand-applied Weathered Copper and Heirloom Bronze finishes with reflective gloss white interiors lend beauty to any space. As a single unit in any room of the house or clustered together over a kitchen island or entryway, Jeyne illuminates with sharp precision. The Jeyne Collection assortment includes a one-light mini pendant and medium and large one-light pendants. Incandescent and ENERGY STAR-qualified LED lamping are available; all fixtures are California Title 24 compliant. | LINE VOLTAGE PENDANT | Jeyne | Pendants | Weathered Copper | 44 | Steel |  |  |  |  | 1 Medium ST19 60w |  | 1 | No | [14 empty] | 0 | [12 empty] | 57.95 | 115.9 | 173.85 | D:10 1/8'' H:11 1/4'' O:57 1/2'' | 3.74 | 10.125 |  |  | 11.25 | Center Lock-Up |  |  | 57.5 |  |  |  | No |  | No | [20 empty] | D:5'' H:7/8'' Round |  |  |  |  | 120 | Brown |  |  | Hardwired | 0 | 0 | 0 | 0 | 1 | 0 | 0 | 1 | 0 | 0 | 0 | 785652057892 | 12.25 | 12 | 10.75 | 5.1 | 0.914 | 175 | Yes | [9 empty] | cETL Damp | JEYNE 1L PEND-44 | One Light Pendant |  | 6646501-44.png | 6646501.jpg
6646501-782 | One Light Pendant | The utilitarian Jeyne Collection offers a historical barn light form and a protective industrial cage while the stem make the height fully adjustable. Suitable for damp/covered locations. Beautiful hand-applied Weathered Copper and Heirloom Bronze finishes with reflective gloss white interiors lend beauty to any space. As a single unit in any room of the house or clustered together over a kitchen island or entryway, Jeyne illuminates with sharp precision. The Jeyne Collection assortment includes a one-light mini pendant and medium and large one-light pendants. Incandescent and ENERGY STAR-qualified LED lamping are available; all fixtures are California Title 24 compliant. | LINE VOLTAGE PENDANT | Jeyne | Pendants | Heirloom Bronze | 782 | Steel |  |  |  |  | 1 Medium ST19 60w |  | 1 | No | [14 empty] | 0 | [12 empty] | 57.95 | 115.9 | 173.85 | D:10 1/8'' H:11 1/4'' O:57 1/2'' | 3.74 | 10.125 |  |  | 11.25 | Center Lock-Up |  |  | 57.5 |  |  |  | No |  | No | [20 empty] | D:5'' H:7/8'' Round |  |  |  |  | 120 | Brown |  |  | Hardwired | 0 | 0 | 0 | 0 | 1 | 0 | 0 | 1 | 0 | 0 | 0 | 785652057908 | 12.25 | 12 | 10.75 | 5.2 | 0.914 | 175 | Yes | [9 empty] | cETL Damp | JEYNE 1L PEND-782 | One Light Pendant |  | 6646501-782.png | 6646501.jpg
6646501EN3-44 | One Light Pendant | The utilitarian Jeyne Collection offers a historical barn light form and a protective industrial cage while the stem make the height fully adjustable. Suitable for damp/covered locations. Beautiful hand-applied Weathered Copper and Heirloom Bronze finishes with reflective gloss white interiors lend beauty to any space. As a single unit in any room of the house or clustered together over a kitchen island or entryway, Jeyne illuminates with sharp precision. The Jeyne Collection assortment includes a one-light mini pendant and medium and large one-light pendants. Incandescent and ENERGY STAR-qualified LED lamping are available; all fixtures are California Title 24 compliant. | LINE VOLTAGE PENDANT | Jeyne | Pendants | Weathered Copper | 44 | Steel |  |  |  |  | 1 Medium A19 9.3w |  | 1 | Yes | [14 empty] | 0 | [12 empty] | 67.48 | 134.96 | 202.44 | D:10 1/8'' H:11 1/4'' O:57 1/2'' | 3.74 | 10.125 |  |  | 11.25 | Center Lock-Up |  |  | 57.5 |  |  |  | No |  | No | [20 empty] | D:5'' H:7/8'' Round |  |  |  |  | 120 | Brown |  |  | Hardwired | 0 | 0 | 0 | 1 | 1 | 0 | 0 | 0 | 0 | 0 | 0 | 785652065583 | 12.25 | 12 | 10.75 | 5.1 | 0.914 | 175 | Yes | [9 empty] | cETL Damp | JEYNE 1L PEND-44 | One Light Pendant |  | 6646501EN3-44.png | 6646501EN3.jpg
6646501EN3-782 | One Light Pendant | The utilitarian Jeyne Collection offers a historical barn light form and a protective industrial cage while the stem make the height fully adjustable. Suitable for damp/covered locations. Beautiful hand-applied Weathered Copper and Heirloom Bronze finishes with reflective gloss white interiors lend beauty to any space. As a single unit in any room of the house or clustered together over a kitchen island or entryway, Jeyne illuminates with sharp precision. The Jeyne Collection assortment includes a one-light mini pendant and medium and large one-light pendants. Incandescent and ENERGY STAR-qualified LED lamping are available; all fixtures are California Title 24 compliant. | LINE VOLTAGE PENDANT | Jeyne | Pendants | Heirloom Bronze | 782 | Steel |  |  |  |  | 1 Medium A19 9.3w |  | 1 | Yes | [14 empty] | 0 | [12 empty] | 63.95 | 127.9 | 191.85 | D:10 1/8'' H:11 1/4'' O:57 1/2'' | 3.74 | 10.125 |  |  | 11.25 | Center Lock-Up |  |  | 57.5 |  |  |  | No |  | No | [20 empty] | D:5'' H:7/8'' Round |  |  |  |  | 120 | Brown |  |  | Hardwired | 0 | 0 | 0 | 1 | 1 | 0 | 0 | 0 | 0 | 0 | 0 | 785652065590 | 12.25 | 12 | 10.75 | 5.2 | 0.914 | 175 | Yes | [9 empty] | cETL Damp | JEYNE 1L PEND-782 | One Light Pendant |  | 6646501EN3-782.png | 6646501EN3.jpg
6658-44 | One Light Outdoor Pendant | This industrial and nautically inspired Sebring collection by Sea Gull Lighting coordinates perfectly in coastal locations, while adding eye catching contrast to facades of any kind. Offered in Black, Brushed Stainless and Weathered Copper finishes, Sebring is a complete outdoor collection with small and large one-light outdoor wall lanterns, a one-light outdoor ceiling flush mount and one-light outdoor post lantern to unify any home's appearance. Incandescent as well as integrated LED are available. The advanced, integrated LED light source has warm-on-dim technology that warms in color when dimmed, and is California Title 24 compliant. | LINE VOLTAGE PENDANT | Sebring | Outdoor Lighting | Weathered Copper | 44 | Aluminum |  |  |  | Clear Seeded Glass | 1 Medium A19 100w |  | 1 | No | [14 empty] | 0 | [12 empty] | 244.95 | 489.9 | 734.85 | D:16 3/4'' H:15'' O:67 1/4'' | 5 | 16.75 |  |  | 15 | Cap Nuts |  |  | 67.25 |  |  |  | No |  | No | [20 empty] | D:5 1/2'' H:1 1/4'' Round |  |  |  |  | 120 | Brown | 12 |  | Hardwired | 0 | 0 | 0 | 0 | 1 | 0 | 0 | 1 | 0 | 0 | 0 | 785652066580 | 20.25 | 20 | 18 | 15.1 | 4.219 | 250 | Yes | [9 empty] | cETL Damp | SEBRING 1L PEND-44 | One Light Outdoor Pendant |  | 6658-44.jpg | 6658.jpg
665893S-44 | LED Pendant | This industrial and nautically inspired Sebring collection by Sea Gull Lighting coordinates perfectly in coastal locations, while adding eye catching contrast to facades of any kind. Offered in Black, Brushed Stainless and Weathered Copper finishes, Sebring is a complete outdoor collection with small and large one-light outdoor wall lanterns, a one-light outdoor ceiling flush mount and one-light outdoor post lantern to unify any home's appearance. Incandescent as well as integrated LED are available. The advanced, integrated LED light source has warm-on-dim technology that warms in color when dimmed, and is California Title 24 compliant. | LINE VOLTAGE PENDANT | Sebring | Outdoor Lighting | Weathered Copper | 44 | Aluminum |  |  |  | Clear Seeded Glass |  |  | 1 | No | 1000 | 3000 | 90 | 14 | 120 | 19 - Integrated | MODS - Modules |  | 5 | 100 | LED | 14 | 14 | 50000 | 0 | [12 empty] | 246.95 | 493.9 | 740.85 | D:16 3/4'' H:15'' O:67 1/4'' | 5 | 16.75 |  |  | 15 | Cap Nuts |  |  | 67.25 |  |  |  | No |  | No | [20 empty] | D:5 1/2'' H:1 1/4'' Round |  |  |  |  | 120 | Brown | 12 |  | Hardwired | 0 | 0 | 0 | 0 | 1 | 0 | 0 | 0 | 0 | 0 | 0 | 785652065071 | 19.75 | 19.25 | 16 | 8.3 | 3.52 | 250 | Yes | [9 empty] | cETL Damp | SEBRING LED PEND-44 | LED Pendant |  | 665893S-44_ALT.jpg | 6658.jpg
665893S-98 | LED Pendant | This industrial and nautically inspired Sebring collection by Sea Gull Lighting coordinates perfectly in coastal locations, while adding eye catching contrast to facades of any kind. Offered in Black, Brushed Stainless and Weathered Copper finishes, Sebring is a complete outdoor collection with small and large one-light outdoor wall lanterns, a one-light outdoor ceiling flush mount and one-light outdoor post lantern to unify any home's appearance. Incandescent as well as integrated LED are available. The advanced, integrated LED light source has warm-on-dim technology that warms in color when dimmed, and is California Title 24 compliant. | LINE VOLTAGE PENDANT | Sebring | Outdoor Lighting | Brushed Stainless | 98 | Aluminum |  |  |  | Clear Seeded Glass |  |  | 1 | No | 1000 | 3000 | 90 | 14 | 120 | 19 - Integrated | MODS - Modules |  | 5 | 100 | LED | 14 | 14 | 50000 | 0 | [12 empty] | 288.95 | 577.9 | 866.85 | D:16 3/4'' H:15'' O:67 1/4'' | 5 | 16.75 |  |  | 15 | Cap Nuts |  |  | 67.25 |  |  |  | No |  | No | [20 empty] | D:5 1/2'' H:1 1/4'' Round |  |  |  |  | 120 | Clear Silver | 12 |  | Hardwired | 0 | 0 | 0 | 0 | 1 | 0 | 0 | 0 | 0 | 0 | 0 | 785652065088 | 19.75 | 19.25 | 16 | 8.3 | 3.52 | 250 | Yes | [9 empty] | cETL Damp | SEBRING LED PEND-98 | LED Pendant |  | 665893S-98_ALT.jpg | 6658.jpg
6680301-112 | One Light Medium Pendant |  | LINE VOLTAGE PENDANT | Willamette | Pendants | Midnight Black | 112 | Steel |  |  |  |  | 1 Medium A19 60w |  | 1 | No | [14 empty] | 0 | [12 empty] | 89.5 | 179 | 268.5 | D:15'' H:15'' |  | 15 |  |  | 15 | [7 empty] | No |  | No | [20 empty] | D:5'' H:1'' Round | [5 empty] | Black |  |  | Hardwired | 0 | 0 | 0 | 0 | 1 | 0 | 0 | 1 | 0 | 0 | 0 | 785652085826 | [16 empty] | cETL Damp | WILLAMETTE 1L MEDIUM PENDANT-112 | One Light Medium Pendant |  | 6680301-112.jpg | 6680301.jpg
6680301-817 | One Light Medium Pendant |  | LINE VOLTAGE PENDANT | Willamette | Pendants | Antique White | 817 | Steel |  |  |  |  | 1 Medium A19 60w |  | 1 | No | [14 empty] | 0 | [12 empty] | 89.5 | 179 | 268.5 | D:15'' H:15'' |  | 15 |  |  | 15 | [7 empty] | No |  | No | [20 empty] | D:5'' H:1'' Round | [5 empty] | Black |  |  | Hardwired | 0 | 0 | 0 | 0 | 1 | 0 | 0 | 1 | 0 | 0 | 0 | 785652085857 | [16 empty] | cETL Damp | WILLAMETTE 1L MEDIUM PENDANT-817 | One Light Medium Pendant |  | 6680301-817.jpg | 6680301.jpg
6680301-848 | One Light Medium Pendant |  | LINE VOLTAGE PENDANT | Willamette | Pendants | Satin Bronze | 848 | Steel |  |  |  |  | 1 Medium A19 60w |  | 1 | No | [14 empty] | 0 | [12 empty] | 89.5 | 179 | 268.5 | D:15'' H:15'' |  | 15 |  |  | 15 | [7 empty] | No |  | No | [20 empty] | D:5'' H:1'' Round | [5 empty] | Black |  |  | Hardwired | 0 | 0 | 0 | 0 | 1 | 0 | 0 | 1 | 0 | 0 | 0 | 785652085833 | [16 empty] | cETL Damp | WILLAMETTE 1L MEDIUM PENDANT-848 | One Light Medium Pendant |  | 6680301-848.jpg | 6680301.jpg
6680301-962 | One Light Medium Pendant |  | LINE VOLTAGE PENDANT | Willamette | Pendants | Brushed Nickel | 962 | Steel |  |  |  |  | 1 Medium A19 60w |  | 1 | No | [14 empty] | 0 | [12 empty] | 89.5 | 179 | 268.5 | D:15'' H:15'' |  | 15 |  |  | 15 | [7 empty] | No |  | No | [20 empty] | D:5'' H:1'' Round | [5 empty] | Black |  |  | Hardwired | 0 | 0 | 0 | 0 | 1 | 0 | 0 | 1 | 0 | 0 | 0 | 785652085840 | [16 empty] | cETL Damp | WILLAMETTE 1L MEDIUM PENDANT-962 | One Light Medium Pendant |  | 6680301-962.jpg | 6680301.jpg
6680403-846 | Three Light Pendant | A distinct bowl-shaped silhouette defines the flagship chandeliers of the traditional Corbeille collection by Sea Gull Lighting. With a hint of contemporary inspiration, the soft hue of the Crème Parchment glass complements the fixtures’ refined curves in the Stardust finish. The assortment includes nine-light and five-light chandeliers, pendants in two sizes and both flush and semi-flush ceiling fixtures. Both incandescent lamping and ENERGY STAR-qualified LED lamping are available; all fixtures are California Title 24 compliant. | LINE VOLTAGE PENDANT | Corbeille | Pendants | Stardust / Cerused Oak | 846 / 735 | Steel | Creme Parchment Glass | D:18" H:5" | D:18" |  | 3 Medium A19 100w |  | 3 | No | [14 empty] | 0 | [12 empty] | 164.45 | 328.9 | 493.35 | D:19'' H:27'' O:65'' | 12.2 | 19 |  |  | 27 | Screw Collar - Chain |  |  | 65 |  |  |  | No |  | No | [20 empty] | D:5 5/16'' H:1 1/8'' Round |  |  |  |  | 120 | Brown | 36 |  | Hardwired | 0 | 0 | 0 | 0 | 1 | 0 | 0 | 1 | 1 | 0 | 0 | 785652245664 | 21 | 21 | 14 | 16.3 | 3.573 | 175 | Yes | [8 empty] | ETL Dry |  | CORBEILLE 3L PEND-846 | Three Light Pendant |  | 6680403-846.jpg | 6680403.jpg
6680403EN3-846 | Three Light Pendant | A distinct bowl-shaped silhouette defines the flagship chandeliers of the traditional Corbeille collection by Sea Gull Lighting. With a hint of contemporary inspiration, the soft hue of the Crème Parchment glass complements the fixtures’ refined curves in the Stardust finish. The assortment includes nine-light and five-light chandeliers, pendants in two sizes and both flush and semi-flush ceiling fixtures. Both incandescent lamping and ENERGY STAR-qualified LED lamping are available; all fixtures are California Title 24 compliant. | LINE VOLTAGE PENDANT | Corbeille | Pendants | Stardust / Cerused Oak | 846 / 735 | Steel | Creme Parchment Glass | D:18" H:5" | D:18" |  | 3 Medium A19 9.3w |  | 3 | Yes | [14 empty] | 0 | [12 empty] | 179.95 | 359.9 | 539.85 | D:19'' H:27'' O:65'' | 12.2 | 19 |  |  | 27 | Screw Collar - Chain |  |  | 65 |  |  |  | No |  | No | [20 empty] | D:5 5/16'' H:1 1/8'' Round |  |  |  |  | 120 | Brown | 36 |  | Hardwired | 0 | 0 | 0 | 1 | 1 | 0 | 0 | 0 | 1 | 0 | 0 | 785652051524 | 21 | 21 | 14 | 16.3 | 3.573 | 175 | Yes | [8 empty] | ETL Dry |  | CORBEILLE 3L PEND-846 | Three Light Pendant |  | 6680403EN3-846.jpg | 6680403.jpg
66808-782 | Three Light Pendant | The Holman collection by Sea Gull Lighting brings versatility and style to those just starting out. With softly flared glass and curved arms, there is just enough detail to give the overall look a lift while keeping it simple enough for those on a budget. Several chandeliers and sconces can be installed with lighting shining up or down, allowing the fixture to be customized for the specific space and function. Offered in a Brushed Nickel finish or Heirloom Bronze finish, both with Satin Etched glass. The assortment includes nine-light, five-light and three-light chandeliers, pendants in five sizes, both flush and semi-flush ceiling fixtures, as well as one-light, two-light three-light and four-light wall/bath fixtures. Both incandescent lamping and ENERGY STAR-qualified LED lamping are available. All fixtures are California Title 24 compliant. | LINE VOLTAGE PENDANT | Holman | Pendants | Heirloom Bronze | 782 | Steel | Satin Etched Glass | D:18" H:6.3125" |  |  | 3 Medium A19 60w |  | 3 | No | [14 empty] | 0 | [12 empty] | 91.98 | 183.96 | 275.94 | D:18'' H:17 7/8'' O:55 3/4'' | 6.6 | 18 |  |  | 17.875 | Center Lock-Up |  |  | 55.75 |  |  |  | No |  | No | [20 empty] | D:5'' H:1'' Round |  |  |  |  | 72 | Brown | 36 |  | Hardwired | 0 | 0 | 0 | 0 | 1 | 0 | 0 | 1 | 1 | 0 | 0 | 785652058806 | 21 | 21 | 13.5 | 11.1 | 3.445 | 250 | Yes | [8 empty] | C-UL-US Dry |  | HOLMAN 3L PEND-782 | Three Light Pendant |  | 66808-782.png | 66808.jpg
66808-962 | Three Light Pendant | The Holman collection by Sea Gull Lighting brings versatility and style to those just starting out. With softly flared glass and curved arms, there is just enough detail to give the overall look a lift while keeping it simple enough for those on a budget. Several chandeliers and sconces can be installed with lighting shining up or down, allowing the fixture to be customized for the specific space and function. Offered in a Brushed Nickel finish or Heirloom Bronze finish, both with Satin Etched glass. The assortment includes nine-light, five-light and three-light chandeliers, pendants in five sizes, both flush and semi-flush ceiling fixtures, as well as one-light, two-light three-light and four-light wall/bath fixtures. Both incandescent lamping and ENERGY STAR-qualified LED lamping are available. All fixtures are California Title 24 compliant. | LINE VOLTAGE PENDANT | Holman | Pendants | Brushed Nickel | 962 | Steel | Satin Etched Glass | D:18" H:6.3125" |  |  | 3 Medium A19 60w |  | 3 | No | [14 empty] | 0 | [12 empty] | 91.98 | 183.96 | 275.94 | D:18'' H:17 7/8'' O:55 3/4'' | 6.6 | 18 |  |  | 17.875 | Center Lock-Up |  |  | 55.75 |  |  |  | No |  | No | [20 empty] | D:5'' H:1'' Round |  |  |  |  | 72 | Brown | 36 |  | Hardwired | 0 | 0 | 0 | 0 | 1 | 0 | 0 | 1 | 1 | 0 | 0 | 785652251344 | 21 | 20.5 | 13.25 | 10.8 | 3.301 | 250 | Yes | [8 empty] | C-UL-US Dry |  | HOLMAN 3L PEND-962 | Three Light Pendant |  | 66808-962.jpg | 66808.jpg
66808EN3-782 | Three Light Pendant | The Holman collection by Sea Gull Lighting brings versatility and style to those just starting out. With softly flared glass and curved arms, there is just enough detail to give the overall look a lift while keeping it simple enough for those on a budget. Several chandeliers and sconces can be installed with lighting shining up or down, allowing the fixture to be customized for the specific space and function. Offered in a Brushed Nickel finish or Heirloom Bronze finish, both with Satin Etched glass. The assortment includes nine-light, five-light and three-light chandeliers, pendants in five sizes, both flush and semi-flush ceiling fixtures, as well as one-light, two-light three-light and four-light wall/bath fixtures. Both incandescent lamping and ENERGY STAR-qualified LED lamping are available. All fixtures are California Title 24 compliant. | LINE VOLTAGE PENDANT | Holman | Pendants | Heirloom Bronze | 782 | Steel | Satin Etched Glass | D:18" H:6.3125" |  |  | 3 Medium A19 9.3w |  | 3 | Yes | [14 empty] | 0 | [12 empty] | 108.48 | 216.96 | 325.44 | D:18'' H:17 5/8'' O:55 3/4'' | 6.8 | 18 |  |  | 17.625 | Center Lock-Up |  |  | 55.75 |  |  |  | No |  | No | [20 empty] | D:5'' H:1'' Round |  |  |  |  | 72 | Brown | 36 |  | Hardwired | 0 | 0 | 0 | 1 | 1 | 0 | 0 | 0 | 1 | 0 | 0 | 785652059308 | 21 | 21 | 13.5 | 11.1 | 3.445 | 250 | Yes | [8 empty] | C-UL-US Dry |  | HOLMAN 3L PEND-782 | Three Light Pendant |  | 66808EN3-782.png | 66808EN3.jpg
66808EN3-962 | Three Light Pendant | The Holman collection by Sea Gull Lighting brings versatility and style to those just starting out. With softly flared glass and curved arms, there is just enough detail to give the overall look a lift while keeping it simple enough for those on a budget. Several chandeliers and sconces can be installed with lighting shining up or down, allowing the fixture to be customized for the specific space and function. Offered in a Brushed Nickel finish or Heirloom Bronze finish, both with Satin Etched glass. The assortment includes nine-light, five-light and three-light chandeliers, pendants in five sizes, both flush and semi-flush ceiling fixtures, as well as one-light, two-light three-light and four-light wall/bath fixtures. Both incandescent lamping and ENERGY STAR-qualified LED lamping are available. All fixtures are California Title 24 compliant. | LINE VOLTAGE PENDANT | Holman | Pendants | Brushed Nickel | 962 | Steel | Satin Etched Glass | D:18" H:6.3125" |  |  | 3 Medium A19 9.3w |  | 3 | Yes | [14 empty] | 0 | [12 empty] | 108.48 | 216.96 | 325.44 | D:18'' H:17 7/8'' O:55 3/4'' | 6.8 | 18 |  |  | 17.875 | Center Lock-Up |  |  | 55.75 |  |  |  | No |  | No | [20 empty] | D:5'' H:1'' Round |  |  |  |  | 72 | Clear Silver | 36 |  | Hardwired | 0 | 0 | 0 | 1 | 1 | 0 | 0 | 0 | 1 | 0 | 0 | 785652055492 | 21 | 20.5 | 13.25 | 10.8 | 3.301 | 250 | Yes | [8 empty] | C-UL-US Dry |  | HOLMAN 3L PEND-962 | Three Light Pendant |  | 66808EN3-962.jpg | 66808.jpg
6690305-05 | Five Light Island Pendant | Zire embodies simple clean lines in three finishes that strike a perfect balance of elegant yet minimalist design. Each of the lights sits on the round bottom rim, featuring an Edison-inspired design highlighted by a cylindrical glass shade. The assortment includes nine-light, five-light, and three-light chandeliers, a five light linear, one-light mini-pendant and one-light, two-light, three-light and four-light wall/bath fixtures. A stylish and elegant addition to any room in the house. Zire is offered in a Brushed Oil Rubbed Bronze, Brushed Nickel or Chrome finish. | CHANDELIERS | Zire | Pendants | Chrome | 5 | Steel | Clear Glass | D:2.75" H:7.125" |  |  | 5 Candelabra Torpedo 60w |  | 5 | No | [14 empty] | 0 | [12 empty] | 214.48 | 428.96 | 643.44 | L:48'' W:9'' H:11'' O:45 7/8'' | 15.11 |  | 48 | 9 | 11 | Cap Nuts |  |  | 45.875 |  |  |  | No |  | No | [20 empty] | DP:6'' W:15 3/4'' H:3/4'' Rectangular |  |  |  |  | 120 | Clear Silver |  |  | Hardwired | 0 | 0 | 0 | 0 | 1 | 0 | 0 | 1 | 0 | 0 | 0 | 785652070594 | 51 | 11.75 | 9.25 | 18.1 | 3.208 | 175 | Yes | [9 empty] | cETL Damp | ZIRE 5L ISLAND-05 | Five Light Island Pendant |  | 6690305-05.jpg | 6690305.jpg
6690305-778 | Five Light Island Pendant | Zire embodies simple clean lines in three finishes that strike a perfect balance of elegant yet minimalist design. Each of the lights sits on the round bottom rim, featuring an Edison-inspired design highlighted by a cylindrical glass shade. The assortment includes nine-light, five-light, and three-light chandeliers, a five light linear, one-light mini-pendant and one-light, two-light, three-light and four-light wall/bath fixtures. A stylish and elegant addition to any room in the house. Zire is offered in a Brushed Oil Rubbed Bronze, Brushed Nickel or Chrome finish. | CHANDELIERS | Zire | Pendants | Brushed Oil Rubbed Bronze | 778 | Steel | Clear Glass | D:2.75" H:7.125" |  |  | 5 Candelabra Torpedo 60w |  | 5 | No | [14 empty] | 0 | [12 empty] | 214.48 | 428.96 | 643.44 | L:48'' W:9'' H:11'' O:45 7/8'' | 15.11 |  | 48 | 9 | 11 | Cap Nuts |  |  | 45.875 |  |  |  | No |  | No | [20 empty] | DP:6'' W:15 3/4'' H:3/4'' Rectangular |  |  |  |  | 120 | Brown |  |  | Hardwired | 0 | 0 | 0 | 0 | 1 | 0 | 0 | 1 | 0 | 0 | 0 | 785652070600 | 51 | 12 | 9.25 | 18.2 | 3.276 | 175 | Yes | [9 empty] | cETL Damp | ZIRE 5L ISLAND-778 | Five Light Island Pendant |  | 6690305-778.jpg | 6690305.jpg
6690305-962 | Five Light Island Pendant | Zire embodies simple clean lines in three finishes that strike a perfect balance of elegant yet minimalist design. Each of the lights sits on the round bottom rim, featuring an Edison-inspired design highlighted by a cylindrical glass shade. The assortment includes nine-light, five-light, and three-light chandeliers, a five light linear, one-light mini-pendant and one-light, two-light, three-light and four-light wall/bath fixtures. A stylish and elegant addition to any room in the house. Zire is offered in a Brushed Oil Rubbed Bronze, Brushed Nickel or Chrome finish. | CHANDELIERS | Zire | Pendants | Brushed Nickel | 962 | Steel | Clear Glass | D:2.75" H:7.125" |  |  | 5 Candelabra Torpedo 60w |  | 5 | No | [14 empty] | 0 | [12 empty] | 214.48 | 428.96 | 643.44 | L:48'' W:9'' H:11'' O:45 7/8'' | 15.11 |  | 48 | 9 | 11 | Cap Nuts |  |  | 45.875 |  |  |  | No |  | No | [20 empty] | DP:6'' W:15 3/4'' H:3/4'' Rectangular |  |  |  |  | 120 | Clear Silver |  |  | Hardwired | 0 | 0 | 0 | 0 | 1 | 0 | 0 | 1 | 0 | 0 | 0 | 785652070617 | 51 | 12 | 9.25 | 18.2 | 3.276 | 175 | Yes | [9 empty] | cETL Damp | ZIRE 5L ISLAND-962 | Five Light Island Pendant |  | 6690305-962.jpg | 6690305.jpg
6690305EN-05 | Five Light Island Pendant | Zire embodies simple clean lines in three finishes that strike a perfect balance of elegant yet minimalist design. Each of the lights sits on the round bottom rim, featuring an Edison-inspired design highlighted by a cylindrical glass shade. The assortment includes nine-light, five-light, and three-light chandeliers, a five light linear, one-light mini-pendant and one-light, two-light, three-light and four-light wall/bath fixtures. A stylish and elegant addition to any room in the house. Zire is offered in a Brushed Oil Rubbed Bronze, Brushed Nickel or Chrome finish. | CHANDELIERS | Zire | Pendants | Chrome | 5 | Steel | Clear Glass | D:2.75" H:7.125" |  |  | 5 Candelabra Torpedo 3.5w |  | 5 | Yes | [14 empty] | 0 | [12 empty] | 242.98 | 485.96 | 728.94 | L:48'' W:9'' H:11'' O:45 7/8'' | 15.11 |  | 48 | 9 | 11 | Cap Nuts |  |  | 45.875 |  |  |  | No |  | No | [20 empty] | DP:6'' W:15 3/4'' H:3/4'' Rectangular |  |  |  |  | 120 | Clear Silver |  |  | Hardwired | 0 | 0 | 0 | 1 | 1 | 0 | 0 | 0 | 0 | 0 | 0 | 785652072277 | 51 | 11.75 | 9.25 | 18.1 | 3.208 | 175 | Yes | [9 empty] | cETL Damp | ZIRE 5L LED ISLAND-05 | Five Light Island Pendant |  | 6690305EN-05.jpg | 6690305EN.jpg
6690305EN-778 | Five Light Island Pendant | Zire embodies simple clean lines in three finishes that strike a perfect balance of elegant yet minimalist design. Each of the lights sits on the round bottom rim, featuring an Edison-inspired design highlighted by a cylindrical glass shade. The assortment includes nine-light, five-light, and three-light chandeliers, a five light linear, one-light mini-pendant and one-light, two-light, three-light and four-light wall/bath fixtures. A stylish and elegant addition to any room in the house. Zire is offered in a Brushed Oil Rubbed Bronze, Brushed Nickel or Chrome finish. | CHANDELIERS | Zire | Pendants | Brushed Oil Rubbed Bronze | 778 | Steel | Clear Glass | D:2.75" H:7.125" |  |  | 5 Candelabra Torpedo 3.5w |  | 5 | Yes | [14 empty] | 0 | [12 empty] | 242.98 | 485.96 | 728.94 | L:48'' W:9'' H:11'' O:45 7/8'' | 15.11 |  | 48 | 9 | 11 | Cap Nuts |  |  | 45.875 |  |  |  | No |  | No | [20 empty] | DP:6'' W:15 3/4'' H:3/4'' Rectangular |  |  |  |  | 120 | Brown |  |  | Hardwired | 0 | 0 | 0 | 1 | 1 | 0 | 0 | 0 | 0 | 0 | 0 | 785652072284 | 51 | 12 | 9.25 | 18.2 | 3.276 | 175 | Yes | [9 empty] | cETL Damp | ZIRE 5L LED ISLAND-778 | Five Light Island Pendant |  | 6690305EN-778.jpg | 6690305EN.jpg
6690305EN-962 | Five Light Island Pendant | Zire embodies simple clean lines in three finishes that strike a perfect balance of elegant yet minimalist design. Each of the lights sits on the round bottom rim, featuring an Edison-inspired design highlighted by a cylindrical glass shade. The assortment includes nine-light, five-light, and three-light chandeliers, a five light linear, one-light mini-pendant and one-light, two-light, three-light and four-light wall/bath fixtures. A stylish and elegant addition to any room in the house. Zire is offered in a Brushed Oil Rubbed Bronze, Brushed Nickel or Chrome finish. | CHANDELIERS | Zire | Pendants | Brushed Nickel | 962 | Steel | Clear Glass | D:2.75" H:7.125" |  |  | 5 Candelabra Torpedo 3.5w |  | 5 | Yes | [14 empty] | 0 | [12 empty] | 242.98 | 485.96 | 728.94 | L:48'' W:9'' H:11'' O:45 7/8'' | 15.11 |  | 48 | 9 | 11 | Cap Nuts |  |  | 45.875 |  |  |  | No |  | No | [20 empty] | DP:6'' W:15 3/4'' H:3/4'' Rectangular |  |  |  |  | 120 | Clear Silver |  |  | Hardwired | 0 | 0 | 0 | 1 | 1 | 0 | 0 | 0 | 0 | 0 | 0 | 785652072291 | 51 | 12 | 9.25 | 18.2 | 3.276 | 175 | Yes | [9 empty] | cETL Damp | ZIRE 5L LED ISLAND-962 | Five Light Island Pendant |  | 6690305EN-962.jpg | 6690305EN.jpg
6690403-715 | Three Light Pendant | Named after the Italian word for “sphere,” the transitional Sfera collection by Sea Gull Lighting features detailed center bands and rounded, sweeping curves -- rustic with a modern inspiration. Offered in Autumn Bronze finish with several glass options – extraordinary painted Mercury glass and Café Tint glass, as well as a Smoky Amber glass for wall/bath fixtures only. The assortment includes six-light and four-light chandeliers, pendants in three sizes, both flush and semi-flush ceiling fixtures, as well as two-light, three-light and four-light wall/bath fixtures. Both incandescent lamping and ENERGY STAR-qualified LED lamping are available. Most of these fixtures easily convert to LED by purchasing LED replacement lamps sold separately. | LINE VOLTAGE PENDANT | Sfera | Pendants | Autumn Bronze | 715 | Steel | Cafe Tint Glass | D:18.25" H:9.25" | D:18.25" |  | 3 Medium A19 100w |  | 3 | No | [14 empty] | 0 | [12 empty] | 191.45 | 382.9 | 574.35 | D:18 1/2'' H:24 1/2'' O:164 1/2'' | 16.2 | 18.5 |  |  | 24.5 | Screw Collar - Chain |  |  | 164.5 |  |  |  | No |  | No | [20 empty] | D:5'' H:1 1/4'' Round |  |  |  |  | 168 | Brown | 144 |  | Hardwired | 0 | 0 | 0 | 0 | 1 | 0 | 0 | 1 | 1 | 0 | 0 | 785652242731 | 20.5 | 20 | 16 | 20.5 | 3.796 | 175 | Yes | [9 empty] | cETL Damp | SFERA 3L PEND-715 | Three Light Pendant |  | 6690403-715.jpg | 6690403.jpg
6690403EN3-715 | Three Light Pendant | Named after the Italian word for “sphere,” the transitional Sfera collection by Sea Gull Lighting features detailed center bands and rounded, sweeping curves -- rustic with a modern inspiration. Offered in Autumn Bronze finish with several glass options – extraordinary painted Mercury glass and Café Tint glass, as well as a Smoky Amber glass for wall/bath fixtures only. The assortment includes six-light and four-light chandeliers, pendants in three sizes, both flush and semi-flush ceiling fixtures, as well as two-light, three-light and four-light wall/bath fixtures. Both incandescent lamping and ENERGY STAR-qualified LED lamping are available. Most of these fixtures easily convert to LED by purchasing LED replacement lamps sold separately. | LINE VOLTAGE PENDANT | Sfera | Pendants | Autumn Bronze | 715 | Steel | Cafe Tint Glass | D:18.25" H:9.25" | D:18.25" |  | 3 Medium A19 9.3w |  | 3 | Yes | [14 empty] | 0 | [12 empty] | 215.98 | 431.96 | 647.94 | D:18 1/2'' H:24 1/2'' O:164 1/2'' | 16.2 | 18.5 |  |  | 24.5 | Screw Collar - Chain |  |  | 164.5 |  |  |  | No |  | No | [20 empty] | D:5'' H:1 1/4'' Round |  |  |  |  | 168 | Brown | 144 |  | Hardwired | 0 | 0 | 0 | 1 | 1 | 0 | 0 | 0 | 1 | 0 | 0 | 785652051531 | 20.5 | 20 | 16 | 20.5 | 3.796 | 175 | Yes | [9 empty] | cETL Damp | SFERA 3L PEND-715 | Three Light Pendant |  | 6690403EN3-715.jpg | 6690403.jpg
6692101-112 | One Light Sphere Pendant |  | LINE VOLTAGE PENDANT | Kate | Pendants | Midnight Black | 112 | Steel | Clear Glass |  |  |  | 1 Medium A19 60w |  | 1 | No | [14 empty] | 0 | [12 empty] | 124.5 | 249 | 373.5 | D:12'' H:14'' |  | 12 |  |  | 14 | [7 empty] | No |  | No | [20 empty] | D:5'' H:1'' Round | [5 empty] | Black |  |  | Hardwired | 0 | 0 | 0 | 0 | 1 | 0 | 0 | 1 | 0 | 0 | 0 | 785652085796 | [16 empty] | cETL Damp | KATE 1L SPHERE PENDANT-112 | One Light Sphere Pendant |  | 6692101-112.jpg | 6692101.jpg
6692101-848 | One Light Sphere Pendant |  | LINE VOLTAGE PENDANT | Kate | Pendants | Satin Bronze | 848 | Steel | Clear Glass |  |  |  | 1 Medium A19 60w |  | 1 | No | [14 empty] | 0 | [12 empty] | 124.5 | 249 | 373.5 | D:12'' H:14'' |  | 12 |  |  | 14 | [7 empty] | No |  | No | [20 empty] | D:5'' H:1'' Round | [5 empty] | Clear Gold |  |  | Hardwired | 0 | 0 | 0 | 0 | 1 | 0 | 0 | 1 | 0 | 0 | 0 | 785652085802 | [16 empty] | cETL Damp | KATE 1L SPHERE PENDANT-848 | One Light Sphere Pendant |  | 6692101-848.jpg | 6692101.jpg
6692101-962 | One Light Sphere Pendant |  | LINE VOLTAGE PENDANT | Kate | Pendants | Brushed Nickel | 962 | Steel | Clear Glass |  |  |  | 1 Medium A19 60w |  | 1 | No | [14 empty] | 0 | [12 empty] | 124.5 | 249 | 373.5 | D:12'' H:14'' |  | 12 |  |  | 14 | [7 empty] | No |  | No | [20 empty] | D:5'' H:1'' Round | [5 empty] | Clear Silver |  |  | Hardwired | 0 | 0 | 0 | 0 | 1 | 0 | 0 | 1 | 0 | 0 | 0 | 785652085819 | [16 empty] | cETL Damp | KATE 1L SPHERE PENDANT-962 | One Light Sphere Pendant |  | 6692101-962.jpg | 6692101.jpg
6692604-112 | Four Light Small Linear Chandelier |  | CHANDELIERS | Dianna | Chandeliers | Midnight Black | 112 | Steel |  |  |  |  | 4 Candelabra Torpedo 60w |  | 4 | No | [14 empty] | 0 | [12 empty] | 174.5 | 349 | 523.5 | L:30'' W:13'' H:19'' |  |  | 30 | 13 | 19 | [7 empty] | No |  | No | [26 empty] | Black |  |  | Hardwired | 0 | 0 | 0 | 0 | 1 | 0 | 0 | 0 | 0 | 0 | 0 | 785652085642 | [16 empty] | cETL Damp | DIANNA 4L SMALL LINEAR-112 | Four Light Small Linear Chandelier |  | 6692604-112.jpg | 6692604.jpg
6692604-848 | Four Light Small Linear Chandelier |  | CHANDELIERS | Dianna | Chandeliers | Satin Bronze | 848 | Steel |  |  |  |  | 4 Candelabra Torpedo 60w |  | 4 | No | [14 empty] | 0 | [12 empty] | 174.5 | 349 | 523.5 | L:30'' W:13'' H:19'' |  |  | 30 | 13 | 19 | [7 empty] | No |  | No | [26 empty] | Clear Gold |  |  | Hardwired | 0 | 0 | 0 | 0 | 1 | 0 | 0 | 0 | 0 | 0 | 0 | 785652085635 | [16 empty] | cETL Damp | DIANNA 4L SMALL LINEAR-848 | Four Light Small Linear Chandelier |  | 6692604-848.jpg | 6692604.jpg
6692604-962 | Four Light Small Linear Chandelier |  | CHANDELIERS | Dianna | Chandeliers | Brushed Nickel | 962 | Steel |  |  |  |  | 4 Candelabra Torpedo 60w |  | 4 | No | [14 empty] | 0 | [12 empty] | 174.5 | 349 | 523.5 | L:30'' W:13'' H:19'' |  |  | 30 | 13 | 19 | [7 empty] | No |  | No | [26 empty] | Clear Silver |  |  | Hardwired | 0 | 0 | 0 | 0 | 1 | 0 | 0 | 0 | 0 | 0 | 0 | 785652085659 | [16 empty] | cETL Damp | DIANNA 4L SMALL LINEAR-962 | Four Light Small Linear Chandelier |  | 6692604-962.jpg | 6692604.jpg
6692605-112 | Five Light Medium Linear Chandelier |  | CHANDELIERS | Dianna | Chandeliers | Midnight Black | 112 | Steel |  |  |  |  | 5 Candelabra Torpedo 60w |  | 5 | No | [14 empty] | 0 | [12 empty] | 249.5 | 499 | 748.5 | L:41'' W:17'' H:20 1/8'' |  |  | 41 | 17 | 20.125 | [7 empty] | No |  | No | [26 empty] | Black |  |  | Hardwired | 0 | 0 | 0 | 0 | 1 | 0 | 0 | 0 | 0 | 0 | 0 | 785652085673 | [16 empty] | cETL Damp | DIANNA 5L MEDIUM LINEAR-112 | Five Light Medium Linear Chandelier |  | 6692605-112.jpg | 6692605.jpg
6692605-848 | Five Light Medium Linear Chandelier |  | CHANDELIERS | Dianna | Chandeliers | Satin Bronze | 848 | Steel |  |  |  |  | 5 Candelabra Torpedo 60w |  | 5 | No | [14 empty] | 0 | [12 empty] | 249.5 | 499 | 748.5 | L:41'' W:17'' H:20 1/8'' |  |  | 41 | 17 | 20.125 | [7 empty] | No |  | No | [26 empty] | Clear Gold |  |  | Hardwired | 0 | 0 | 0 | 0 | 1 | 0 | 0 | 0 | 0 | 0 | 0 | 785652085666 | [16 empty] | cETL Damp | DIANNA 5L MEDIUM LINEAR-848 | Five Light Medium Linear Chandelier |  | 6692605-848.jpg | 6692605.jpg
6692605-962 | Five Light Medium Linear Chandelier |  | CHANDELIERS | Dianna | Chandeliers | Brushed Nickel | 962 | Steel |  |  |  |  | 5 Candelabra Torpedo 60w |  | 5 | No | [14 empty] | 0 | [12 empty] | 249.5 | 499 | 748.5 | L:41'' W:17'' H:20 1/8'' |  |  | 41 | 17 | 20.125 | [7 empty] | No |  | No | [26 empty] | Clear Silver |  |  | Hardwired | 0 | 0 | 0 | 0 | 1 | 0 | 0 | 0 | 0 | 0 | 0 | 785652085680 | [16 empty] | cETL Damp | DIANNA 5L MEDIUM LINEAR-962 | Five Light Medium Linear Chandelier |  | 6692605-962.jpg | 6692605.jpg
6692606-112 | Six Light Large Linear Chandelier |  | CHANDELIERS | Dianna | Chandeliers | Midnight Black | 112 | Steel |  |  |  |  | 6 Candelabra Torpedo 60w |  | 6 | No | [14 empty] | 0 | [12 empty] | 324.5 | 649 | 973.5 | L:54'' W:17'' H:25 1/2'' |  |  | 54 | 17 | 25.5 | [7 empty] | No |  | No | [26 empty] | Black |  |  | Hardwired | 0 | 0 | 0 | 0 | 1 | 0 | 0 | 0 | 0 | 0 | 0 | 785652085703 | [16 empty] | cETL Damp | DIANNA 6L LARGE LINEAR-112 | Six Light Large Linear Chandelier |  | 6692606-112.jpg | 6692606.jpg
6692606-848 | Six Light Large Linear Chandelier |  | CHANDELIERS | Dianna | Chandeliers | Satin Bronze | 848 | Steel |  |  |  |  | 6 Candelabra Torpedo 60w |  | 6 | No | [14 empty] | 0 | [12 empty] | 324.5 | 649 | 973.5 | L:54'' W:17'' H:25 1/2'' |  |  | 54 | 17 | 25.5 | [7 empty] | No |  | No | [26 empty] | Clear Gold |  |  | Hardwired | 0 | 0 | 0 | 0 | 1 | 0 | 0 | 0 | 0 | 0 | 0 | 785652085697 | [16 empty] | cETL Damp | DIANNA 6L LARGE LINEAR-848 | Six Light Large Linear Chandelier |  | 6692606-848.jpg | 6692606.jpg
6692606-962 | Six Light Large Linear Chandelier |  | CHANDELIERS | Dianna | Chandeliers | Brushed Nickel | 962 | Steel |  |  |  |  | 6 Candelabra Torpedo 60w |  | 6 | No | [14 empty] | 0 | [12 empty] | 324.5 | 649 | 973.5 | L:54'' W:17'' H:25 1/2'' |  |  | 54 | 17 | 25.5 | [7 empty] | No |  | No | [26 empty] | Clear Silver |  |  | Hardwired | 0 | 0 | 0 | 0 | 1 | 0 | 0 | 0 | 0 | 0 | 0 | 785652085710 | [16 empty] | cETL Damp | DIANNA 6L LARGE LINEAR-962 | Six Light Large Linear Chandelier |  | 6692606-962.jpg | 6692606.jpg
6694206-112 | Six Light Linear Chandelier |  | CHANDELIERS | Ken | Chandeliers | Midnight Black / Satin Bronze | 112 / 848 | Steel |  |  |  |  | 6 Medium T10 60w |  | 6 | No | [14 empty] | 0 | [12 empty] | 89.5 | 179 | 268.5 | L:52'' W:22'' H:6 1/2'' |  |  | 52 | 22 | 6.5 | Screw Collar - Stem | [6 empty] | No |  | No | [26 empty] | Black |  |  | Hardwired | 0 | 0 | 0 | 0 | 1 | 0 | 0 | 1 | 0 | 0 | 0 | 785652086137 | [16 empty] | cETL Damp | KEN 6L LINEAR CHANDELIER-112 | Six Light Linear Chandelier |  | 6694206-112.jpg | 6694206.jpg
6694306-112 | Six Light Linear Chandelier |  | CHANDELIERS | Ken | Chandeliers | Midnight Black / Chrome | 112 / 05 | Steel |  |  |  |  | 6 Medium T10 60w |  | 6 | No | [14 empty] | 0 | [12 empty] | 89.5 | 179 | 268.5 | L:52'' W:22'' H:6 1/2'' |  |  | 52 | 22 | 6.5 | Screw Collar - Stem | [6 empty] | No |  | No | [26 empty] | Black |  |  | Hardwired | 0 | 0 | 0 | 0 | 1 | 0 | 0 | 1 | 0 | 0 | 0 | 785652086144 | [16 empty] | cETL Damp | KEN 6L LINEAR CHANDELIER-112 | Six Light Linear Chandelier |  | 6694306-112.jpg | 6694306.jpg
66952-710 | Four Light Island Pendant | The Stirling lighting collection by Sea Gull Lighting, with its chic style and eclectic twist brings clean, modern lines to a traditional soul. The Beige Linen drum shades combined with a Burnt Sienna finish or White Linen drum shades combined with a Brushed Nickel finish are both eye-catching and inviting. For the wall/bath fixtures only, a Chrome finish coupled with Opal Etched glass shades is also available. The assortment includes nine-light, five-light and three-light chandeliers, pendants in six sizes, both flush and semi-flush ceiling fixtures, a one-light wall sconce, as well as one-light, two-light, three-light and four-light wall/bath fixtures. Most of these fixtures easily convert to LED by purchasing LED replacement lamps sold separately. | LINE VOLTAGE PENDANT | Stirling | Pendants | Burnt Sienna | 710 | Steel | Beige Linen Fabric | D:6.5" H:6.375" |  | Satin Etched Glass | 4 Medium A19 60w |  | 4 | No | [14 empty] | 0 | [12 empty] | 184.48 | 368.96 | 553.44 | L:37'' W:6 1/2'' H:12 3/4'' O:61 1/4'' | 8.76 |  | 37 | 6.5 | 12.75 | Screw Collar - Stem |  |  | 61.25 |  |  |  | No |  | No | [20 empty] | D:5 1/2'' H:1 3/8'' Round |  |  |  |  | 120 | Brown |  |  | Hardwired | 0 | 0 | 0 | 0 | 1 | 0 | 0 | 1 | 0 | 0 | 0 | 785652182440 | 37.18 | 13.5 | 10.25 | 10.8 | 2.977 | 250 | Yes | [8 empty] | ETL Dry | cETL Dry | STIRLING 4L ISLAND-710 | Four Light Island Pendant |  | 66952-710.jpg | 66952.jpg
66952-962 | Four Light Island Pendant | The Stirling lighting collection by Sea Gull Lighting, with its chic style and eclectic twist brings clean, modern lines to a traditional soul. The Beige Linen drum shades combined with a Burnt Sienna finish or White Linen drum shades combined with a Brushed Nickel finish are both eye-catching and inviting. For the wall/bath fixtures only, a Chrome finish coupled with Opal Etched glass shades is also available. The assortment includes nine-light, five-light and three-light chandeliers, pendants in six sizes, both flush and semi-flush ceiling fixtures, a one-light wall sconce, as well as one-light, two-light, three-light and four-light wall/bath fixtures. Most of these fixtures easily convert to LED by purchasing LED replacement lamps sold separately. | LINE VOLTAGE PENDANT | Stirling | Pendants | Brushed Nickel | 962 | Steel | White Linen Fabric | D:6.5" H:6.375" |  | Satin Etched Glass | 4 Medium A19 60w |  | 4 | No | [14 empty] | 0 | [12 empty] | 184.48 | 368.96 | 553.44 | L:37'' W:6 1/2'' H:12 3/4'' O:61 1/4'' | 8.76 |  | 37 | 6.5 | 12.75 | Screw Collar - Stem |  |  | 61.25 |  |  |  | No |  | No | [20 empty] | D:5 1/2'' H:1 3/8'' |  |  |  |  | 120 |  |  |  | Hardwired | 0 | 0 | 0 | 0 | 1 | 0 | 0 | 1 | 0 | 0 | 0 | 785652027383 | 38 | 13.25 | 10 | 11.9 | 2.914 | 175 | Yes | [8 empty] | ETL Dry | cETL Dry | STIRLING 4L ISLAND-962 | Four Light Island Pendant |  | 66952-962.jpg | 66952.jpg
66952EN3-710 | Four Light Island Pendant | The Stirling lighting collection by Sea Gull Lighting, with its chic style and eclectic twist brings clean, modern lines to a traditional soul. The Beige Linen drum shades combined with a Burnt Sienna finish or White Linen drum shades combined with a Brushed Nickel finish are both eye-catching and inviting. For the wall/bath fixtures only, a Chrome finish coupled with Opal Etched glass shades is also available. The assortment includes nine-light, five-light and three-light chandeliers, pendants in six sizes, both flush and semi-flush ceiling fixtures, a one-light wall sconce, as well as one-light, two-light, three-light and four-light wall/bath fixtures. Most of these fixtures easily convert to LED by purchasing LED replacement lamps sold separately. | LINE VOLTAGE PENDANT | Stirling | Pendants | Burnt Sienna | 710 | Steel | Beige Linen Fabric | D:6.5" H:6.375" |  | Satin Etched Glass | 4 Medium A19 9.3w |  | 4 | Yes | [14 empty] | 0 | [12 empty] | 199.98 | 399.96 | 599.94 | L:37'' W:6 1/2'' H:12 3/4'' O:61 1/4'' | 8.76 |  | 37 | 6.5 | 12.75 | Screw Collar - Stem |  |  | 61.25 |  |  |  | No |  | No | [20 empty] | D:5 1/2'' H:1 3/8'' Round |  |  |  |  | 120 | Brown |  |  | Hardwired | 0 | 0 | 0 | 1 | 1 | 0 | 0 | 0 | 0 | 0 | 0 | 785652051548 | 37.2 | 13.5 | 10.25 | 10.8 | 2.979 | 250 | Yes | [8 empty] | ETL Dry | cETL Dry | STIRLING 4L ISLAND-710 | Four Light Island Pendant |  | 66952EN3-710.jpg | 66952.jpg
66952EN3-962 | Four Light Island Pendant | The Stirling lighting collection by Sea Gull Lighting, with its chic style and eclectic twist brings clean, modern lines to a traditional soul. The Beige Linen drum shades combined with a Burnt Sienna finish or White Linen drum shades combined with a Brushed Nickel finish are both eye-catching and inviting. For the wall/bath fixtures only, a Chrome finish coupled with Opal Etched glass shades is also available. The assortment includes nine-light, five-light and three-light chandeliers, pendants in six sizes, both flush and semi-flush ceiling fixtures, a one-light wall sconce, as well as one-light, two-light, three-light and four-light wall/bath fixtures. Most of these fixtures easily convert to LED by purchasing LED replacement lamps sold separately. | LINE VOLTAGE PENDANT | Stirling | Pendants | Brushed Nickel | 962 | Steel | White Linen Fabric | D:6.5" H:6.375" |  | Satin Etched Glass | 4 Medium A19 9.3w |  | 4 | Yes | [14 empty] | 0 | [12 empty] | 199.98 | 399.96 | 599.94 | L:37'' W:6 1/2'' H:12 3/4'' O:61 1/4'' | 8.76 |  | 37 | 6.5 | 12.75 | Screw Collar - Stem |  |  | 61.25 |  |  |  | No |  | No | [20 empty] | D:5 1/2'' H:1 3/8'' |  |  |  |  | 120 | Clear Silver |  |  | Hardwired | 0 | 0 | 0 | 1 | 1 | 0 | 0 | 0 | 0 | 0 | 0 | 785652051555 | 38 | 13.25 | 10 | 11.9 | 2.914 | 175 | Yes | [8 empty] | ETL Dry | cETL Dry | STIRLING 4L ISLAND-962 | Four Light Island Pendant |  | 66952EN3-962.jpg | 66952.jpg
66953-962 | Six Light Island Pendant | The Stirling lighting collection by Sea Gull Lighting, with its chic style and eclectic twist brings clean, modern lines to a traditional soul. The Beige Linen drum shades combined with a Burnt Sienna finish or White Linen drum shades combined with a Brushed Nickel finish are both eye-catching and inviting. For the wall/bath fixtures only, a Chrome finish coupled with Opal Etched glass shades is also available. The assortment includes nine-light, five-light and three-light chandeliers, pendants in six sizes, both flush and semi-flush ceiling fixtures, a one-light wall sconce, as well as one-light, two-light, three-light and four-light wall/bath fixtures. Most of these fixtures easily convert to LED by purchasing LED replacement lamps sold separately. | LINE VOLTAGE PENDANT | Stirling | Pendants | Brushed Nickel | 962 | Steel | White Linen Fabric | D:4.625" H:4" |  |  | 6 Candelabra Torpedo 60w |  | 6 | No | [14 empty] | 0 | [12 empty] | 217.45 | 434.9 | 652.35 | L:35'' W:17 1/2'' H:13 1/4'' O:53 1/4'' | 10.8 |  | 35 | 17.5 | 13.25 | Screw Collar - Stem |  |  | 53.25 |  |  |  | No |  | No | [20 empty] | D:5 1/2'' H:1 3/8'' Round |  |  |  |  | 120 | Clear Silver |  |  | Hardwired | 0 | 0 | 0 | 0 | 1 | 0 | 0 | 1 | 0 | 0 | 0 | 785652027390 | 36.75 | 19.25 | 14.25 | 13.8 | 5.834 | 250 | Yes | [8 empty] | ETL Dry | cETL Dry | STIRLING 6L ISLAND-962 | Six Light Island Pendant |  | 66953-962.jpg | 66953.jpg
66953EN-962 | Six Light Island Pendant | The Stirling lighting collection by Sea Gull Lighting, with its chic style and eclectic twist brings clean, modern lines to a traditional soul. The Beige Linen drum shades combined with a Burnt Sienna finish or White Linen drum shades combined with a Brushed Nickel finish are both eye-catching and inviting. For the wall/bath fixtures only, a Chrome finish coupled with Opal Etched glass shades is also available. The assortment includes nine-light, five-light and three-light chandeliers, pendants in six sizes, both flush and semi-flush ceiling fixtures, a one-light wall sconce, as well as one-light, two-light, three-light and four-light wall/bath fixtures. Most of these fixtures easily convert to LED by purchasing LED replacement lamps sold separately. | LINE VOLTAGE PENDANT | Stirling | Pendants | Brushed Nickel | 962 | Steel | White Linen Fabric | D:4.625" H:4" |  |  | 6 Candelabra Torpedo 3.5w |  | 6 | Yes | [14 empty] | 0 | [12 empty] | 249.98 | 499.96 | 749.94 | L:35'' W:17 1/2'' H:13 1/4'' O:53 1/4'' | 10.8 |  | 35 | 17.5 | 13.25 | Screw Collar - Stem |  |  | 53.25 |  |  |  | No |  | No | [20 empty] | D:5 1/2'' H:1 3/8'' Round |  |  |  |  | 120 | Clear Silver |  |  | Hardwired | 0 | 0 | 0 | 1 | 1 | 0 | 0 | 0 | 0 | 0 | 0 | 785652031632 | 36.75 | 19.25 | 14.25 | 13.8 | 5.834 | 250 | Yes | [8 empty] | ETL Dry | cETL Dry | STIRLING 6L ISLAND-962 | Six Light Island Pendant |  | 66953-962.jpg | 66953.jpg
6701801-04 | One Light Pendant | While hanging globes are one of lighting's hottest trends, Sea Gull's timeless Leo Collection has been around for 50 years! Constantly evolving with the times, these classic pendants are now offered with NEW Clear Seeded glass and in Satin Aluminum finish. Adjustable cloth cords allow for unlimited variations of hanging heights. All glass softly diffuse the light, each fixture comes with 54” of cuttable cord to customize the installation exactly to your needs. Easily convert every piece in the collection to LED by purchasing LED replacement lamps sold separately. All fixtures are qualified and California Title 24 compliant and damp rated for use in sheltered, damp environments like bathrooms, covered patios or porches. | LINE VOLTAGE PENDANT | Leo - Hanging Globe | Pendants | Satin Aluminum | 4 | Aluminum |  |  |  | Clear Seeded Glass | 1 Medium ST19 100w |  | 1 | No | [14 empty] | 0 | [12 empty] | 57.98 | 115.96 | 173.94 | D:12'' H:12 1/2'' O:60'' | 3.92 | 12 |  |  | 12.5 | Center Lock-Up |  |  | 60 |  |  |  | No |  | No | [20 empty] | D:5'' DP:1'' |  |  |  |  | 54 | Black |  |  | Hardwired | 0 | 0 | 0 | 0 | 1 | 0 | 0 | 1 | 0 | 0 | 0 | 785652057083 | 16.25 | 13.5 | 13.5 | 5.1 | 1.714 | 250 | Yes | [8 empty] | UL Damp | cUL Damp | HANGING GLOBE 1L PEND-04 | One Light Pendant |  | 6701801-04.png | 6701801.jpg
6701801-848 | One Light Pendant | While hanging globes are one of lighting's hottest trends, Sea Gull's timeless Leo Collection has been around for 50 years! Constantly evolving with the times, these classic pendants are now offered with NEW Clear Seeded glass and in Satin Aluminum finish. Adjustable cloth cords allow for unlimited variations of hanging heights. All glass softly diffuse the light, each fixture comes with 54” of cuttable cord to customize the installation exactly to your needs. Easily convert every piece in the collection to LED by purchasing LED replacement lamps sold separately. All fixtures are qualified and California Title 24 compliant and damp rated for use in sheltered, damp environments like bathrooms, covered patios or porches. | LINE VOLTAGE PENDANT | Leo - Hanging Globe | Pendants | Satin Bronze | 848 | Steel | Clear Seeded Glass | D:12" H:11.1875" |  |  | 1 Medium ST19 100w |  | 1 | No | [14 empty] | 0 | [12 empty] | 57.98 | 115.96 | 173.94 | D:12'' H:12 1/2'' O:60'' | 3.92 | 12 |  |  | 12.5 | Center Lock-Up |  |  | 60 |  |  |  | No |  | No | [20 empty] | D:5'' DP:1'' |  |  |  |  | 54 | Black |  |  | Hardwired | 0 | 0 | 0 | 0 | 1 | 0 | 0 | 1 | 0 | 0 | 0 | 785652070877 | 16 | 14 | 14 | 5.1 | 1.815 | 250 | Yes | [8 empty] | UL Damp | cUL Damp | LEO H.G. 1L LG PEND-848 | One Light Pendant |  | 6701801-848.jpg | 6701801.jpg
6701801EN7-04 | One Light Pendant | While hanging globes are one of lighting's hottest trends, Sea Gull's timeless Leo Collection has been around for 50 years! Constantly evolving with the times, these classic pendants are now offered with NEW Clear Seeded glass and in Satin Aluminum finish. Adjustable cloth cords allow for unlimited variations of hanging heights. All glass softly diffuse the light, each fixture comes with 54” of cuttable cord to customize the installation exactly to your needs. Easily convert every piece in the collection to LED by purchasing LED replacement lamps sold separately. All fixtures are qualified and California Title 24 compliant and damp rated for use in sheltered, damp environments like bathrooms, covered patios or porches. | LINE VOLTAGE PENDANT | Leo - Hanging Globe | Pendants | Satin Aluminum | 4 | Aluminum |  |  |  | Clear Seeded Glass | 1 Medium A19 8.5w |  | 1 | Yes | [14 empty] | 0 | [12 empty] | 64.98 | 129.96 | 194.94 | D:12'' H:12 1/2'' O:60'' | 3.92 | 12 |  |  | 12.5 | Center Lock-Up |  |  | 60 |  |  |  | No |  | No | [20 empty] | D:5'' DP:1'' |  |  |  |  | 54 | Black |  |  | Hardwired | 0 | 0 | 0 | 1 | 1 | 0 | 0 | 0 | 0 | 0 | 0 | 785652069161 | 16.25 | 13.5 | 13.5 | 5.1 | 1.714 | 250 | Yes | [8 empty] | UL Damp | cUL Damp | LEO H.G. 1L LED PEND-04 | One Light Pendant |  | 6701801EN7-04.jpg | 6701801.jpg
6701801EN7-848 | One Light Pendant | While hanging globes are one of lighting's hottest trends, Sea Gull's timeless Leo Collection has been around for 50 years! Constantly evolving with the times, these classic pendants are now offered with NEW Clear Seeded glass and in Satin Aluminum finish. Adjustable cloth cords allow for unlimited variations of hanging heights. All glass softly diffuse the light, each fixture comes with 54” of cuttable cord to customize the installation exactly to your needs. Easily convert every piece in the collection to LED by purchasing LED replacement lamps sold separately. All fixtures are qualified and California Title 24 compliant and damp rated for use in sheltered, damp environments like bathrooms, covered patios or porches. | LINE VOLTAGE PENDANT | Leo - Hanging Globe | Pendants | Satin Bronze | 848 | Steel |  |  |  | Clear Seeded Glass | 1 Medium A19 8.5w |  | 1 | Yes | [14 empty] | 0 | [12 empty] | 64.98 | 129.96 | 194.94 | D:12'' H:12 1/2'' O:60'' | 3.92 | 12 |  |  | 12.5 | Center Lock-Up |  |  | 60 |  |  |  | No |  | No | [20 empty] | D:5'' DP:1'' |  |  |  |  | 54 | Black |  |  | Hardwired | 0 | 0 | 0 | 1 | 1 | 0 | 0 | 0 | 0 | 0 | 0 | 785652072475 | 16 | 14 | 14 | 5.1 | 1.815 | 250 | Yes | [8 empty] | UL Damp | cUL Damp | LEO H.G. 1L LED LG PEND-848 | One Light Pendant |  | 6701801EN7-848.jpg | 6701801.jpg
6746501-44 | One Light Pendant | The utilitarian Jeyne Collection offers a historical barn light form and a protective industrial cage while the stem make the height fully adjustable. Suitable for damp/covered locations. Beautiful hand-applied Weathered Copper and Heirloom Bronze finishes with reflective gloss white interiors lend beauty to any space. As a single unit in any room of the house or clustered together over a kitchen island or entryway, Jeyne illuminates with sharp precision. The Jeyne Collection assortment includes a one-light mini pendant and medium and large one-light pendants. Incandescent and ENERGY STAR-qualified LED lamping are available; all fixtures are California Title 24 compliant. | LINE VOLTAGE PENDANT | Jeyne | Pendants | Weathered Copper | 44 | Steel |  |  |  |  | 1 Medium ST19 60w |  | 1 | No | [14 empty] | 0 | [12 empty] | 81.95 | 163.9 | 245.85 | D:13 7/8'' H:11 1/4'' O:57 1/2'' | 4.73 | 13.875 |  |  | 11.25 | Center Lock-Up |  |  | 57.5 |  |  |  | No |  | No | [20 empty] | D:5'' H:7/8'' Round |  |  |  |  | 120 | Brown |  |  | Hardwired | 0 | 0 | 0 | 0 | 1 | 0 | 0 | 1 | 0 | 0 | 0 | 785652057915 | 16.5 | 16 | 10.5 | 7 | 1.604 | 175 | Yes | [9 empty] | cETL Damp | JEYNE 1L PEND-44 | One Light Pendant |  | 6746501-44.png | 6746501.jpg
6746501-782 | One Light Pendant | The utilitarian Jeyne Collection offers a historical barn light form and a protective industrial cage while the stem make the height fully adjustable. Suitable for damp/covered locations. Beautiful hand-applied Weathered Copper and Heirloom Bronze finishes with reflective gloss white interiors lend beauty to any space. As a single unit in any room of the house or clustered together over a kitchen island or entryway, Jeyne illuminates with sharp precision. The Jeyne Collection assortment includes a one-light mini pendant and medium and large one-light pendants. Incandescent and ENERGY STAR-qualified LED lamping are available; all fixtures are California Title 24 compliant. | LINE VOLTAGE PENDANT | Jeyne | Pendants | Heirloom Bronze | 782 | Steel |  |  |  |  | 1 Medium ST19 60w |  | 1 | No | [14 empty] | 0 | [12 empty] | 81.95 | 163.9 | 245.85 | D:13 7/8'' H:11 1/4'' O:57 1/2'' | 4.73 | 13.875 |  |  | 11.25 | Center Lock-Up |  |  | 57.5 |  |  |  | No |  | No | [20 empty] | D:5'' H:7/8'' Round |  |  |  |  | 120 | Brown |  |  | Hardwired | 0 | 0 | 0 | 0 | 1 | 0 | 0 | 1 | 0 | 0 | 0 | 785652057922 | 16.5 | 16 | 10.5 | 7 | 1.604 | 175 | Yes | [9 empty] | cETL Damp | JEYNE 1L PEND-782 | One Light Pendant |  | 6746501-782.png | 6746501.jpg
6746501EN3-44 | One Light Pendant | The utilitarian Jeyne Collection offers a historical barn light form and a protective industrial cage while the stem make the height fully adjustable. Suitable for damp/covered locations. Beautiful hand-applied Weathered Copper and Heirloom Bronze finishes with reflective gloss white interiors lend beauty to any space. As a single unit in any room of the house or clustered together over a kitchen island or entryway, Jeyne illuminates with sharp precision. The Jeyne Collection assortment includes a one-light mini pendant and medium and large one-light pendants. Incandescent and ENERGY STAR-qualified LED lamping are available; all fixtures are California Title 24 compliant. | LINE VOLTAGE PENDANT | Jeyne | Pendants | Weathered Copper | 44 | Steel |  |  |  |  | 1 Medium A19 9.3w |  | 1 | Yes | [14 empty] | 0 | [12 empty] | 87.45 | 174.9 | 262.35 | D:13 7/8'' H:11 1/4'' O:57 1/2'' | 4.73 | 13.875 |  |  | 11.25 | Center Lock-Up |  |  | 57.5 |  |  |  | No |  | No | [20 empty] | D:5'' H:7/8'' Round |  |  |  |  | 120 | Brown |  |  | Hardwired | 0 | 0 | 0 | 1 | 1 | 0 | 0 | 0 | 0 | 0 | 0 | 785652065606 | 16.5 | 16 | 10.5 | 7 | 1.604 | 175 | Yes | [9 empty] | cETL Damp | JEYNE 1L PEND-44 | One Light Pendant |  | 6746501EN3-44.png | 6746501EN3.jpg
6746501EN3-782 | One Light Pendant | The utilitarian Jeyne Collection offers a historical barn light form and a protective industrial cage while the stem make the height fully adjustable. Suitable for damp/covered locations. Beautiful hand-applied Weathered Copper and Heirloom Bronze finishes with reflective gloss white interiors lend beauty to any space. As a single unit in any room of the house or clustered together over a kitchen island or entryway, Jeyne illuminates with sharp precision. The Jeyne Collection assortment includes a one-light mini pendant and medium and large one-light pendants. Incandescent and ENERGY STAR-qualified LED lamping are available; all fixtures are California Title 24 compliant. | LINE VOLTAGE PENDANT | Jeyne | Pendants | Heirloom Bronze | 782 | Steel |  |  |  |  | 1 Medium A19 9.3w |  | 1 | Yes | [14 empty] | 0 | [12 empty] | 87.45 | 174.9 | 262.35 | D:13 7/8'' H:11 1/4'' O:57 1/2'' | 4.73 | 13.875 |  |  | 11.25 | Center Lock-Up |  |  | 57.5 |  |  |  | No |  | No | [20 empty] | D:5'' H:7/8'' Round |  |  |  |  | 120 | Brown |  |  | Hardwired | 0 | 0 | 0 | 1 | 1 | 0 | 0 | 0 | 0 | 0 | 0 | 785652065613 | 16.5 | 16 | 10.5 | 7 | 1.604 | 175 | Yes | [9 empty] | cETL Damp | JEYNE 1L PEND-782 | One Light Pendant |  | 6746501EN3-782.png | 6746501EN3.jpg
6801801-04 | One Light Pendant | While hanging globes are one of lighting's hottest trends, Sea Gull's timeless Leo Collection has been around for 50 years! Constantly evolving with the times, these classic pendants are now offered with NEW Clear Seeded glass and in Satin Aluminum finish. Adjustable cloth cords allow for unlimited variations of hanging heights. All glass softly diffuse the light, each fixture comes with 54” of cuttable cord to customize the installation exactly to your needs. Easily convert every piece in the collection to LED by purchasing LED replacement lamps sold separately. All fixtures are qualified and California Title 24 compliant and damp rated for use in sheltered, damp environments like bathrooms, covered patios or porches. | LINE VOLTAGE PENDANT | Leo - Hanging Globe | Pendants | Satin Aluminum | 4 | Aluminum |  |  |  | Clear Seeded Glass | 1 Medium ST19 100w |  | 1 | No | [14 empty] | 0 | [12 empty] | 72.98 | 145.96 | 218.94 | D:14'' H:14 3/4'' O:62'' | 4.82 | 14 |  |  | 14.75 | Center Lock-Up |  |  | 62 |  |  |  | No |  | No | [20 empty] | D:5'' DP:1'' |  |  |  |  | 54 | Black |  |  | Hardwired | 0 | 0 | 0 | 0 | 1 | 0 | 0 | 1 | 0 | 0 | 0 | 785652057090 | 18 | 16 | 16 | 6.7 | 2.667 | 250 | Yes | [8 empty] | UL Damp | cUL Damp | HANGING GLOBE 1L PEND-04 | One Light Pendant |  | 6801801-04.png | 6801801.jpg
6801801-848 | One Light Pendant | While hanging globes are one of lighting's hottest trends, Sea Gull's timeless Leo Collection has been around for 50 years! Constantly evolving with the times, these classic pendants are now offered with NEW Clear Seeded glass and in Satin Aluminum finish. Adjustable cloth cords allow for unlimited variations of hanging heights. All glass softly diffuse the light, each fixture comes with 54” of cuttable cord to customize the installation exactly to your needs. Easily convert every piece in the collection to LED by purchasing LED replacement lamps sold separately. All fixtures are qualified and California Title 24 compliant and damp rated for use in sheltered, damp environments like bathrooms, covered patios or porches. | LINE VOLTAGE PENDANT | Leo - Hanging Globe | Pendants | Satin Bronze | 848 | Steel | Clear Seeded Glass | D:14" H:13.375" |  |  | 1 Medium ST19 100w |  | 1 | No | [14 empty] | 0 | [12 empty] | 72.98 | 145.96 | 218.94 | D:14'' H:14 3/4'' O:62'' | 4.82 | 14 |  |  | 14.75 | Center Lock-Up |  |  | 62 |  |  |  | No |  | No | [20 empty] | D:5'' DP:1'' |  |  |  |  | 54 | Black |  |  | Hardwired | 0 | 0 | 0 | 0 | 1 | 0 | 0 | 1 | 0 | 0 | 0 | 785652070884 | 18.18 | 16 | 16 | 5.8 | 2.693 | 250 | Yes | [8 empty] | UL Damp | cUL Damp | LEO H.G. 1L XLPEND-848 | One Light Pendant |  | 6801801-848.jpg | 6801801.jpg
6801801EN7-04 | One Light Pendant | While hanging globes are one of lighting's hottest trends, Sea Gull's timeless Leo Collection has been around for 50 years! Constantly evolving with the times, these classic pendants are now offered with NEW Clear Seeded glass and in Satin Aluminum finish. Adjustable cloth cords allow for unlimited variations of hanging heights. All glass softly diffuse the light, each fixture comes with 54” of cuttable cord to customize the installation exactly to your needs. Easily convert every piece in the collection to LED by purchasing LED replacement lamps sold separately. All fixtures are qualified and California Title 24 compliant and damp rated for use in sheltered, damp environments like bathrooms, covered patios or porches. | LINE VOLTAGE PENDANT | Leo - Hanging Globe | Pendants | Satin Aluminum | 4 | Aluminum |  |  |  | Clear Seeded Glass | 1 Medium A19 8.5w |  | 1 | Yes | [14 empty] | 0 | [12 empty] | 80.48 | 160.96 | 241.44 | D:14'' H:14 3/4'' O:62'' | 4.82 | 14 |  |  | 14.75 | Center Lock-Up |  |  | 62 |  |  |  | No |  | No | [20 empty] | D:5'' DP:1'' |  |  |  |  | 54 | Black |  |  | Hardwired | 0 | 0 | 0 | 1 | 1 | 0 | 0 | 0 | 0 | 0 | 0 | 785652069178 | 18.18 | 16 | 16 | 5.8 | 2.693 | 250 | Yes | [8 empty] | UL Damp | cUL Damp | LEO H.G. 1L LED PEND-04 | One Light Pendant |  | 6801801EN7-04.jpg | 6801801.jpg
6801801EN7-848 | One Light Pendant | While hanging globes are one of lighting's hottest trends, Sea Gull's timeless Leo Collection has been around for 50 years! Constantly evolving with the times, these classic pendants are now offered with NEW Clear Seeded glass and in Satin Aluminum finish. Adjustable cloth cords allow for unlimited variations of hanging heights. All glass softly diffuse the light, each fixture comes with 54” of cuttable cord to customize the installation exactly to your needs. Easily convert every piece in the collection to LED by purchasing LED replacement lamps sold separately. All fixtures are qualified and California Title 24 compliant and damp rated for use in sheltered, damp environments like bathrooms, covered patios or porches. | LINE VOLTAGE PENDANT | Leo - Hanging Globe | Pendants | Satin Bronze | 848 | Steel |  |  |  | Clear Seeded Glass | 1 Medium A19 8.5w |  | 1 | Yes | [14 empty] | 0 | [12 empty] | 80.48 | 160.96 | 241.44 | D:14'' H:14 3/4'' O:62'' | 4.82 | 14 |  |  | 14.75 | Center Lock-Up |  |  | 62 |  |  |  | No |  | No | [20 empty] | D:5'' DP:1'' |  |  |  |  | 54 | Black |  |  | Hardwired | 0 | 0 | 0 | 1 | 1 | 0 | 0 | 0 | 0 | 0 | 0 | 785652072482 | 18.18 | 16 | 16 | 5.8 | 2.693 | 250 | Yes | [8 empty] | UL Damp | cUL Damp | LEO H.G. 1L LED XL PEND-848 | One Light Pendant |  | 6801801EN7-848.jpg | 6801801.jpg
69025-12 | One Light Outdoor Pendant | The traditional design accents and pleasant proportions of the Brentwood outdoor lighting collection from Sea Gull Lighting make it a versatile selection for any home. Offered in either a Black Powdercoat or White Powdercoat finish, and either Clear or White Glass. The assortment offered in both finishes includes a small one-light outdoor wall lantern, a medium one-uplight outdoor wall lantern, a medium one-downlight outdoor wall lantern, a large one-light wall lantern, a one-light outdoor pendant and a one-light outdoor post lantern. In the Black Powdercoat finish only, a two-light outdoor ceiling flush mount is also available. Most of these fixtures easily convert to LED by purchasing LED replacement lamps sold separately. | OUTDOOR | Brentwood | Outdoor Lighting | Black | 12 | Die Cast Aluminum | Smooth White Glass | W:3.625" H:7.6875" |  |  | 1 Medium A19 100w |  | 1 | No | [14 empty] | 0 | [12 empty] | 49.95 | 99.9 | 149.85 | D:10 1/4'' H:18 3/4'' O:56 1/2'' | 5.7 | 10.25 |  |  | 18.75 | Center Lock-Up |  |  | 56.5 |  |  |  | No |  | No | [20 empty] | D:5 3/8'' H:1 3/16'' Round |  |  |  |  | 120 | Black | 36 |  | Hardwired | 0 | 0 | 0 | 0 | 1 | 0 | 0 | 1 | 1 | 0 | 0 | 785652024740 | 16.5 | 12 | 10.25 | 5.7 | 1.174 | 175 | Yes | [8 empty] | UL Damp | cUL Damp | BRENTWOOD 1L PEND-12 | One Light Outdoor Pendant |  | 6025BLE-12.jpg | 6025BLE.jpg
69025EN3-12 | One Light Outdoor Pendant | The traditional design accents and pleasant proportions of the Brentwood outdoor lighting collection from Sea Gull Lighting make it a versatile selection for any home. Offered in either a Black Powdercoat or White Powdercoat finish, and either Clear or White Glass. The assortment offered in both finishes includes a small one-light outdoor wall lantern, a medium one-uplight outdoor wall lantern, a medium one-downlight outdoor wall lantern, a large one-light wall lantern, a one-light outdoor pendant and a one-light outdoor post lantern. In the Black Powdercoat finish only, a two-light outdoor ceiling flush mount is also available. Most of these fixtures easily convert to LED by purchasing LED replacement lamps sold separately. | OUTDOOR | Brentwood | Outdoor Lighting | Black | 12 | Die Cast Aluminum | Smooth White Glass | W:3.625" H:7.6875" |  |  | 1 Medium A19 9.3w |  | 1 | Yes | [14 empty] | 0 | [12 empty] | 57.98 | 115.96 | 173.94 | D:10 1/4'' H:18 3/4'' O:56 1/2'' | 5.7 | 10.25 |  |  | 18.75 | Center Lock-Up |  |  | 56.5 |  |  |  | No |  | No | [20 empty] | D:5 3/8'' H:1 3/16'' Round |  |  |  |  | 120 | Black | 36 |  | Hardwired | 0 | 0 | 0 | 1 | 1 | 0 | 0 | 0 | 0 | 0 | 0 | 785652051562 | 16.5 | 12 | 10.25 | 5.7 | 1.174 | 175 | Yes | [8 empty] | UL Damp | cUL Damp | BRENTWOOD 1L PEND-12 | One Light Outdoor Pendant |  | 69025EN3-12.jpg | 69025.jpg
69029-12 | One Light Outdoor Pendant | A bit of Shaker minimalism mixed with Arts and Crafts styling defines the transitional Hunnington outdoor lighting collection by Sea Gull Lighting. Equally at home in the city or the country, this timeless style will enhance the appearance of a home’s entrance with its clean, crisp lines. Offered in Weathered Pewter or Black finishes, with either Etched Seeded glass or Clear Seeded glass, the assortment includes a one-light outdoor pendant, small and large one-light outdoor wall lanterns, a one-light out door post lantern and a two-light outdoor ceiling flush mount. Both incandescent lamping and ENERGY STAR-qualified LED lamping (for those fixtures with the Etched Seeded glass) are available for most of the fixtures, and some can easily convert to LED by purchasing LED replacement lamps sold separately (for those with the Clear Seeded glass). | OUTDOOR | Hunnington | Outdoor Lighting | Black | 12 | Aluminum | Etched Seeded Glass | L:4" W:4" H:8.75" |  |  | 1 Medium A19 100w |  | 1 | No | [14 empty] | 0 | [12 empty] | 93.98 | N/A | 281.94 | L:9'' W:9'' H:13 3/4'' O:136 3/4'' | 6.3 |  | 9 | 9 | 13.75 | Center Lock-Up |  |  | 136.75 |  |  |  | No |  | No | [20 empty] | D:5 1/8'' H:3/4'' Round |  |  |  |  | 144 | Black | 120 |  | Hardwired | 0 | 0 | 0 | 0 | 1 | 0 | 0 | 1 | 1 | 0 | 0 | 785652024641 | 17.5 | 12 | 12 | 7 | 1.458 | 175 | Yes | [9 empty] | cETL Damp | HUNNINGTON 1L PEND-12 | One Light Outdoor Pendant |  | 69029-12.jpg | 69029.jpg
69029-57 | One Light Outdoor Pendant | A bit of Shaker minimalism mixed with Arts and Crafts styling defines the transitional Hunnington outdoor lighting collection by Sea Gull Lighting. Equally at home in the city or the country, this timeless style will enhance the appearance of a home’s entrance with its clean, crisp lines. Offered in Weathered Pewter or Black finishes, with either Etched Seeded glass or Clear Seeded glass, the assortment includes a one-light outdoor pendant, small and large one-light outdoor wall lanterns, a one-light out door post lantern and a two-light outdoor ceiling flush mount. Both incandescent lamping and ENERGY STAR-qualified LED lamping (for those fixtures with the Etched Seeded glass) are available for most of the fixtures, and some can easily convert to LED by purchasing LED replacement lamps sold separately (for those with the Clear Seeded glass). | OUTDOOR | Hunnington | Outdoor Lighting | Weathered Pewter | 57 | Aluminum | Undefined Glass | L:4" W:4" H:8.75" |  |  | 1 Medium A19 100w |  | 1 | No | [14 empty] | 0 | [12 empty] | 97.98 | N/A | 293.94 | L:9'' W:9'' H:13 3/4'' O:136 3/4'' | 6.3 |  | 9 | 9 | 13.75 | Center Lock-Up |  |  | 136.75 |  |  |  | No |  | No | [20 empty] | D:5 1/8'' H:3/4'' Round |  |  |  |  | 144 | Black | 120 |  | Hardwired | 0 | 0 | 0 | 0 | 1 | 0 | 0 | 1 | 1 | 0 | 0 | 785652024658 | 17.5 | 12 | 12 | 7 | 1.458 | 175 | Yes | [9 empty] | cETL Damp | HUNNINGTON 1L PEND-57 | One Light Outdoor Pendant |  | 69029ble-57.jpg | 69029BLE.jpg
6902997S-12 | LED Outdoor Pendant | A bit of Shaker minimalism mixed with Arts and Crafts styling defines the transitional Hunnington outdoor lighting collection by Sea Gull Lighting. Equally at home in the city or the country, this timeless style will enhance the appearance of a home’s entrance with its clean, crisp lines. Offered in Weathered Pewter or Black finishes, with either Etched Seeded glass or Clear Seeded glass, the assortment includes a one-light outdoor pendant, small and large one-light outdoor wall lanterns, a one-light out door post lantern and a two-light outdoor ceiling flush mount. Both incandescent lamping and ENERGY STAR-qualified LED lamping (for those fixtures with the Etched Seeded glass) are available for most of the fixtures, and some can easily convert to LED by purchasing LED replacement lamps sold separately (for those with the Clear Seeded glass). | OUTDOOR | Hunnington | Outdoor Lighting | Black | 12 | Aluminum | Etched Seeded Glass | W:4" H:8.75" |  |  |  |  | 1 | No | 1000 | 2700 | 90 | 14 | 120 | 19 - Integrated | MODS - Modules |  | 5 | 100 | LED | 14 | 14 | 50000 | 0 | [12 empty] | 112.98 | N/A | 338.94 | L:9'' W:9'' H:13 3/4'' O:136 3/4'' | 6.3 |  | 9 | 9 | 13.75 | Center Lock-Up |  |  | 136.75 |  |  |  | No |  | No | [20 empty] | D:5 1/8'' H:3/4'' Round |  |  |  |  | 144 | Black | 120 |  | Hardwired | 0 | 0 | 0 | 0 | 1 | 0 | 0 | 0 | 1 | 0 | 0 | 785652063268 | 17.75 | 12.75 | 12.5 | 7.3 | 1.637 | 175 | Yes | [9 empty] | cETL Damp | HUNNINGTON LED PEND-12 | LED Outdoor Pendant |  | 6902997S-12_ALT.jpg | 6902991S.jpg
6902997S-57 | LED Outdoor Pendant | A bit of Shaker minimalism mixed with Arts and Crafts styling defines the transitional Hunnington outdoor lighting collection by Sea Gull Lighting. Equally at home in the city or the country, this timeless style will enhance the appearance of a home’s entrance with its clean, crisp lines. Offered in Weathered Pewter or Black finishes, with either Etched Seeded glass or Clear Seeded glass, the assortment includes a one-light outdoor pendant, small and large one-light outdoor wall lanterns, a one-light out door post lantern and a two-light outdoor ceiling flush mount. Both incandescent lamping and ENERGY STAR-qualified LED lamping (for those fixtures with the Etched Seeded glass) are available for most of the fixtures, and some can easily convert to LED by purchasing LED replacement lamps sold separately (for those with the Clear Seeded glass). | OUTDOOR | Hunnington | Outdoor Lighting | Weathered Pewter | 57 | Aluminum | Etched Seeded Glass | W:4" H:8.75" |  |  |  |  | 1 | No | 1000 | 2700 | 90 | 14 | 120 | 19 - Integrated | MODS - Modules |  | 5 | 100 | LED | 14 | 14 | 50000 | 0 | [12 empty] | 112.98 | N/A | 338.94 | L:9'' W:9'' H:13 3/4'' O:136 3/4'' | 6.3 |  | 9 | 9 | 13.75 | Center Lock-Up |  |  | 136.75 |  |  |  | No |  | No | [20 empty] | D:5 1/8'' H:3/4'' Round |  |  |  |  | 144 | Black | 120 |  | Hardwired | 0 | 0 | 0 | 0 | 1 | 0 | 0 | 0 | 1 | 0 | 0 | 785652063275 | 17.75 | 12.625 | 12.625 | 7.2 | 1.637 | 175 | Yes | [9 empty] | cETL Damp | HUNNINGTON LED PEND-57 | LED Outdoor Pendant |  | 6902997S-57_ALT.jpg | 6902991S.jpg
69029EN3-12 | One Light Outdoor Pendant | A bit of Shaker minimalism mixed with Arts and Crafts styling defines the transitional Hunnington outdoor lighting collection by Sea Gull Lighting. Equally at home in the city or the country, this timeless style will enhance the appearance of a home’s entrance with its clean, crisp lines. Offered in Weathered Pewter or Black finishes, with either Etched Seeded glass or Clear Seeded glass, the assortment includes a one-light outdoor pendant, small and large one-light outdoor wall lanterns, a one-light out door post lantern and a two-light outdoor ceiling flush mount. Both incandescent lamping and ENERGY STAR-qualified LED lamping (for those fixtures with the Etched Seeded glass) are available for most of the fixtures, and some can easily convert to LED by purchasing LED replacement lamps sold separately (for those with the Clear Seeded glass). | OUTDOOR | Hunnington | Outdoor Lighting | Black | 12 | Aluminum | Etched Seeded Glass | L:4" W:4" H:8.75" |  |  | 1 Medium A19 9.3w |  | 1 | Yes | [14 empty] | 0 | [12 empty] | 99.98 | N/A | 299.94 | L:9'' W:9'' H:13 3/4'' O:136 3/4'' | 6.3 |  | 9 | 9 | 13.75 | Center Lock-Up |  |  | 136.75 |  |  |  | No |  | No | [20 empty] | D:5 1/8'' H:3/4'' Round |  |  |  |  | 144 | Black | 120 |  | Hardwired | 0 | 0 | 0 | 1 | 1 | 0 | 0 | 0 | 1 | 0 | 0 | 785652051579 | 17.5 | 12 | 12 | 7 | 1.458 | 175 | Yes | [9 empty] | cETL Damp | HUNNINGTON 1L PEND-12 | One Light Outdoor Pendant |  | 69029EN3-12.jpg | 69029.jpg
69029EN3-57 | One Light Outdoor Pendant | A bit of Shaker minimalism mixed with Arts and Crafts styling defines the transitional Hunnington outdoor lighting collection by Sea Gull Lighting. Equally at home in the city or the country, this timeless style will enhance the appearance of a home’s entrance with its clean, crisp lines. Offered in Weathered Pewter or Black finishes, with either Etched Seeded glass or Clear Seeded glass, the assortment includes a one-light outdoor pendant, small and large one-light outdoor wall lanterns, a one-light out door post lantern and a two-light outdoor ceiling flush mount. Both incandescent lamping and ENERGY STAR-qualified LED lamping (for those fixtures with the Etched Seeded glass) are available for most of the fixtures, and some can easily convert to LED by purchasing LED replacement lamps sold separately (for those with the Clear Seeded glass). | OUTDOOR | Hunnington | Outdoor Lighting | Weathered Pewter | 57 | Aluminum | Etched Seeded Glass | L:4" W:4" H:8.75" |  |  | 1 Medium A19 9.3w |  | 1 | Yes | [14 empty] | 0 | [12 empty] | 108.48 | N/A | 325.44 | L:9'' W:9'' H:13 3/4'' O:136 3/4'' | 6.3 |  | 9 | 9 | 13.75 | Center Lock-Up |  |  | 136.75 |  |  |  | No |  | No | [20 empty] | D:5 1/8'' H:3/4'' Round |  |  |  |  | 144 | Black | 120 |  | Hardwired | 0 | 0 | 0 | 1 | 1 | 0 | 0 | 0 | 1 | 0 | 0 | 785652051586 | 17.5 | 12 | 12 | 7 | 1.458 | 175 | Yes | [9 empty] | cETL Damp | HUNNINGTON 1L PEND-57 | One Light Outdoor Pendant |  | 69029EN3-57.jpg | 69029.jpg
69131-12 | One Light Outdoor Pendant | There is real curb appeal in the design details of the Herrington outdoor lighting collection by Sea Gull Lighting. Traditional elements are updated with contemporary lines with a sense of Asian-inspired styling. In a classic Black finish, the assortment is offered in both Clear Seeded and Etched White glass and includes a small and large one-light outdoor wall lanterns, a one-light outdoor pendant, a one-light outdoor post lantern and a two-light outdoor ceiling flush mount. Herrington is available in incandescent and ENERGY STAR-qualified LED models (Etched White Glass fixtures only), and all fixtures can easily convert to LED by purchasing LED replacement lamps sold separately. | OUTDOOR | Herrington | Outdoor Lighting | Black | 12 | Aluminum | Etched / White Inside Glass | L:3.1875" W:5.09375" H:6.25" |  |  | 1 Medium A19 100w |  | 1 | No | [14 empty] | 0 | [12 empty] | 37.48 | N/A | 112.44 | L:7 1/4'' W:7 1/4'' H:11 1/4'' O:86'' | 4 |  | 7.25 | 7.25 | 11.25 | Center Lock-Up |  |  | 86 |  |  |  | No |  | No | [20 empty] | D:5'' H:1 3/16'' Round |  |  |  |  | 120 | Black | 72 |  | Hardwired | 0 | 0 | 0 | 0 | 1 | 0 | 0 | 1 | 1 | 0 | 0 | 785652025112 | 14 | 9.25 | 9.25 | 4.9 | 0.693 | 125 | Yes | [8 empty] | ETL Damp | cETL Damp | HERRINGTON 1L PEND-12 | One Light Outdoor Pendant |  | 69131EN-12.jpg | 69131BLE.jpg
69131EN3-12 | One Light Outdoor Pendant | There is real curb appeal in the design details of the Herrington outdoor lighting collection by Sea Gull Lighting. Traditional elements are updated with contemporary lines with a sense of Asian-inspired styling. In a classic Black finish, the assortment is offered in both Clear Seeded and Etched White glass and includes a small and large one-light outdoor wall lanterns, a one-light outdoor pendant, a one-light outdoor post lantern and a two-light outdoor ceiling flush mount. Herrington is available in incandescent and ENERGY STAR-qualified LED models (Etched White Glass fixtures only), and all fixtures can easily convert to LED by purchasing LED replacement lamps sold separately. | OUTDOOR | Herrington | Outdoor Lighting | Black | 12 | Aluminum | Etched / White Inside Glass | L:3.1875" W:5.09375" H:6.25" |  |  | 1 Medium A19 9.3w |  | 1 | Yes | [14 empty] | 0 | [12 empty] | 44.48 | N/A | 133.44 | L:7 1/4'' W:7 1/4'' H:11 1/4'' O:86'' | 4 |  | 7.25 | 7.25 | 11.25 | Center Lock-Up |  |  | 86 |  |  |  | No |  | No | [20 empty] | D:5'' H:1 3/16'' Round |  |  |  |  | 120 | Black | 72 |  | Hardwired | 0 | 0 | 0 | 1 | 1 | 0 | 0 | 0 | 1 | 0 | 0 | 785652051593 | 14 | 9.25 | 9.25 | 4.9 | 0.693 | 125 | Yes | [8 empty] | ETL Damp | cETL Damp | HERRINGTON 1L PEND-12 | One Light Outdoor Pendant |  | 69131EN3-12.jpg | 69131.jpg
6913393S-98 | LED Semi-Flush Convertible Pendant | Modern styling and forward thinking represent the Centra collection by Sea Gull Lighting. Stunning in a Brushed Stainless finish with Satin White glass, Centra is designed to bring a modern sensibility to your hallways and foyers with a pendant / semi-flush fixture, small, medium, and large ceiling fixtures and a wall sconce to round out the collection. Incandescent, integrated LED, and ENERGY STAR-qualified LED lamping are all available. | LINE VOLTAGE PENDANT | Centra | Ceiling Lights | Brushed Stainless | 98 | Steel | [6 empty] | 3 | No | 3000 | 3000 | 90 | 42 | 120 | 19 - Integrated | MODS - Modules |  | 5 | 100 | LED | 42 | 42 | 50000 | 0 | [12 empty] | 128.15 | 256.3 | 384.45 | D:21 1/4'' H:18'' O:56'' | 8.5 | 21.25 |  |  | 18 | Dual Mount |  | 16.25 | 56 |  |  |  | No |  | No | [20 empty] | D:5'' H:1 1/8'' Round |  |  |  |  | 144 | Clear | 36 |  | Hardwired | 0 | 0 | 0 | 0 | 1 | 0 | 0 | 0 | 1 | 0 | 0 | 785652064265 | 23 | 23 | 7.5 | 12.9 | 2.296 | 175 | Yes | [8 empty] | ETL Dry | cETL Dry | CENTRA LED PEND-98 | LED Semi-Flush Convertible Pendant |  | 6913393S-98.jpg | 69133ble.jpg
69272-46 | One Light Outdoor Pendant | The Chatham outdoor lighting collection by Sea Gull Lighting offers a timeless, traditional design with a classic window pane detailing over Frosted Seeded glass or Clear Seeded glass, and crowed with a cupola atop the dramatic mansard roofline. Offered in either a Weathered Copper finish or an Oxidized Bronze finish, the assortment includes a small one-light outdoor wall lantern (available in a Dark Sky version too), a large one-light outdoor wall lantern (available in a Dark Sky version too), a large two-light outdoor wall lantern, one-light or two-light outdoor post lanterns, as well as one-light or two-light outdoor pendants. Both incandescent lamping and ENERGY STAR-qualified LED lamping are available for all of the fixtures, and all incandescent fixtures can convert to LED by purchasing LED replacement lamps sold separately. | OUTDOOR | Chatham | Outdoor Lighting | Oxidized Bronze | 46 | Brass | Frosted Seeded Glass |  |  |  | 1 Medium A19 100w |  | 1 | No | [14 empty] | 0 | [12 empty] | 168.45 | 336.9 | 505.35 | L:9 1/4'' W:9 1/4'' H:19'' O:92 1/4'' | 5.8 |  | 9.25 | 9.25 | 19 | Center Lock-Up |  |  | 92.25 |  |  |  | No |  | No | [20 empty] | D:5 1/2'' DP:1 1/4'' Round |  |  |  |  | 120 | Brown | 36 | N/A | Hardwired | 0 | 0 | 0 | 0 | 1 | 0 | 0 | 1 | 0 | 0 | 0 | 785652025167 | 19 | 12.25 | 12.25 | 8.6 | 1.65 | 175 | Yes | [9 empty] | cETL Damp | CHATHAM 1L PEND-46 | One Light Outdoor Pendant |  | 69272BLE-46.jpg | 69272PBLE.jpg
69272EN3-46 | One Light Outdoor Pendant | The Chatham outdoor lighting collection by Sea Gull Lighting offers a timeless, traditional design with a classic window pane detailing over Frosted Seeded glass or Clear Seeded glass, and crowed with a cupola atop the dramatic mansard roofline. Offered in either a Weathered Copper finish or an Oxidized Bronze finish, the assortment includes a small one-light outdoor wall lantern (available in a Dark Sky version too), a large one-light outdoor wall lantern (available in a Dark Sky version too), a large two-light outdoor wall lantern, one-light or two-light outdoor post lanterns, as well as one-light or two-light outdoor pendants. Both incandescent lamping and ENERGY STAR-qualified LED lamping are available for all of the fixtures, and all incandescent fixtures can convert to LED by purchasing LED replacement lamps sold separately. | OUTDOOR | Chatham | Outdoor Lighting | Oxidized Bronze | 46 | Brass | Frosted Seeded Glass |  |  |  | 1 Medium A19 9.3w |  | 1 | Yes | [14 empty] | 0 | [12 empty] | 174.45 | 348.9 | 523.35 | L:9 1/4'' W:9 1/4'' H:19'' O:92 1/4'' | 5.8 |  | 9.25 | 9.25 | 19 | Center Lock-Up |  |  | 92.25 |  |  |  | No |  | No | [20 empty] | D:5 1/2'' DP:1 1/4'' Round |  |  |  |  | 120 | Brown | 36 | N/A | Hardwired | 0 | 0 | 0 | 1 | 1 | 0 | 0 | 0 | 0 | 0 | 0 | 785652051623 | 19 | 12.25 | 12.25 | 8.6 | 1.65 | 175 | Yes | [9 empty] | cETL Damp | CHATHAM 1L PEND-44 | One Light Outdoor Pendant |  | 69272EN3-46.jpg | 69272.jpg
7443593S-962 | Small LED Ceiling Flush Mount | The clip ceiling flush mount fixtures by Sea Gull Lighting provide a clean, contemporary look popular in commercial and residential settings. Offered in two-light and three-light options, the Satin Etched glass is held securely in place with Three Brushed Nickel clips – slide the spring-tension clip out for easy glass cleaning and bulb changing. Available in incandescent lamping, ENERGY STAR-qualified LED lamping, and integrated LED. | CEILING | Clip Ceiling Flush Mount | Ceiling Lights | Brushed Nickel | 962 | Steel | Satin Etched Glass | D:11.75" H:3" |  |  |  |  | 1 | No | 1000 | 3000 | 90 | 14 | 120 | 19 - Integrated | MODS - Modules |  | 5 | 100 | LED | 14 | 14 | 50000 | 0 | [12 empty] | 31.98 | 63.96 | 95.94 | D:12 1/4'' H:4'' | 2.7 | 12.25 |  |  | 4 | Key Slots | [6 empty] | No |  | No | [23 empty] | D:9 1/2'' H:3/4'' Round |  | 6 | Black/White |  |  | Hardwired | 0 | 0 | 0 | 0 | 1 | 0 | 0 | 0 | 0 | 0 | 0 | 785652064302 | 13.75 | 13.25 | 6.25 | 3.8 | 0.659 | 175 | Yes | [9 empty] | cETL Damp | CLIP LED FLUSH MOUNT-962 | Small LED Ceiling Flush Mount |  | 7443593S-962.jpg | 7543502.jpg
7449403-15 | Three Light Cluster Canopy | The Towner lighting collection by Sea Gull Lighting brings mid-century, retro style to the traditional circular silhouette, creating a bold statement that would accent any space in your home. The conical light shades deliver a fun design statement along with the textured cloth cords, which are adjustable for leveling. These fixtures are ideal for dining room lighting, living room lighting and kitchen lighting. The assortment includes three-, five- and seven-light chandeliers, three- and five-light cluster pendants, eight-light island pendants, one-light mini pendants, and one-light wall sconces. The Towner Collection is available in two finishes, Satin Bronze and Brushed Nickel to complete the look. All fixtures are available as ENERGY STAR®-qualified and California Title 24 compliant. | LINE VOLTAGE PENDANT | Towner | Pendants | White | 15 | [7 empty] | 0 | No | [14 empty] | 0 | [12 empty] | 24.98 | 49.96 | 74.94 | D:9 1/2'' H:1 1/4'' | 1.03 | 9.5 |  |  | 1.25 | Cap Nuts | [6 empty] | No |  | No | [20 empty] | D:9 1/2'' H:1 1/4'' Round | [8 empty] | Hardwired | 0 | 0 | 0 | 0 | 0 | 0 | 0 | 0 | 0 | 0 | 0 | 785652059094 | 10 | 10 | 2.75 | 1.4 | 0.159 | 100 | Yes | 10 | 10785652059091 | 20.5 | 10.5 | 13.75 | 15.1 | 1.713 | Yes |  | cETL Damp | 3L CLUSTER CANOPY-15 | Three Light Cluster Canopy |  | 7449403_15_Canopy.png | 7449403.jpg
7449403-848 | Three Light Cluster Canopy | The Towner lighting collection by Sea Gull Lighting brings mid-century, retro style to the traditional circular silhouette, creating a bold statement that would accent any space in your home. The conical light shades deliver a fun design statement along with the textured cloth cords, which are adjustable for leveling. These fixtures are ideal for dining room lighting, living room lighting and kitchen lighting. The assortment includes three-, five- and seven-light chandeliers, three- and five-light cluster pendants, eight-light island pendants, one-light mini pendants, and one-light wall sconces. The Towner Collection is available in two finishes, Satin Bronze and Brushed Nickel to complete the look. All fixtures are available as ENERGY STAR®-qualified and California Title 24 compliant. | LINE VOLTAGE PENDANT | Towner | Pendants | Satin Bronze | 848 | [7 empty] | 0 | No | [14 empty] | 0 | [12 empty] | 31.98 | 63.96 | 95.94 | D:9 1/2'' H:1 1/4'' | 1.03 | 9.5 |  |  | 1.25 | Cap Nuts | [6 empty] | No |  | No | [20 empty] | D:9 1/2'' H:1 1/4'' Round | [8 empty] | Hardwired | 0 | 0 | 0 | 0 | 0 | 0 | 0 | 0 | 0 | 0 | 0 | 785652059100 | 10 | 10 | 2.75 | 1.3 | 0.159 | 100 | Yes | 10 | 10785652059107 | 20.5 | 13.75 | 10.5 | 14.6 | 1.713 | Yes |  | cETL Damp | 3L CLUSTER CANOPY-848 | Three Light Cluster Canopy |  | 7449403_848_Canopy.png | 7449403.jpg
7449403-962 | Three Light Cluster Canopy | The Towner lighting collection by Sea Gull Lighting brings mid-century, retro style to the traditional circular silhouette, creating a bold statement that would accent any space in your home. The conical light shades deliver a fun design statement along with the textured cloth cords, which are adjustable for leveling. These fixtures are ideal for dining room lighting, living room lighting and kitchen lighting. The assortment includes three-, five- and seven-light chandeliers, three- and five-light cluster pendants, eight-light island pendants, one-light mini pendants, and one-light wall sconces. The Towner Collection is available in two finishes, Satin Bronze and Brushed Nickel to complete the look. All fixtures are available as ENERGY STAR®-qualified and California Title 24 compliant. | LINE VOLTAGE PENDANT | Towner | Pendants | Brushed Nickel | 962 | [7 empty] | 0 | No | [14 empty] | 0 | [12 empty] | 31.98 | 63.96 | 95.94 | D:9 1/2'' H:1 1/4'' | 1.03 | 9.5 |  |  | 1.25 | Cap Nuts | [6 empty] | No |  | No | [20 empty] | D:9 1/2'' H:1 1/4'' Round | [8 empty] | Hardwired | 0 | 0 | 0 | 0 | 0 | 0 | 0 | 0 | 0 | 0 | 0 | 785652059117 | 10 | 10 | 2.75 | 1.3 | 0.159 | 100 | Yes | 10 | 10785652059114 | 20.5 | 13.75 | 10.5 | 14.6 | 1.713 | Yes |  | cETL Damp | 3L CLUSTER CANOPY-962 | Three Light Cluster Canopy |  | 7449403_962_Canopy.png | 7449403.jpg
7449405-15 | Five Light Cluster Canopy | The Towner lighting collection by Sea Gull Lighting brings mid-century, retro style to the traditional circular silhouette, creating a bold statement that would accent any space in your home. The conical light shades deliver a fun design statement along with the textured cloth cords, which are adjustable for leveling. These fixtures are ideal for dining room lighting, living room lighting and kitchen lighting. The assortment includes three-, five- and seven-light chandeliers, three- and five-light cluster pendants, eight-light island pendants, one-light mini pendants, and one-light wall sconces. The Towner Collection is available in two finishes, Satin Bronze and Brushed Nickel to complete the look. All fixtures are available as ENERGY STAR®-qualified and California Title 24 compliant. | LINE VOLTAGE PENDANT | Towner | Pendants | White | 15 | [7 empty] | 0 | No | [14 empty] | 0 | [12 empty] | 31.98 | 63.96 | 95.94 | D:12 1/4'' H:1 1/4'' | 1.87 | 12.25 |  |  | 1.25 | Cap Nuts | [6 empty] | No |  | No | [20 empty] | D:12 1/4'' H:1 1/4'' Round | [8 empty] | Hardwired | 0 | 0 | 0 | 0 | 0 | 0 | 0 | 0 | 0 | 0 | 0 | 785652059124 | 12.75 | 12.75 | 2.5 | 2.4 | 0.235 | 93 | Yes | 10 | 10785652059121 | 25.75 | 13.25 | 13.25 | 26.1 | 2.616 | Yes |  | cETL Damp | 5L CLUSTER CANOPY-15 | Five Light Cluster Canopy |  | 7449405_15_Canopy.png | 7449405.jpg
7449405-848 | Five Light Cluster Canopy | The Towner lighting collection by Sea Gull Lighting brings mid-century, retro style to the traditional circular silhouette, creating a bold statement that would accent any space in your home. The conical light shades deliver a fun design statement along with the textured cloth cords, which are adjustable for leveling. These fixtures are ideal for dining room lighting, living room lighting and kitchen lighting. The assortment includes three-, five- and seven-light chandeliers, three- and five-light cluster pendants, eight-light island pendants, one-light mini pendants, and one-light wall sconces. The Towner Collection is available in two finishes, Satin Bronze and Brushed Nickel to complete the look. All fixtures are available as ENERGY STAR®-qualified and California Title 24 compliant. | LINE VOLTAGE PENDANT | Towner | Pendants | Satin Bronze | 848 | [7 empty] | 0 | No | [14 empty] | 0 | [12 empty] | 38.98 | 77.96 | 116.94 | D:12 1/4'' H:1 1/4'' | 1.87 | 12.25 |  |  | 1.25 | Cap Nuts | [6 empty] | No |  | No | [20 empty] | D:12 1/4'' H:1 1/4'' Round | [8 empty] | Hardwired | 0 | 0 | 0 | 0 | 0 | 0 | 0 | 0 | 0 | 0 | 0 | 785652059131 | 12.75 | 12.75 | 2.5 | 2.4 | 0.235 | 93 | Yes | 10 | 10785652059138 | 25.75 | 13.25 | 13.25 | 25.4 | 2.616 | Yes |  | cETL Damp | 5L CLUSTER CANOPY-848 | Five Light Cluster Canopy |  | 7449405_848_Canopy.png | 7449405.jpg
7449405-962 | Five Light Cluster Canopy | The Towner lighting collection by Sea Gull Lighting brings mid-century, retro style to the traditional circular silhouette, creating a bold statement that would accent any space in your home. The conical light shades deliver a fun design statement along with the textured cloth cords, which are adjustable for leveling. These fixtures are ideal for dining room lighting, living room lighting and kitchen lighting. The assortment includes three-, five- and seven-light chandeliers, three- and five-light cluster pendants, eight-light island pendants, one-light mini pendants, and one-light wall sconces. The Towner Collection is available in two finishes, Satin Bronze and Brushed Nickel to complete the look. All fixtures are available as ENERGY STAR®-qualified and California Title 24 compliant. | LINE VOLTAGE PENDANT | Towner | Pendants | Brushed Nickel | 962 | [7 empty] | 0 | No | [14 empty] | 0 | [12 empty] | 38.98 | 77.96 | 116.94 | D:12 1/4'' H:1 1/4'' | 1.87 | 12.25 |  |  | 1.25 | Cap Nuts | [6 empty] | No |  | No | [20 empty] | D:12 1/4'' H:1 1/4'' Round | [8 empty] | Hardwired | 0 | 0 | 0 | 0 | 0 | 0 | 0 | 0 | 0 | 0 | 0 | 785652059148 | 12.5 | 12.5 | 2.5 | 2.4 | 0.226 | 93 | Yes | 10 | 10785652059145 | 26 | 12.25 | 13.75 | 25.4 | 2.534 | Yes |  | cETL Damp | 5L CLUSTER CANOPY-962 | Five Light Cluster Canopy |  | 7449405_962_Canopy.png | 7449405.jpg
7501801-04 | One Light Wall / Ceiling Semi-Flush Mount | While hanging globes are one of lighting's hottest trends, Sea Gull's timeless Leo Collection has been around for 50 years! Constantly evolving with the times, these classic pendants are now offered with NEW Clear Seeded glass and in Satin Aluminum finish. Adjustable cloth cords allow for unlimited variations of hanging heights. All glass softly diffuse the light, each fixture comes with 54” of cuttable cord to customize the installation exactly to your needs. Easily convert every piece in the collection to LED by purchasing LED replacement lamps sold separately. All fixtures are qualified and California Title 24 compliant and damp rated for use in sheltered, damp environments like bathrooms, covered patios or porches. | CEILING | Leo - Hanging Globe | Ceiling Lights | Satin Aluminum | 4 | Aluminum |  |  |  | Clear Seeded Glass | 1 Medium ST19 60w |  | 1 | No | [14 empty] | 0 | [12 empty] | 27.98 | 55.96 | 83.94 | D:8'' H:9 5/8'' | 2.1 | 8 |  |  | 9.625 | Screw(s) | [6 empty] | No |  | No | [20 empty] | D:5'' H:1 1/2'' Round |  |  |  |  | 6.5 | Black/White |  |  | Hardwired | 0 | 0 | 0 | 0 | 1 | 0 | 0 | 1 | 0 | 0 | 0 | 785652067440 | 13 | 9.5 | 9.5 | 2.7 | 0.679 | 175 | Yes | [9 empty] | cETL Damp | LEO H.G. 1L CEILING-04 | One Light Wall / Ceiling Semi-Flush Mount |  | 7501801-04.png | 7501801.jpg
7501801-848 | One Light Wall / Ceiling Semi-Flush Mount | While hanging globes are one of lighting's hottest trends, Sea Gull's timeless Leo Collection has been around for 50 years! Constantly evolving with the times, these classic pendants are now offered with NEW Clear Seeded glass and in Satin Aluminum finish. Adjustable cloth cords allow for unlimited variations of hanging heights. All glass softly diffuse the light, each fixture comes with 54” of cuttable cord to customize the installation exactly to your needs. Easily convert every piece in the collection to LED by purchasing LED replacement lamps sold separately. All fixtures are qualified and California Title 24 compliant and damp rated for use in sheltered, damp environments like bathrooms, covered patios or porches. | CEILING | Leo - Hanging Globe | Ceiling Lights | Satin Bronze | 848 | Steel | Clear Seeded Glass | D:8" H:7.25" |  |  | 1 Medium ST19 60w |  | 1 | No | [14 empty] | 0 | [12 empty] | 28.48 | 56.96 | 85.44 | D:8'' H:9 5/8'' | 2.1 | 8 |  |  | 9.625 | Screw(s) | [6 empty] | No |  | No | [20 empty] | D:5'' H:1 1/2'' Round |  |  |  |  | 6.5 | Black/White |  |  | Hardwired | 0 | 0 | 0 | 0 | 1 | 0 | 0 | 1 | 0 | 0 | 0 | 785652070907 | 13 | 9.75 | 9.75 | 2.3 | 0.715 | 250 | Yes | [8 empty] | UL Damp | cUL Damp | LEO H.G. 1L FLSHMNT-848 | One Light Wall / Ceiling Semi-Flush Mount |  | 7501801EN7-848.jpg | 7501801.jpg
7501801EN7-848 | One Light Wall / Ceiling Semi-Flush Mount | While hanging globes are one of lighting's hottest trends, Sea Gull's timeless Leo Collection has been around for 50 years! Constantly evolving with the times, these classic pendants are now offered with NEW Clear Seeded glass and in Satin Aluminum finish. Adjustable cloth cords allow for unlimited variations of hanging heights. All glass softly diffuse the light, each fixture comes with 54” of cuttable cord to customize the installation exactly to your needs. Easily convert every piece in the collection to LED by purchasing LED replacement lamps sold separately. All fixtures are qualified and California Title 24 compliant and damp rated for use in sheltered, damp environments like bathrooms, covered patios or porches. | CEILING | Leo - Hanging Globe | Ceiling Lights | Satin Bronze | 848 | Steel |  |  |  | Clear Seeded Glass | 1 Medium A19 8.5w |  | 1 | Yes | [14 empty] | 0 | [12 empty] | 37.98 | 75.96 | 113.94 | D:8'' H:9 5/8'' | 2.1 | 8 |  |  | 9.625 | Screw(s) | [6 empty] | No |  | No | [20 empty] | D:5'' H:1 1/2'' Round |  |  |  |  | 6.5 | Black/White |  |  | Hardwired | 0 | 0 | 0 | 1 | 1 | 0 | 0 | 0 | 0 | 0 | 0 | 785652072505 | 13 | 9.75 | 9.75 | 2.3 | 0.715 | 250 | Yes | [8 empty] | UL Damp | cUL Damp | LEO H.G. 1L LED FLSHMNT-848 | One Light Wall / Ceiling Semi-Flush Mount |  | 7501801EN7-848.jpg | 7501801EN7.jpg
7501903-872 | Three Light Ceiling Flush Mount | Oglesby has a traditional shape beautifully updated with rustic features. Round wood beads drape from a distressed metal frame for a look that is strikingly casual while still elegant enough to make a dramatic impression in an entryway or clustered over a kitchen island or dining room table. Featuring cascading washed pine beads and a Stardust finish, the assortment includes a two-light, three-light, four-light and five-light chandeliers and a three-light flush mount. | CEILING | Oglesby | Ceiling Lights | Washed Pine / Stardust | 872 / 846 | Steel |  |  |  |  | 3 Candelabra B10 Torpedo 60w |  | 3 | No | [14 empty] | 0 | [12 empty] | 99.98 | 199.96 | 299.94 | D:14'' H:6 1/4'' | 3.8 | 14 |  |  | 6.25 | Cap Nuts | [6 empty] | No |  | No | [20 empty] | D:14'' H:3/4'' Round |  |  |  |  | 6.5 | Black/White |  |  | Hardwired | 0 | 0 | 0 | 0 | 1 | 0 | 0 | 1 | 1 | 0 | 0 | 785652070198 | 17 | 16.58 | 7.58 | 4.8 | 1.236 | 250 | Yes | [9 empty] | cETL Damp | OGLESBY 3L FLSHMNT-872 | Three Light Ceiling Flush Mount |  | 7501903-872.jpg | 7501903.jpg
7501903EN-872 | Three Light Ceiling Flush Mount | Oglesby has a traditional shape beautifully updated with rustic features. Round wood beads drape from a distressed metal frame for a look that is strikingly casual while still elegant enough to make a dramatic impression in an entryway or clustered over a kitchen island or dining room table. Featuring cascading washed pine beads and a Stardust finish, the assortment includes a two-light, three-light, four-light and five-light chandeliers and a three-light flush mount. | CEILING | Oglesby | Ceiling Lights | Washed Pine / Stardust | 872 / 846 | Steel |  |  |  |  | 3 Candelabra B10 Torpedo 3.5w |  | 3 | Yes | [14 empty] | 0 | [12 empty] | 115.98 | 231.96 | 347.94 | D:14'' H:6 1/4'' | 3.8 | 14 |  |  | 6.25 | Cap Nuts | [6 empty] | No |  | No | [20 empty] | D:14'' H:3/4'' Round |  |  |  |  | 6.5 | Black/White |  |  | Hardwired | 0 | 0 | 0 | 1 | 1 | 0 | 0 | 0 | 1 | 0 | 0 | 785652071874 | 17 | 16.58 | 7.58 | 4.8 | 1.236 | 250 | Yes | [9 empty] | cETL Damp | OGLESBY 3L LED FLSHMNT-872 | Three Light Ceiling Flush Mount |  | 7501903EN-872.jpg | 7501903EN.jpg
75061-782 | Three Light Semi-Flush Mount | The Sussex lighting collection from Sea Gull Lighting is a perfect crossover from cottage style into urban chic. The Sussex collection's retro appeal softens and warms-up contemporary spaces, while retaining an up-to-date decor. Look to Sussex when balance and unity are required in your interior design. Offered in Brushed Nickel finish with Satin White glass or Heirloom Bronze with Satin Etched glass. For the wall/bath fixtures only, a Chrome finish coupled with Satin White glass is also available. The assortment includes nine-light, five-light and three-light chandeliers, pendants in six sizes, both flush and semi-flush ceiling fixtures, as well as one-light, two-light, three-light and four-light wall/bath fixtures. Both incandescent lamping and ENERGY STAR-qualified LED lamping are available. Most of these fixtures easily convert to LED by purchasing LED replacement lamps sold separately. | CEILING | Sussex | Ceiling Lights | Heirloom Bronze | 782 | Steel | Satin Etched Glass | D:15.75" H:5.6875" |  |  | 3 Medium A19 100w |  | 3 | No | [14 empty] | 0 | [12 empty] | 66.98 | 133.96 | 200.94 | D:15 3/4'' H:12 1/2'' | 6.8 | 15.75 |  |  | 12.5 | Cap Nuts | [6 empty] | No |  | No | [20 empty] | D:6 3/4'' DP:3'' |  |  |  |  | 6.5 |  |  | N/A | Hardwired | 0 | 0 | 0 | 0 | 1 | 0 | 0 | 0 | 0 | 0 | 0 | 785652750632 | 18.75 | 18.75 | 9.58 | 8.55 | 1.949 | 175 | Yes | [8 empty] | ETL Dry | cETL Dry | SUSSEX 3L CEILING-782 | Three Light Semi-Flush Mount |  | 75061-782.jpg | 75061.jpg
75061-962 | Three Light Semi-Flush Mount | The Sussex lighting collection from Sea Gull Lighting is a perfect crossover from cottage style into urban chic. The Sussex collection's retro appeal softens and warms-up contemporary spaces, while retaining an up-to-date decor. Look to Sussex when balance and unity are required in your interior design. Offered in Brushed Nickel finish with Satin White glass or Heirloom Bronze with Satin Etched glass. For the wall/bath fixtures only, a Chrome finish coupled with Satin White glass is also available. The assortment includes nine-light, five-light and three-light chandeliers, pendants in six sizes, both flush and semi-flush ceiling fixtures, as well as one-light, two-light, three-light and four-light wall/bath fixtures. Both incandescent lamping and ENERGY STAR-qualified LED lamping are available. Most of these fixtures easily convert to LED by purchasing LED replacement lamps sold separately. | CEILING | Sussex | Ceiling Lights | Brushed Nickel | 962 | Steel | Satin White Glass | D:15.75" H:5.6875" |  |  | 3 Medium A19 100w |  | 3 | No | [14 empty] | 0 | [12 empty] | 66.98 | 133.96 | 200.94 | D:15 3/4'' H:12 1/2'' | 6.8 | 15.75 |  |  | 12.5 | Cap Nuts | [6 empty] | No |  | No | [20 empty] | D:6 3/4'' DP:3'' |  |  |  |  | 6.5 |  |  | N/A | Hardwired | 0 | 0 | 0 | 0 | 1 | 0 | 0 | 0 | 0 | 0 | 0 | 785652750649 | 18.5 | 18.75 | 9.75 | 8.5 | 1.957 | 175 | Yes | [8 empty] | ETL Dry | cETL Dry | SUSSEX 3L CEILING-962 | Three Light Semi-Flush Mount |  | 75061-962.jpg | 75061.jpg
75061EN3-782 | Three Light Semi-Flush Mount | The Sussex lighting collection from Sea Gull Lighting is a perfect crossover from cottage style into urban chic. The Sussex collection's retro appeal softens and warms-up contemporary spaces, while retaining an up-to-date decor. Look to Sussex when balance and unity are required in your interior design. Offered in Brushed Nickel finish with Satin White glass or Heirloom Bronze with Satin Etched glass. For the wall/bath fixtures only, a Chrome finish coupled with Satin White glass is also available. The assortment includes nine-light, five-light and three-light chandeliers, pendants in six sizes, both flush and semi-flush ceiling fixtures, as well as one-light, two-light, three-light and four-light wall/bath fixtures. Both incandescent lamping and ENERGY STAR-qualified LED lamping are available. Most of these fixtures easily convert to LED by purchasing LED replacement lamps sold separately. | CEILING | Sussex | Ceiling Lights | Heirloom Bronze | 782 | Steel | Satin Etched Glass | D:15.75" H:5.6875" |  |  | 3 Medium A19 9.3w |  | 3 | Yes | [14 empty] | 0 | [12 empty] | 83.98 | 167.96 | 251.94 | D:15 3/4'' H:12 1/2'' | 6.8 | 15.75 |  |  | 12.5 | Cap Nuts | [6 empty] | No |  | No | [20 empty] | D:6 5/8'' DP:3'' Round |  |  |  |  | 6.5 | Black/White |  | N/A | Hardwired | 0 | 0 | 0 | 1 | 1 | 0 | 0 | 0 | 0 | 0 | 0 | 785652047206 | 18.75 | 18.75 | 9.58 | 8.55 | 1.949 | 175 | Yes | [8 empty] | ETL Dry | cETL Dry | SUSSEX 3L CEILING-782 | Three Light Semi-Flush Mount |  | 75061EN3-782.jpg | 75061.jpg
75061EN3-962 | Three Light Semi-Flush Mount | The Sussex lighting collection from Sea Gull Lighting is a perfect crossover from cottage style into urban chic. The Sussex collection's retro appeal softens and warms-up contemporary spaces, while retaining an up-to-date decor. Look to Sussex when balance and unity are required in your interior design. Offered in Brushed Nickel finish with Satin White glass or Heirloom Bronze with Satin Etched glass. For the wall/bath fixtures only, a Chrome finish coupled with Satin White glass is also available. The assortment includes nine-light, five-light and three-light chandeliers, pendants in six sizes, both flush and semi-flush ceiling fixtures, as well as one-light, two-light, three-light and four-light wall/bath fixtures. Both incandescent lamping and ENERGY STAR-qualified LED lamping are available. Most of these fixtures easily convert to LED by purchasing LED replacement lamps sold separately. | CEILING | Sussex | Ceiling Lights | Brushed Nickel | 962 | Steel | Satin White Glass | D:15.75" H:5.6875" |  |  | 3 Medium A19 9.3w |  | 3 | Yes | [14 empty] | 0 | [12 empty] | 83.98 | 167.96 | 251.94 | D:15 3/4'' H:12 1/2'' | 6.8 | 15.75 |  |  | 12.5 | Cap Nuts | [6 empty] | No |  | No | [20 empty] | D:6 5/8'' DP:3'' Round |  |  |  |  | 6.5 | Black/White |  | N/A | Hardwired | 0 | 0 | 0 | 1 | 1 | 0 | 0 | 0 | 0 | 0 | 0 | 785652047213 | 18 | 18 | 11.5 | 8 | 2.156 | 250 | Yes | [8 empty] | ETL Dry | cETL Dry | SUSSEX 3L CEILING-962 | Three Light Semi-Flush Mount |  | 75061EN3-962.jpg | 75061.jpg
7510403-715 | Three Light Ceiling Flush Mount | Named after the Italian word for “sphere,” the transitional Sfera collection by Sea Gull Lighting features detailed center bands and rounded, sweeping curves -- rustic with a modern inspiration. Offered in Autumn Bronze finish with several glass options – extraordinary painted Mercury glass and Café Tint glass, as well as a Smoky Amber glass for wall/bath fixtures only. The assortment includes six-light and four-light chandeliers, pendants in three sizes, both flush and semi-flush ceiling fixtures, as well as two-light, three-light and four-light wall/bath fixtures. Both incandescent lamping and ENERGY STAR-qualified LED lamping are available. Most of these fixtures easily convert to LED by purchasing LED replacement lamps sold separately. | CEILING | Sfera | Ceiling Lights | Autumn Bronze | 715 | Steel |  |  |  |  | 3 Medium A19 60w |  | 3 | No | [14 empty] | 0 | [12 empty] | 111.48 | 222.96 | 334.44 | D:14 1/4'' H:10 1/2'' | 8.2 | 14.25 |  |  | 10.5 | Universal Mounting Bar | [6 empty] | No |  | No | [25 empty] | 6.5 |  |  |  | Hardwired | 0 | 0 | 0 | 0 | 1 | 0 | 0 | 1 | 0 | 0 | 0 | 785652247408 | 16 | 16.5 | 11.75 | 10.3 | 1.795 | 175 | Yes | [9 empty] | cETL Damp | SFERA 3L MERCURY CEILING-715 | Three Light Ceiling Flush Mount |  | 7510403-715.jpg | 7510402.jpg
7510403EN3-715 | Three Light Ceiling Flush Mount | Named after the Italian word for “sphere,” the transitional Sfera collection by Sea Gull Lighting features detailed center bands and rounded, sweeping curves -- rustic with a modern inspiration. Offered in Autumn Bronze finish with several glass options – extraordinary painted Mercury glass and Café Tint glass, as well as a Smoky Amber glass for wall/bath fixtures only. The assortment includes six-light and four-light chandeliers, pendants in three sizes, both flush and semi-flush ceiling fixtures, as well as two-light, three-light and four-light wall/bath fixtures. Both incandescent lamping and ENERGY STAR-qualified LED lamping are available. Most of these fixtures easily convert to LED by purchasing LED replacement lamps sold separately. | CEILING | Sfera | Ceiling Lights | Autumn Bronze | 715 | Steel |  |  |  |  | 3 Medium A19 9.3w |  | 3 | Yes | [14 empty] | 0 | [12 empty] | 124.98 | 249.96 | 374.94 | D:14 1/4'' H:10 1/2'' | 8.2 | 14.25 |  |  | 10.5 | Universal Mounting Bar | [6 empty] | No |  | No | [25 empty] | 6.5 | Black/White |  |  | Hardwired | 0 | 0 | 0 | 1 | 1 | 0 | 0 | 0 | 0 | 0 | 0 | 785652051630 | 16 | 16.5 | 11.75 | 10.3 | 1.795 | 175 | Yes | [9 empty] | cETL Damp | SFERA 3L MERCURY CEILING-715 | Three Light Ceiling Flush Mount |  | 7510403EN3-715.jpg | 7510403.jpg
75115-962 | Large Three Light Ceiling Flush Mount | The Eternity lighting collection from Sea Gull Lighting takes your home design to the next level with modern curves and sleek contemporary accents. Urban-inspired, metal lines in a Brushed Nickel finish elevate the elegantly simple silhouettes of the Satin Etched glass shades with Clear Highlights. The assortment includes a medium two-light and large three-light flush mount ceiling fixtures as well as an ADA-compliant wall sconce. Incandescent and ENERGY STAR-qualified LED lamping are available; the wall sconce is also available in Integrated LED. All fixtures are California Title 24 compliant. Choose the Eternity collection to bring a piece of the city into your home. | CEILING | Eternity | Ceiling Lights | Brushed Nickel | 962 | Steel | Clear Highlighted Satin Etched Glass | D:15.5" |  |  | 3 Medium A19 60w |  | 3 | No | [14 empty] | 0 | [12 empty] | 137.5 | 275 | 412.5 | D:18'' H:5 3/4'' | 13.2 | 18 |  |  | 5.75 | Cap Nuts | [6 empty] | No |  | No | [25 empty] | 6.5 |  |  | N/A | Hardwired | 0 | 0 | 0 | 0 | 1 | 0 | 0 | 1 | 0 | 0 | 0 | 785652751158 | 19.5 | 19.5 | 13.38 | 17.6 | 2.944 | 125 | Yes | [8 empty] | UL Damp | cUL Damp | ETERNITY 3L CEILING-962 | Large Three Light Ceiling Flush Mount |  | 75115-962.jpg | 75115.jpg
75115EN3-962 | Large Three Light Ceiling Flush Mount | The Eternity lighting collection from Sea Gull Lighting takes your home design to the next level with modern curves and sleek contemporary accents. Urban-inspired, metal lines in a Brushed Nickel finish elevate the elegantly simple silhouettes of the Satin Etched glass shades with Clear Highlights. The assortment includes a medium two-light and large three-light flush mount ceiling fixtures as well as an ADA-compliant wall sconce. Incandescent and ENERGY STAR-qualified LED lamping are available; the wall sconce is also available in Integrated LED. All fixtures are California Title 24 compliant. Choose the Eternity collection to bring a piece of the city into your home. | CEILING | Eternity | Ceiling Lights | Brushed Nickel | 962 | Steel | Clear Highlighted Satin Etched Glass | D:15.5" |  |  | 3 Medium A19 9.3w |  | 3 | Yes | [14 empty] | 0 | [12 empty] | 144.15 | 288.3 | 432.45 | D:18'' H:5 3/4'' | 13.2 | 18 |  |  | 5.75 | Cap Nuts | [6 empty] | No |  | No | [25 empty] | 6.5 | Black/White |  | N/A | Hardwired | 0 | 0 | 0 | 1 | 1 | 0 | 0 | 0 | 0 | 0 | 0 | 785652051654 | 19.5 | 19.5 | 13.5 | 17.6 | 2.971 | 175 | Yes | [8 empty] | UL Damp | cUL Damp | ETERNITY 3L CEILING-962 | Large Three Light Ceiling Flush Mount |  | 75115EN3-962.jpg | 75115.jpg
7513302-846 | Two Light Ceiling Flush Mount | Making a statement without overpowering the surrounding décor, the Dunning lighting collection by Sea Gull Lighting is a chic addition to a wide range of interiors. The bold design is inspired by farmhouse influences seen in the rustic rope detail highlighting the open, square frame which surrounds medium based lamps covered in Crème Parchment glass shades. The Dunning collection features a unique two-tone finish of Stardust on the overall metal structure, with the open frame in Cerused Oak finish. The full lighting collection features a three-light and five-light chandeliers; a one-light mini-pendant, a four-light island chandelier; a two-light flush mount; and one-light, two-light, three-light and four-light bath fixtures (all of which can mount up or down). Both incandescent lamping and ENERGY STAR-qualified LED lamping are available. | CEILING | Dunning | Ceiling Lights | Stardust / Cerused Oak | 846 / 735 | Steel |  |  |  |  | 2 Medium ST19 60w |  | 2 | No | [14 empty] | 0 | [12 empty] | 124.98 | N/A | 374.94 | L:13 1/2'' W:13 1/2'' H:7 3/8'' | 9.7 |  | 13.5 | 13.5 | 7.375 | Key Slots | [6 empty] | No |  | No | [25 empty] | 6.5 |  |  |  | Hardwired | 0 | 0 | 0 | 0 | 1 | 0 | 0 | 1 | 0 | 0 | 0 | 785652275876 | 15.75 | 15.75 | 10.25 | 11.9 | 1.471 | 100 | Yes | [9 empty] | cETL Damp | DUNNING 2L CEILING-846 | Two Light Ceiling Flush Mount |  | 7513302-846.jpg | 7513302.jpg
7513702-778 | Two Light Ceiling Flush Mount | Ellis Harper has an Arts and Crafts pedigree with a Modernist twist. The array of fixtures showcases Sea Gull's commitment to high style with robust construction and craftsmanship at an exceptional price. The subtle detail allows this transitional design to easily fit into any décor. The sleek, geometric arms and square Satin Etched glass shades add touches of elegance to its streamlined profile. The assortment includes: four- and eight-light chandeliers, a six-light linear, one-light mini-pendant, and one-, two-, three- and four-light bath fixtures. All fixtures are offered in either a Brushed Nickel or Brushed Oil Rubbed Bronze. | CEILING | Ellis Harper | Ceiling Lights | Brushed Oil Rubbed Bronze | 778 | Steel | Etched / White Inside Glass | L:11.75" W:11.75" H:3.75" |  |  | 2 Medium A19 60w |  | 2 | No | [14 empty] | 0 | [12 empty] | 46.98 | 93.96 | 140.94 | L:13'' W:13'' H:5 3/8'' | 7.5 |  | 13 | 13 | 5.375 | Center Pipe | [6 empty] | No |  | No | [20 empty] | DP:13'' W:13'' H:1'' Square |  |  |  |  | 6.5 | Black/White |  |  | Hardwired | 0 | 0 | 0 | 0 | 1 | 0 | 0 | 1 | 0 | 0 | 0 | 785652069765 | 15.5 | 15.5 | 7.75 | 9.9 | 1.078 | 100 | Yes | [9 empty] | cETL Damp | ELLIS HARPER 2L FLSHMNT-778 | Two Light Ceiling Flush Mount |  | 7513702-778.jpg | 7513702.jpg
7513702-962 | Two Light Ceiling Flush Mount | Ellis Harper has an Arts and Crafts pedigree with a Modernist twist. The array of fixtures showcases Sea Gull's commitment to high style with robust construction and craftsmanship at an exceptional price. The subtle detail allows this transitional design to easily fit into any décor. The sleek, geometric arms and square Satin Etched glass shades add touches of elegance to its streamlined profile. The assortment includes: four- and eight-light chandeliers, a six-light linear, one-light mini-pendant, and one-, two-, three- and four-light bath fixtures. All fixtures are offered in either a Brushed Nickel or Brushed Oil Rubbed Bronze. | CEILING | Ellis Harper | Ceiling Lights | Brushed Nickel | 962 | Steel | Etched / White Inside Glass | L:11.75" W:11.75" H:3.75" |  |  | 2 Medium A19 60w |  | 2 | No | [14 empty] | 0 | [12 empty] | 46.98 | 93.96 | 140.94 | L:13'' W:13'' H:5 3/8'' | 7.5 |  | 13 | 13 | 5.375 | Center Pipe | [6 empty] | No |  | No | [20 empty] | DP:13'' W:13'' H:1'' Square |  |  |  |  | 6.5 | Black/White |  |  | Hardwired | 0 | 0 | 0 | 0 | 1 | 0 | 0 | 1 | 0 | 0 | 0 | 785652069772 | 15.5 | 15.25 | 7.75 | 9.9 | 1.06 | 100 | Yes | [9 empty] | cETL Damp | ELLIS HARPER 2L FLSHMNT-962 | Two Light Ceiling Flush Mount |  | 7513702EN3-962.jpg | 7513702.jpg
7513702EN3-778 | Two Light Ceiling Flush Mount | Ellis Harper has an Arts and Crafts pedigree with a Modernist twist. The array of fixtures showcases Sea Gull's commitment to high style with robust construction and craftsmanship at an exceptional price. The subtle detail allows this transitional design to easily fit into any décor. The sleek, geometric arms and square Satin Etched glass shades add touches of elegance to its streamlined profile. The assortment includes: four- and eight-light chandeliers, a six-light linear, one-light mini-pendant, and one-, two-, three- and four-light bath fixtures. All fixtures are offered in either a Brushed Nickel or Brushed Oil Rubbed Bronze. | CEILING | Ellis Harper | Ceiling Lights | Brushed Oil Rubbed Bronze | 778 | Steel | Etched / White Inside Glass | L:11.75" W:11.75" H:3.75" |  |  | 2 Medium A19 9.3w |  | 2 | Yes | [14 empty] | 0 | [12 empty] | 57.98 | 115.96 | 173.94 | L:13'' W:13'' H:5 3/8'' | 7.5 |  | 13 | 13 | 5.375 | Center Pipe | [6 empty] | No |  | No | [20 empty] | DP:13'' W:13'' H:1'' Square |  |  |  |  | 6.5 | Black/White |  |  | Hardwired | 0 | 0 | 0 | 1 | 1 | 0 | 0 | 0 | 0 | 0 | 0 | 785652071539 | 15.5 | 15.5 | 7.75 | 9.9 | 1.078 | 100 | Yes | [9 empty] | cETL Damp | ELLIS HARPR 2L LED FLSHMNT-778 | Two Light Ceiling Flush Mount |  | 7513702EN3-778.jpg | 7513702EN3.jpg
7513702EN3-962 | Two Light Ceiling Flush Mount | Ellis Harper has an Arts and Crafts pedigree with a Modernist twist. The array of fixtures showcases Sea Gull's commitment to high style with robust construction and craftsmanship at an exceptional price. The subtle detail allows this transitional design to easily fit into any décor. The sleek, geometric arms and square Satin Etched glass shades add touches of elegance to its streamlined profile. The assortment includes: four- and eight-light chandeliers, a six-light linear, one-light mini-pendant, and one-, two-, three- and four-light bath fixtures. All fixtures are offered in either a Brushed Nickel or Brushed Oil Rubbed Bronze. | CEILING | Ellis Harper | Ceiling Lights | Brushed Nickel | 962 | Steel | Etched / White Inside Glass | L:11.75" W:11.75" H:3.75" |  |  | 2 Medium A19 9.3w |  | 2 | Yes | [14 empty] | 0 | [12 empty] | 57.98 | 115.96 | 173.94 | L:13'' W:13'' H:5 3/8'' | 7.5 |  | 13 | 13 | 5.375 | Center Pipe | [6 empty] | No |  | No | [20 empty] | DP:13'' W:13'' H:1'' Square |  |  |  |  | 6.5 | Black/White |  |  | Hardwired | 0 | 0 | 0 | 1 | 1 | 0 | 0 | 0 | 0 | 0 | 0 | 785652071546 | 15.5 | 15.25 | 7.75 | 9.9 | 1.06 | 100 | Yes | [9 empty] | cETL Damp | ELLIS HARPR 2L LED FLSHMNT-962 | Two Light Ceiling Flush Mount |  | 7513702EN3-962.jpg | 7513702EN3.jpg
7514002-710 | Two Light Flush Mount | The dazzling and timeless Carondelet lighting collection by Sea Gull Lighting features a cascade of faceted, linear glass crystals delivering the ultimate sparkle without the fuss of traditional crystal. The sleek, contemporary silhouette adds drama and excitement to any –room—without upstaging the beautiful furnishings and décor. With the option of Burnt Sienna or Antique Brushed Nickel finishes, the full lighting collection offers a six-light or four-light chandelier; one-light mini pendant; two-light flush mount and semi-flush mount; and one-light, two-light, three-light and four-light bath fixtures. Both incandescent lamping and ENERGY STAR-qualified LED lamping are available; all fixtures are California Title 24 compliant. | CEILING | Carondelet | Ceiling Lights | Burnt Sienna | 710 | Steel | Clear Beveled Glass | W:0.875" H:4.75" |  |  | 2 Medium A19 100w |  | 2 | No | [14 empty] | 0 | [12 empty] | 108.98 | 217.96 | 326.94 | D:10 5/8'' H:9'' | 7 | 10.625 |  |  | 9 | Key Slots | [6 empty] | No |  | No | [20 empty] | D:9 3/4'' H:1'' Round |  |  |  |  | 6 | Black/White |  |  | Hardwired | 0 | 0 | 0 | 0 | 1 | 0 | 0 | 1 | 0 | 0 | 0 | 785652260988 | 12.75 | 12.6 | 9 | 8.2 | 0.837 | 100 | Yes | [9 empty] | cETL Damp | CARONDELET 2L CEILING-710 | Two Light Flush Mount |  | 7514002-710.jpg | 7514002.jpg
7514002-965 | Two Light Flush Mount | The dazzling and timeless Carondelet lighting collection by Sea Gull Lighting features a cascade of faceted, linear glass crystals delivering the ultimate sparkle without the fuss of traditional crystal. The sleek, contemporary silhouette adds drama and excitement to any –room—without upstaging the beautiful furnishings and décor. With the option of Burnt Sienna or Antique Brushed Nickel finishes, the full lighting collection offers a six-light or four-light chandelier; one-light mini pendant; two-light flush mount and semi-flush mount; and one-light, two-light, three-light and four-light bath fixtures. Both incandescent lamping and ENERGY STAR-qualified LED lamping are available; all fixtures are California Title 24 compliant. | CEILING | Carondelet | Ceiling Lights | Antique Brushed Nickel | 965 | Steel | Clear Beveled Glass | W:0.875" H:4.75" |  |  | 2 Medium A19 100w |  | 2 | No | [14 empty] | 0 | [12 empty] | 108.98 | 217.96 | 326.94 | D:10 5/8'' H:9'' | 7 | 10.625 |  |  | 9 | Key Slots | [6 empty] | No |  | No | [20 empty] | D:9 3/4'' H:1'' Round |  |  |  |  | 6 | Black/White |  |  | Hardwired | 0 | 0 | 0 | 0 | 1 | 0 | 0 | 1 | 0 | 0 | 0 | 785652275975 | 12.75 | 12.6 | 9 | 8.3 | 0.837 | 100 | Yes | [9 empty] | cETL Damp | CARONDELET 2L CEILING-965 | Two Light Flush Mount |  | 7514002-965.jpg | 7514002.jpg
7514002EN3-710 | Two Light Flush Mount | The dazzling and timeless Carondelet lighting collection by Sea Gull Lighting features a cascade of faceted, linear glass crystals delivering the ultimate sparkle without the fuss of traditional crystal. The sleek, contemporary silhouette adds drama and excitement to any –room—without upstaging the beautiful furnishings and décor. With the option of Burnt Sienna or Antique Brushed Nickel finishes, the full lighting collection offers a six-light or four-light chandelier; one-light mini pendant; two-light flush mount and semi-flush mount; and one-light, two-light, three-light and four-light bath fixtures. Both incandescent lamping and ENERGY STAR-qualified LED lamping are available; all fixtures are California Title 24 compliant. | CEILING | Carondelet | Ceiling Lights | Burnt Sienna | 710 | Steel | Clear Beveled Glass | W:0.875" H:4.75" |  |  | 2 Medium A19 9.3w |  | 2 | Yes | [14 empty] | 0 | [12 empty] | 119.48 | 238.96 | 358.44 | D:10 5/8'' H:9'' | 7 | 10.625 |  |  | 9 | Key Slots | [6 empty] | No |  | No | [20 empty] | D:9 3/4'' H:1'' Round |  |  |  |  | 6 | Black/White |  |  | Hardwired | 0 | 0 | 0 | 1 | 1 | 0 | 0 | 0 | 0 | 0 | 0 | 785652044748 | 12.75 | 12.6 | 9 | 8.2 | 0.837 | 100 | Yes | [9 empty] | cETL Damp | CARONDELET 2L CEILING-710 | Two Light Flush Mount |  | 7514002EN3-710.jpg | 7514002.jpg
7514002EN3-965 | Two Light Flush Mount | The dazzling and timeless Carondelet lighting collection by Sea Gull Lighting features a cascade of faceted, linear glass crystals delivering the ultimate sparkle without the fuss of traditional crystal. The sleek, contemporary silhouette adds drama and excitement to any –room—without upstaging the beautiful furnishings and décor. With the option of Burnt Sienna or Antique Brushed Nickel finishes, the full lighting collection offers a six-light or four-light chandelier; one-light mini pendant; two-light flush mount and semi-flush mount; and one-light, two-light, three-light and four-light bath fixtures. Both incandescent lamping and ENERGY STAR-qualified LED lamping are available; all fixtures are California Title 24 compliant. | CEILING | Carondelet | Ceiling Lights | Antique Brushed Nickel | 965 | Steel | Clear Beveled Glass | W:0.875" H:4.75" |  |  | 2 Medium A19 9.3w |  | 2 | Yes | [14 empty] | 0 | [12 empty] | 119.48 | 238.96 | 358.44 | D:10 5/8'' H:9'' | 7 | 10.625 |  |  | 9 | Key Slots | [6 empty] | No |  | No | [20 empty] | D:9 3/4'' H:1'' Round |  |  |  |  | 6 | Black/White |  |  | Hardwired | 0 | 0 | 0 | 1 | 1 | 0 | 0 | 0 | 0 | 0 | 0 | 785652044809 | 12.75 | 12.6 | 9 | 8.3 | 0.837 | 100 | Yes | [9 empty] | cETL Damp | CARONDELET 2L CEILING-965 | Two Light Flush Mount |  | 7514002EN3-965.jpg | 7514002.jpg
7514503-782 | Three Light Ceiling Flush Mount | Influenced by the vintage industrial designs of early 20th Century America, the transitional Belton lighting collection by Sea Gull Lighting has Seeded glass shades that highlight the classic Edison bulbs. The rich Heirloom Bronze and Brushed Nickel finishes adds to the layer of retro design to the warm look. The assortment includes three- and five- down light chandeliers; five-light upright chandelier; a four-light island pendant; one-light pendant; one-light mini pendant; and one-, two-, three- and four-light bath fixtures. All fixtures are California Title 24 compliant and easily convert to LED by purchasing LED lamps sold separately. | CEILING | Belton | Ceiling Lights | Heirloom Bronze | 782 | Steel |  |  |  | Clear Seeded Glass | 3 Candelabra Torpedo 40w |  | 3 | No | [14 empty] | 0 | [12 empty] | 53.98 | N/A | 161.94 | D:11 1/4'' H:7 1/2'' | 2.64 | 11.25 |  |  | 7.5 | Center Pipe | [6 empty] | No |  | No | [20 empty] | D:11 1/4'' H:1'' Round |  |  |  |  | 6.5 | Black/White |  |  | Hardwired | 0 | 0 | 0 | 0 | 1 | 0 | 0 | 1 | 0 | 0 | 0 | 785652060960 | 13.75 | 14 | 10 | 4 | 1.114 | 250 | Yes | [9 empty] | cETL Damp | BELTON 3L FLUSH MOUNT-782 | Three Light Ceiling Flush Mount |  | 7514503-782.png | 7514503.jpg
7514503-962 | Three Light Ceiling Flush Mount | Influenced by the vintage industrial designs of early 20th Century America, the transitional Belton lighting collection by Sea Gull Lighting has Seeded glass shades that highlight the classic Edison bulbs. The rich Heirloom Bronze and Brushed Nickel finishes adds to the layer of retro design to the warm look. The assortment includes three- and five- down light chandeliers; five-light upright chandelier; a four-light island pendant; one-light pendant; one-light mini pendant; and one-, two-, three- and four-light bath fixtures. All fixtures are California Title 24 compliant and easily convert to LED by purchasing LED lamps sold separately. | CEILING | Belton | Ceiling Lights | Brushed Nickel | 962 | Steel |  |  |  | Clear Seeded Glass | 3 Candelabra Torpedo 40w |  | 3 | No | [14 empty] | 0 | [12 empty] | 53.98 | N/A | 161.94 | D:11 1/4'' H:7 1/2'' | 2.64 | 11.25 |  |  | 7.5 | Center Pipe | [6 empty] | No |  | No | [20 empty] | D:11 1/4'' H:1'' Round |  |  |  |  | 6.5 | Black/White |  |  | Hardwired | 0 | 0 | 0 | 0 | 1 | 0 | 0 | 1 | 0 | 0 | 0 | 785652060977 | 14.25 | 14 | 10 | 3.9 | 1.155 | 250 | Yes | [9 empty] | cETL Damp | BELTON 3L FLUSH MOUNT-962 | Three Light Ceiling Flush Mount |  | 7514503-962.png | 7514503.jpg
7514503EN-782 | Three Light Ceiling Flush Mount | Influenced by the vintage industrial designs of early 20th Century America, the transitional Belton lighting collection by Sea Gull Lighting has Seeded glass shades that highlight the classic Edison bulbs. The rich Heirloom Bronze and Brushed Nickel finishes adds to the layer of retro design to the warm look. The assortment includes three- and five- down light chandeliers; five-light upright chandelier; a four-light island pendant; one-light pendant; one-light mini pendant; and one-, two-, three- and four-light bath fixtures. All fixtures are California Title 24 compliant and easily convert to LED by purchasing LED lamps sold separately. | CEILING | Belton | Ceiling Lights | Heirloom Bronze | 782 | Steel |  |  |  | Clear Seeded Glass | 3 Candelabra Torpedo 3.5w |  | 3 | Yes | [14 empty] | 0 | [12 empty] | 71.98 | N/A | 215.94 | D:11 1/4'' H:7 1/2'' | 2.64 | 11.25 |  |  | 7.5 | Center Pipe | [6 empty] | No |  | No | [20 empty] | D:11 1/4'' H:1'' Round |  |  |  |  | 6.5 | Black/White |  |  | Hardwired | 0 | 0 | 0 | 1 | 1 | 0 | 0 | 0 | 0 | 0 | 0 | 785652065620 | 13.75 | 14 | 10 | 4 | 1.114 | 250 | Yes | [9 empty] | cETL Damp | BELTON 3L FLUSH MOUNT-782 | Three Light Ceiling Flush Mount |  | 7514503EN-782.png | 7514503EN.jpg
7514503EN-962 | Three Light Ceiling Flush Mount | Influenced by the vintage industrial designs of early 20th Century America, the transitional Belton lighting collection by Sea Gull Lighting has Seeded glass shades that highlight the classic Edison bulbs. The rich Heirloom Bronze and Brushed Nickel finishes adds to the layer of retro design to the warm look. The assortment includes three- and five- down light chandeliers; five-light upright chandelier; a four-light island pendant; one-light pendant; one-light mini pendant; and one-, two-, three- and four-light bath fixtures. All fixtures are California Title 24 compliant and easily convert to LED by purchasing LED lamps sold separately. | CEILING | Belton | Ceiling Lights | Brushed Nickel | 962 | Steel |  |  |  | Clear Seeded Glass | 3 Candelabra Torpedo 3.5w |  | 3 | Yes | [14 empty] | 0 | [12 empty] | 71.98 | N/A | 215.94 | D:11 1/4'' H:7 1/2'' | 2.64 | 11.25 |  |  | 7.5 | Center Pipe | [6 empty] | No |  | No | [20 empty] | D:11 1/4'' H:1'' Round |  |  |  |  | 6.5 | Black/White |  |  | Hardwired | 0 | 0 | 0 | 1 | 1 | 0 | 0 | 0 | 0 | 0 | 0 | 785652065637 | 14.25 | 14 | 10 | 3.9 | 1.155 | 250 | Yes | [9 empty] | cETL Damp | BELTON 3L FLUSH MOUNT-962 | Three Light Ceiling Flush Mount |  | 7514503EN-962.png | 7514503EN.jpg
7518-04 | One Light Wall / Ceiling Semi-Flush Mount | While hanging globes are one of lighting's hottest trends, Sea Gull's timeless Leo Collection has been around for 50 years! Constantly evolving with the times, these classic pendants are now offered with NEW Clear Seeded glass and in Satin Aluminum finish. Adjustable cloth cords allow for unlimited variations of hanging heights. All glass softly diffuse the light, each fixture comes with 54” of cuttable cord to customize the installation exactly to your needs. Easily convert every piece in the collection to LED by purchasing LED replacement lamps sold separately. All fixtures are qualified and California Title 24 compliant and damp rated for use in sheltered, damp environments like bathrooms, covered patios or porches. | CEILING | Leo - Hanging Globe | Ceiling Lights | Satin Aluminum | 4 | Aluminum |  |  |  | Smooth White Glass | 1 Medium A19 60w |  | 1 | No | [14 empty] | 0 | [12 empty] | 27.98 | 55.96 | 83.94 | D:8'' H:9 5/8'' | 2.1 | 8 |  |  | 9.625 | Screw(s) | [6 empty] | No |  | No | [20 empty] | D:5'' H:1 1/2'' Round |  |  |  |  | 6.5 | Black/White |  |  | Hardwired | 0 | 0 | 0 | 0 | 1 | 0 | 0 | 1 | 0 | 0 | 0 | 785652067457 | 13.125 | 9.5 | 9.5 | 2.6 | 0.685 | 250 | Yes | [9 empty] | cETL Damp | LEO H.G. 1L CEILING-04 | One Light Wall / Ceiling Semi-Flush Mount |  | 7518-04.png | 7518.jpg
7518-15 | One Light Wall / Ceiling Semi-Flush Mount | While hanging globes are one of lighting's hottest trends, Sea Gull's timeless Leo Collection has been around for 50 years! Constantly evolving with the times, these classic pendants are now offered with NEW Clear Seeded glass and in Satin Aluminum finish. Adjustable cloth cords allow for unlimited variations of hanging heights. All glass softly diffuse the light, each fixture comes with 54” of cuttable cord to customize the installation exactly to your needs. Easily convert every piece in the collection to LED by purchasing LED replacement lamps sold separately. All fixtures are qualified and California Title 24 compliant and damp rated for use in sheltered, damp environments like bathrooms, covered patios or porches. | CEILING | Leo - Hanging Globe | Ceiling Lights | White | 15 | Aluminum |  |  |  | Smooth White Glass | 1 Medium A19 60w |  | 1 | No | [14 empty] | 0 | [12 empty] | 27.98 | 55.96 | 83.94 | D:8'' H:9 5/8'' | 2.1 | 8 |  |  | 9.625 | Screw(s) | [6 empty] | No |  | No | [20 empty] | D:5'' H:1 1/2'' Round |  |  |  |  | 6.5 | Black/White |  |  | Hardwired | 0 | 0 | 0 | 0 | 1 | 0 | 0 | 1 | 0 | 0 | 0 | 785652067464 | 13.125 | 9.5 | 9.5 | 3 | 0.685 | 175 | Yes | [9 empty] | cETL Damp | LEO H.G. 1L CEILING-15 | One Light Wall / Ceiling Semi-Flush Mount |  | 7518-15.png | 7518.jpg
7518-848 | One Light Wall / Ceiling Semi-Flush Mount | While hanging globes are one of lighting's hottest trends, Sea Gull's timeless Leo Collection has been around for 50 years! Constantly evolving with the times, these classic pendants are now offered with NEW Clear Seeded glass and in Satin Aluminum finish. Adjustable cloth cords allow for unlimited variations of hanging heights. All glass softly diffuse the light, each fixture comes with 54” of cuttable cord to customize the installation exactly to your needs. Easily convert every piece in the collection to LED by purchasing LED replacement lamps sold separately. All fixtures are qualified and California Title 24 compliant and damp rated for use in sheltered, damp environments like bathrooms, covered patios or porches. | CEILING | Leo - Hanging Globe | Ceiling Lights | Satin Bronze | 848 | Steel | Smooth White Glass | D:8" H:7.25" |  |  | 1 Medium A19 60w |  | 1 | No | [14 empty] | 0 | [12 empty] | 27.98 | 55.96 | 83.94 | D:8'' H:9 5/8'' | 2.1 | 8 |  |  | 9.625 | Screw(s) | [6 empty] | No |  | No | [20 empty] | D:5'' H:1 1/2'' Round |  |  |  |  | 6.5 | Black/White |  |  | Hardwired | 0 | 0 | 0 | 0 | 1 | 0 | 0 | 1 | 0 | 0 | 0 | 785652070891 | 13.25 | 9.38 | 9.38 | 2.6 | 0.675 | 250 | Yes | [8 empty] | UL Damp | cUL Damp | LEO H.G. 1L FLSHMNT-848 | One Light Wall / Ceiling Semi-Flush Mount |  | 7518-848.jpg | 7518.jpg
7518EN3-04 | One Light Wall / Ceiling Semi-Flush Mount | While hanging globes are one of lighting's hottest trends, Sea Gull's timeless Leo Collection has been around for 50 years! Constantly evolving with the times, these classic pendants are now offered with NEW Clear Seeded glass and in Satin Aluminum finish. Adjustable cloth cords allow for unlimited variations of hanging heights. All glass softly diffuse the light, each fixture comes with 54” of cuttable cord to customize the installation exactly to your needs. Easily convert every piece in the collection to LED by purchasing LED replacement lamps sold separately. All fixtures are qualified and California Title 24 compliant and damp rated for use in sheltered, damp environments like bathrooms, covered patios or porches. | CEILING | Leo - Hanging Globe | Ceiling Lights | Satin Aluminum | 4 | Aluminum |  |  |  | Smooth White Glass | 1 Medium A19 9.3w |  | 1 | Yes | [14 empty] | 0 | [12 empty] | 34.48 | 68.96 | 103.44 | D:8'' H:9 5/8'' | 2.1 | 8 |  |  | 9.625 | Screw(s) | [6 empty] | No |  | No | [20 empty] | D:5'' H:1 1/2'' Round |  |  |  |  | 6.5 | Black/White |  |  | Hardwired | 0 | 0 | 0 | 1 | 1 | 0 | 0 | 0 | 0 | 0 | 0 | 785652068331 | 13.125 | 9.5 | 9.5 | 2.6 | 0.685 | 250 | Yes | [9 empty] | cETL Damp | LEO H.G. 1L LED CEILING-04 | One Light Wall / Ceiling Semi-Flush Mount |  | 7518EN3-04.png | 7518.jpg
7518EN3-15 | One Light Wall / Ceiling Semi-Flush Mount | While hanging globes are one of lighting's hottest trends, Sea Gull's timeless Leo Collection has been around for 50 years! Constantly evolving with the times, these classic pendants are now offered with NEW Clear Seeded glass and in Satin Aluminum finish. Adjustable cloth cords allow for unlimited variations of hanging heights. All glass softly diffuse the light, each fixture comes with 54” of cuttable cord to customize the installation exactly to your needs. Easily convert every piece in the collection to LED by purchasing LED replacement lamps sold separately. All fixtures are qualified and California Title 24 compliant and damp rated for use in sheltered, damp environments like bathrooms, covered patios or porches. | CEILING | Leo - Hanging Globe | Ceiling Lights | White | 15 | Aluminum |  |  |  | Smooth White Glass | 1 Medium A19 9.3w |  | 1 | Yes | [14 empty] | 0 | [12 empty] | 34.48 | 68.96 | 103.44 | D:8'' H:9 5/8'' | 2.1 | 8 |  |  | 9.625 | Screw(s) | [6 empty] | No |  | No | [20 empty] | D:5'' H:1 1/2'' Round |  |  |  |  | 6.5 | Black/White |  |  | Hardwired | 0 | 0 | 0 | 1 | 1 | 0 | 0 | 0 | 0 | 0 | 0 | 785652068348 | 13.125 | 9.5 | 9.5 | 3 | 0.685 | 175 | Yes | [9 empty] | cETL Damp | LEO H.G. 1L LED CEILING-15 | One Light Wall / Ceiling Semi-Flush Mount |  | 7518EN3-15.png | 7518.jpg
7518EN3-848 | One Light Wall / Ceiling Semi-Flush Mount | While hanging globes are one of lighting's hottest trends, Sea Gull's timeless Leo Collection has been around for 50 years! Constantly evolving with the times, these classic pendants are now offered with NEW Clear Seeded glass and in Satin Aluminum finish. Adjustable cloth cords allow for unlimited variations of hanging heights. All glass softly diffuse the light, each fixture comes with 54” of cuttable cord to customize the installation exactly to your needs. Easily convert every piece in the collection to LED by purchasing LED replacement lamps sold separately. All fixtures are qualified and California Title 24 compliant and damp rated for use in sheltered, damp environments like bathrooms, covered patios or porches. | CEILING | Leo - Hanging Globe | Ceiling Lights | Satin Bronze | 848 | Steel | Smooth White Glass | D:8" H:7.25" |  |  | 1 Medium A19 9.3w |  | 1 | Yes | [14 empty] | 0 | [12 empty] | 34.48 | 68.96 | 103.44 | D:8'' H:9 5/8'' | 2.1 | 8 |  |  | 9.625 | Screw(s) | [6 empty] | No |  | No | [20 empty] | D:5'' H:1 1/2'' Round |  |  |  |  | 6.5 | Black/White |  |  | Hardwired | 0 | 0 | 0 | 1 | 1 | 0 | 0 | 0 | 0 | 0 | 0 | 785652072499 | 13.25 | 9.38 | 9.38 | 2.6 | 0.675 | 250 | Yes | [8 empty] | UL Damp | cUL Damp | LEO H.G. 1L LED FLSHMNT-848 | One Light Wall / Ceiling Semi-Flush Mount |  | 7518EN3-848-1.jpg | 7518EN3.jpg
7524902-846 | Two Light Flush Mount | The transitional Socorro lighting collection by Sea Gull Lighting features a classic, barbed Quatrefoil profile - wholly updated by combining a distressed Cerused Oak finish on the decorative silhouette with the rich Stardust finish on the metal bobeches and decorative strapping to create undeniable rustic charm. While still offered in its original finish Stardust, the Socorro has been beautifully updated with our popular Washed Pine and Chrome finish to offer a modern take on this timeless industrial beauty. The collection includes a four-light mini-chandelier, medium and large six-light chandeliers, and four-light and six-light hall / foyer pendants. Incandescent candelabra base lamping. | CEILING | Socorro | Ceiling Lights | Stardust / Cerused Oak | 846 / 735 | Steel |  |  |  |  | 2 Medium A19 60w |  | 2 | No | [14 empty] | 0 | [12 empty] | 74.5 | N/A | 223.5 | D:13 1/2'' H:7 1/2'' |  | 13.5 |  |  | 7.5 | Cap Nuts | [6 empty] | No |  | No | [20 empty] | D:13'' H:3/4'' Round |  |  |  |  | 6.5 | Black/White |  |  | Hardwired | 0 | 0 | 0 | 0 | 1 | 0 | 0 | 1 | 0 | 0 | 0 | 785652078033 | 18.5 | 18.5 | 13.25 | 6.9 | 2.624 | 250 | Yes | [9 empty] | cETL Damp | SOCORRO 2L FLUSH MOUNT-846 | Two Light Flush Mount |  | 7524902-846.jpg | 7524902.jpg
7526304-872 | Four Light Ceiling Flush Mount | The hand applied finishes on Thornwood exude authenticity, combining the tactile with the time-worn. Perfect proportions and honest functionality complete the package. The Thornwood lighting collection offers three-light, four-light and eight-like chandeliers, an eight-light linear, four-light foyer chandelier, and a two-light wall sconce. The two-light wall sconce is Damp Rated. Available in Washed Pine and a Weathered Iron Finish. | CEILING | Thornwood | Ceiling Lights | Washed Pine / Weathered Iron | 872 / 819 | Steel |  |  |  |  | 4 Candelabra B10 Torpedo 60w |  | 4 | No | [14 empty] | 0 | [12 empty] | 110.48 | 220.96 | 331.44 | L:14'' W:14'' H:10 1/4'' | 5.61 |  | 14 | 14 | 10.25 | Cap Nuts | [6 empty] | No |  | No | [20 empty] | D:5'' H:7/8'' Round |  |  |  |  | 6.5 | Black/White |  |  | Hardwired | 0 | 0 | 0 | 0 | 1 | 0 | 0 | 1 | 0 | 0 | 0 | 785652070310 | 16 | 16 | 12.75 | 7.5 | 1.889 | 175 | Yes | [9 empty] | cETL Damp | THORNWOOD 4L FLSHMNT-872 | Four Light Ceiling Flush Mount |  | 7526304-872.jpg | 7526304.jpg
7526304EN-872 | Four Light Ceiling Flush Mount | The hand applied finishes on Thornwood exude authenticity, combining the tactile with the time-worn. Perfect proportions and honest functionality complete the package. The Thornwood lighting collection offers three-light, four-light and eight-like chandeliers, an eight-light linear, four-light foyer chandelier, and a two-light wall sconce. The two-light wall sconce is Damp Rated. Available in Washed Pine and a Weathered Iron Finish. | CEILING | Thornwood | Ceiling Lights | Washed Pine / Weathered Iron | 872 / 819 | Steel |  |  |  |  | 4 Candelabra B10 Torpedo 3.5w |  | 4 | Yes | [14 empty] | 0 | [12 empty] | 132.48 | 264.96 | 397.44 | L:14'' W:14'' H:10 1/4'' | 5.61 |  | 14 | 14 | 10.25 | Cap Nuts | [6 empty] | No |  | No | [20 empty] | D:5'' H:7/8'' Round |  |  |  |  | 6.5 | Black/White |  |  | Hardwired | 0 | 0 | 0 | 1 | 1 | 0 | 0 | 0 | 0 | 0 | 0 | 785652071997 | 16 | 16 | 12.75 | 7.5 | 1.889 | 175 | Yes | [9 empty] | cETL Damp | THORNWOOD 4L LED FLSHMNT-872 | Four Light Ceiling Flush Mount |  | 7526304EN-872.jpg | 7526304EN.jpg
7527803-839 | Three Light Ceiling Flush Mount | The Morill lighting collection by Sea Gull Lighting combines retro and industrial trends to make an impactful design statement. The warm, textured Blacksmith finish contrasts dramatically with the goblet-shaped, Clear Seeded glass shades which are especially dramatic when used with antique style Edison light bulbs, making the fixtures the perfect addition to any space. The rich Blacksmith finish adds another layer of retro design to the warm look. The assortment includes three-, five- and nine-light chandeliers; a three-light foyer pendant; a one-light sconce; and two-, three- and four-light bath vanity fixtures. All fixtures are California Title 24 compliant and easily convert to LED by purchasing LED lamps sold separately. | CEILING | Morill | Ceiling Lights | Blacksmith | 839 | Steel |  |  |  | Clear Seeded Glass | 3 Candelabra Torpedo 40w |  | 3 | No | [14 empty] | 0 | [12 empty] | 54.48 | 108.96 | 163.44 | D:11 1/4'' H:7 1/2'' | 2.64 | 11.25 |  |  | 7.5 | Center Pipe | [6 empty] | No |  | No | [20 empty] | D:11 1/4'' H:1'' Round |  |  |  |  | 6.5 | Black/White |  |  | Hardwired | 0 | 0 | 0 | 0 | 1 | 0 | 0 | 1 | 0 | 0 | 0 | 785652060984 | 14.25 | 14.25 | 10 | 3.7 | 1.175 | 250 | Yes | [9 empty] | cETL Damp | MORILL 3L FLUSH MOUNT-839 | Three Light Ceiling Flush Mount |  | 7527803-839.png | 7527803.jpg
7527803EN-839 | Three Light Ceiling Flush Mount | The Morill lighting collection by Sea Gull Lighting combines retro and industrial trends to make an impactful design statement. The warm, textured Blacksmith finish contrasts dramatically with the goblet-shaped, Clear Seeded glass shades which are especially dramatic when used with antique style Edison light bulbs, making the fixtures the perfect addition to any space. The rich Blacksmith finish adds another layer of retro design to the warm look. The assortment includes three-, five- and nine-light chandeliers; a three-light foyer pendant; a one-light sconce; and two-, three- and four-light bath vanity fixtures. All fixtures are California Title 24 compliant and easily convert to LED by purchasing LED lamps sold separately. | CEILING | Morill | Ceiling Lights | Blacksmith | 839 | Steel |  |  |  | Clear Seeded Glass | 3 Candelabra Torpedo 3.5w |  | 3 | Yes | [14 empty] | 0 | [12 empty] | 72.48 | 144.96 | 217.44 | D:11 1/4'' H:7 1/2'' | 2.64 | 11.25 |  |  | 7.5 | Center Pipe | [6 empty] | No |  | No | [20 empty] | D:11 1/4'' H:1'' Round |  |  |  |  | 6.5 | Black/White |  |  | Hardwired | 0 | 0 | 0 | 1 | 1 | 0 | 0 | 0 | 0 | 0 | 0 | 785652065644 | 14.25 | 14.25 | 10 | 3.7 | 1.175 | 250 | Yes | [9 empty] | cETL Damp | MORILL 3L FLUSH MOUNT-839 | Three Light Ceiling Flush Mount |  | 7527803EN-839.png | 7527803EN.jpg
75291BLE-57 |  | Our Colonial-inspired Plymouth Collection is a perfect fit for both casual and formal homes. Inspired by a period in American History when decorative elements first began to displace pure utilitarian objects, Plymouth offers a hint of the romance of that era. A braided rope detail is featured on the outer arms, adding a special twist to the design. | Fluorescent Ceiling | Plymouth |  | Weathered Pewter | 57 | Steel | [6 empty] | 0 | No | [27 empty] | 59 | 118 | 177 | [13 empty] | No |  | No | [30 empty] | 0 | 0 | 1 | 0 | 0 | 0 | 0 | 0 | 0 | 0 | 0 | 785652229213 | [17 empty] | FLUORESCENT FLUSH MOUNT |  |  | 75291BLE-57.jpg | 75291BLE.jpg
7537302-782 | Two Light Ceiling Flush Mount | Elmwood Park by Sea Gull Collection has clear glass tube shades with an inner white glass element that softens the light and helps cast an even glow. A cylinder of etched glass is centered within a larger cylinder of clear glass which encircles each light bulb to create this stunning visual effect. The full assortment includes three-, five-and nine-light chandeliers, a four-light linear, one-light mini pendant, a three-light pendant, a two-light semi flush which is convertible into a pendant, and one-, two-, three- and four-light bath fixtures. All fixtures offered in either a Brushed Nickel or Brushed Oil Rubbed Bronze. Incandescent and ENERGY STAR-qualified LED lamping are available; all fixtures are California Title 24 compliant. | CEILING | Elmwood Park | Ceiling Lights | Heirloom Bronze | 782 | Steel | Clear Glass | D:14" H:5.375" |  |  | 2 Medium A19 60w |  | 2 | No | [14 empty] | 0 | [12 empty] | 97.98 | 195.96 | 293.94 | D:14'' H:6 1/8'' | 9.9 | 14 |  |  | 6.125 | Key Slots | [6 empty] | No |  | No | [20 empty] | D:12 1/4'' H:3/4'' Round |  |  |  |  | 6.5 | Black/White |  |  | Hardwired | 0 | 0 | 0 | 0 | 1 | 0 | 0 | 1 | 0 | 0 | 0 | 785652070051 | 17.75 | 17.5 | 10.75 | 10.9 | 1.932 | 175 | Yes | [9 empty] | cETL Damp | ELMWOOD PARK 2L FLSHMNT-782 | Two Light Ceiling Flush Mount |  | 7537302-782.jpg | 7537302.jpg
7537302-962 | Two Light Ceiling Flush Mount | Elmwood Park by Sea Gull Collection has clear glass tube shades with an inner white glass element that softens the light and helps cast an even glow. A cylinder of etched glass is centered within a larger cylinder of clear glass which encircles each light bulb to create this stunning visual effect. The full assortment includes three-, five-and nine-light chandeliers, a four-light linear, one-light mini pendant, a three-light pendant, a two-light semi flush which is convertible into a pendant, and one-, two-, three- and four-light bath fixtures. All fixtures offered in either a Brushed Nickel or Brushed Oil Rubbed Bronze. Incandescent and ENERGY STAR-qualified LED lamping are available; all fixtures are California Title 24 compliant. | CEILING | Elmwood Park | Ceiling Lights | Brushed Nickel | 962 | Steel | Satin Etched Glass | D:12" H:4.5" |  |  | 2 Medium A19 60w |  | 2 | No | [14 empty] | 0 | [12 empty] | 97.98 | 195.96 | 293.94 | D:14'' H:6 1/8'' | 9.9 | 14 |  |  | 6.125 | Key Slots | [6 empty] | No |  | No | [20 empty] | D:12 1/4'' H:3/4'' Round |  |  |  |  | 6.5 | Black/White |  |  | Hardwired | 0 | 0 | 0 | 0 | 1 | 0 | 0 | 1 | 0 | 0 | 0 | 785652070082 | 17.75 | 17.75 | 11 | 11 | 2.006 | 175 | Yes | [9 empty] | cETL Damp | ELMWOOD PARK 2L FLSHMNT-962 | Two Light Ceiling Flush Mount |  | 7537302-962.jpg | 7537302.jpg
7537302EN3-782 | Two Light Ceiling Flush Mount | Elmwood Park by Sea Gull Collection has clear glass tube shades with an inner white glass element that softens the light and helps cast an even glow. A cylinder of etched glass is centered within a larger cylinder of clear glass which encircles each light bulb to create this stunning visual effect. The full assortment includes three-, five-and nine-light chandeliers, a four-light linear, one-light mini pendant, a three-light pendant, a two-light semi flush which is convertible into a pendant, and one-, two-, three- and four-light bath fixtures. All fixtures offered in either a Brushed Nickel or Brushed Oil Rubbed Bronze. Incandescent and ENERGY STAR-qualified LED lamping are available; all fixtures are California Title 24 compliant. | CEILING | Elmwood Park | Ceiling Lights | Heirloom Bronze | 782 | Steel | Clear Glass | D:14" H:5.375" |  |  | 2 Medium A19 9.3w |  | 2 | Yes | [14 empty] | 0 | [12 empty] | 109.48 | 218.96 | 328.44 | D:14'' H:6 1/8'' | 9.9 | 14 |  |  | 6.125 | Key Slots | [6 empty] | No |  | No | [20 empty] | D:12 1/4'' H:3/4'' Round |  |  |  |  | 6.5 | Black/White |  |  | Hardwired | 0 | 0 | 0 | 1 | 1 | 0 | 0 | 0 | 0 | 0 | 0 | 785652071775 | 17.75 | 17.5 | 10.75 | 19.9 | 1.932 | 93 | Yes | [9 empty] | cETL Damp | ELMWOOD PRK 2L LED FLSHMNT-782 | Two Light Ceiling Flush Mount |  | 7537302EN3-782.jpg | 7537302EN3.jpg
7537302EN3-962 | Two Light Ceiling Flush Mount | Elmwood Park by Sea Gull Collection has clear glass tube shades with an inner white glass element that softens the light and helps cast an even glow. A cylinder of etched glass is centered within a larger cylinder of clear glass which encircles each light bulb to create this stunning visual effect. The full assortment includes three-, five-and nine-light chandeliers, a four-light linear, one-light mini pendant, a three-light pendant, a two-light semi flush which is convertible into a pendant, and one-, two-, three- and four-light bath fixtures. All fixtures offered in either a Brushed Nickel or Brushed Oil Rubbed Bronze. Incandescent and ENERGY STAR-qualified LED lamping are available; all fixtures are California Title 24 compliant. | CEILING | Elmwood Park | Ceiling Lights | Brushed Nickel | 962 | Steel | Satin Etched Glass | D:12" H:4.5" |  |  | 2 Medium A19 9.3w |  | 2 | Yes | [14 empty] | 0 | [12 empty] | 109.48 | 218.96 | 328.44 | D:14'' H:6 1/8'' | 9.9 | 14 |  |  | 6.125 | Key Slots | [6 empty] | No |  | No | [20 empty] | D:12 1/4'' H:3/4'' Round |  |  |  |  | 6.5 | Black/White |  |  | Hardwired | 0 | 0 | 0 | 1 | 1 | 0 | 0 | 0 | 0 | 0 | 0 | 785652071782 | 17.75 | 17.75 | 11 | 11 | 2.006 | 175 | Yes | [9 empty] | cETL Damp | ELMWOOD PRK 2L LED FLSHMNT-962 | Two Light Ceiling Flush Mount |  | 7537302EN3-962.jpg | 7537302EN3.jpg
75381EN3-829 | Two Light Ceiling Flush Mount | The Parkview lighting collection by Sea Gull Lighting is a fabulous collection in a Russet Bronze finish with Ginger glass or an Antique Brushed Nickel finish with Satin Etched glass. The styling lends sophistication and old world charm to any setting. Make a statement that will impress your guests with Parkview. The assortment includes 15-light, nine-light, and five-light chandeliers, pendants in five sizes, both flush and semi-flush ceiling fixtures, as well as two-light, three-light and four-light wall/bath fixtures. Both incandescent lamping and ENERGY STAR-qualified LED lamping are available. Most of these fixtures easily convert to LED by purchasing LED replacement lamps sold separately. | CEILING | Parkview | Ceiling Lights | Russet Bronze | 829 | Steel |  |  |  | Ginger Glass | 2 Medium A19 9.3w |  | 2 | Yes | [14 empty] | 0 | [12 empty] | 90.75 | 181.5 | 272.25 | D:15'' H:8 1/4'' | 6 | 15 |  |  | 8.25 | Key Slots | [6 empty] | No |  | No | 5 | 13 |  |  | 172.0 X 20.0 mm | [20 empty] | 6.5 | Black/White |  | N/A | Hardwired | 0 | 0 | 0 | 1 | 1 | 0 | 0 | 0 | 0 | 0 | 0 | 785652055577 | 17.5 | 17.5 | 10 | 7.5 | 1.772 | 175 | Yes | [8 empty] | UL Damp | cUL Damp | PARKVIEW 2L CEILING-829 | Two Light Ceiling Flush Mount |  | 75381EN3-829.jpg | 75381.jpg
75434-05 | One Light Ceiling Flush Mount | The Nash flush mount ceiling fixtures by Sea Gull Lighting provide a clean, subtle look with a designer finish. Offered in Chrome, Brushed Nickel, Satin Bronze, White and Heirloom Bronze finishes, the assortment includes one-light, two-light and three-light flush mounts. Installation and bulb changing is easy with a twist and lock glass shade - no screws or glass holders to lose. Incandescent, Integrated LED, and ENERGY STAR-qualified LED lamping are available. All fixtures are Damp Rated and California Title 24 compliant. | CEILING | Nash | Ceiling Lights | Chrome | 5 | Steel |  |  |  | Satin Etched Glass | 1 Medium A19 60w |  | 1 | No | [14 empty] | 0 | [12 empty] | 24.98 | 49.96 | 74.94 | D:11 1/2'' H:4'' | 2.9 | 11.5 |  |  | 4 | Cap Nuts | [6 empty] | No |  | No | [25 empty] | 6.5 | Black/White |  |  | Hardwired | 0 | 0 | 0 | 0 | 1 | 0 | 0 | 1 | 0 | 0 | 0 | 785652243547 | 13.25 | 13 | 5.5 | 3.2 | 0.548 | 175 | Yes | [8 empty] | C-UL-US Damp |  | NASH 1L FLUSH MOUNT-05 | One Light Ceiling Flush Mount |  | 75435-05.jpg | 75434.jpg
75434-15 | One Light Ceiling Flush Mount | The Nash flush mount ceiling fixtures by Sea Gull Lighting provide a clean, subtle look with a designer finish. Offered in Chrome, Brushed Nickel, Satin Bronze, White and Heirloom Bronze finishes, the assortment includes one-light, two-light and three-light flush mounts. Installation and bulb changing is easy with a twist and lock glass shade - no screws or glass holders to lose. Incandescent, Integrated LED, and ENERGY STAR-qualified LED lamping are available. All fixtures are Damp Rated and California Title 24 compliant. | CEILING | Nash | Ceiling Lights | White | 15 | Steel |  |  |  | Satin Etched Glass | 1 Medium A19 60w |  | 1 | No | [14 empty] | 0 | [12 empty] | 26.48 | 52.96 | 79.44 | D:11 1/2'' H:4'' | 2.9 | 11.5 |  |  | 4 | Cap Nuts | [6 empty] | No |  | No | [25 empty] | 6.5 | Black/White |  |  | Hardwired | 0 | 0 | 0 | 0 | 1 | 0 | 0 | 1 | 0 | 0 | 0 | 785652159145 | 13.58 | 13.58 | 5.25 | 4 | 0.56 | 125 | Yes | [8 empty] | C-UL-US Damp |  | NASH 1L FLUSH MOUNT-15 | One Light Ceiling Flush Mount |  | 75434-15.jpg | 75434.jpg
75434-782 | One Light Ceiling Flush Mount | The Nash flush mount ceiling fixtures by Sea Gull Lighting provide a clean, subtle look with a designer finish. Offered in Chrome, Brushed Nickel, Satin Bronze, White and Heirloom Bronze finishes, the assortment includes one-light, two-light and three-light flush mounts. Installation and bulb changing is easy with a twist and lock glass shade - no screws or glass holders to lose. Incandescent, Integrated LED, and ENERGY STAR-qualified LED lamping are available. All fixtures are Damp Rated and California Title 24 compliant. | CEILING | Nash | Ceiling Lights | Heirloom Bronze | 782 | Steel |  |  |  | Satin Etched Glass | 1 Medium A19 60w |  | 1 | No | [14 empty] | 0 | [12 empty] | 26.48 | 52.96 | 79.44 | D:11 1/2'' H:4'' | 2.9 | 11.5 |  |  | 4 | Cap Nuts | [6 empty] | No |  | No | [25 empty] | 6.5 | Black/White |  |  | Hardwired | 0 | 0 | 0 | 0 | 1 | 0 | 0 | 1 | 0 | 0 | 0 | 785652159152 | 13.25 | 13 | 5.5 | 3.2 | 0.548 | 175 | Yes | [8 empty] | C-UL-US Damp |  | NASH 1L FLUSH MOUNT-782 | One Light Ceiling Flush Mount |  | 75434-782.jpg | 75434.jpg
75434-848 | One Light Ceiling Flush Mount | The Nash flush mount ceiling fixtures by Sea Gull Lighting provide a clean, subtle look with a designer finish. Offered in Chrome, Brushed Nickel, Satin Bronze, White and Heirloom Bronze finishes, the assortment includes one-light, two-light and three-light flush mounts. Installation and bulb changing is easy with a twist and lock glass shade - no screws or glass holders to lose. Incandescent, Integrated LED, and ENERGY STAR-qualified LED lamping are available. All fixtures are Damp Rated and California Title 24 compliant. | CEILING | Nash | Ceiling Lights | Satin Bronze | 848 | Steel |  |  |  | Satin Etched Glass | 1 Medium A19 60w |  | 1 | No | [14 empty] | 0 | [12 empty] | 24.98 | 49.96 | 74.94 | D:11 1/2'' H:4'' | 2.9 | 11.5 |  |  | 4 | Cap Nuts | [6 empty] | No |  | No | [25 empty] | 6.5 | Black/White |  |  | Hardwired | 0 | 0 | 0 | 0 | 1 | 0 | 0 | 1 | 0 | 0 | 0 | 785652243554 | 12.5 | 12.5 | 6 | 3.3 | 0.543 | 125 | Yes | [8 empty] | C-UL-US Damp |  | NASH 1L FLUSH MOUNT-848 | One Light Ceiling Flush Mount |  | 75435-848.jpg | 75434.jpg
75434-962 | One Light Ceiling Flush Mount | The Nash flush mount ceiling fixtures by Sea Gull Lighting provide a clean, subtle look with a designer finish. Offered in Chrome, Brushed Nickel, Satin Bronze, White and Heirloom Bronze finishes, the assortment includes one-light, two-light and three-light flush mounts. Installation and bulb changing is easy with a twist and lock glass shade - no screws or glass holders to lose. Incandescent, Integrated LED, and ENERGY STAR-qualified LED lamping are available. All fixtures are Damp Rated and California Title 24 compliant. | CEILING | Nash | Ceiling Lights | Brushed Nickel | 962 | Steel |  |  |  | Satin Etched Glass | 1 Medium A19 60w |  | 1 | No | [14 empty] | 0 | [12 empty] | 26.48 | 52.96 | 79.44 | D:11 1/2'' H:4'' | 2.9 | 11.5 |  |  | 4 | Cap Nuts | [6 empty] | No |  | No | [25 empty] | 6.5 | Black/White |  |  | Hardwired | 0 | 0 | 0 | 0 | 1 | 0 | 0 | 1 | 0 | 0 | 0 | 785652159169 | 13.58 | 13.58 | 5.25 | 4 | 0.56 | 125 | Yes | [8 empty] | C-UL-US Damp |  | NASH 1L FLUSH MOUNT-962 | One Light Ceiling Flush Mount |  | 75434-962.jpg | 75434.jpg
7543493S-05 | Small LED Ceiling Flush Mount | The Nash flush mount ceiling fixtures by Sea Gull Lighting provide a clean, subtle look with a designer finish. Offered in Chrome, Brushed Nickel, Satin Bronze, White and Heirloom Bronze finishes, the assortment includes one-light, two-light and three-light flush mounts. Installation and bulb changing is easy with a twist and lock glass shade - no screws or glass holders to lose. Incandescent, Integrated LED, and ENERGY STAR-qualified LED lamping are available. All fixtures are Damp Rated and California Title 24 compliant. | CEILING | Nash | Ceiling Lights | Chrome | 5 | Steel |  |  |  | Satin Etched Glass |  |  | 1 | No | 1000 | 3000 | 90 | 14 | 120 | 19 - Integrated | MODS - Modules |  | 5 | 100 | LED | 14 | 14 | 50000 | 0 | [12 empty] | 38.48 | 76.96 | 115.44 | D:11 1/2'' H:4'' | 2.9 | 11.5 |  |  | 4 | Cap Nuts | [6 empty] | No |  | No | [25 empty] | 6.5 | Black/White |  |  | Hardwired | 0 | 0 | 0 | 0 | 1 | 0 | 0 | 0 | 0 | 0 | 0 | 785652064715 | 13 | 12.75 | 6.5 | 4 | 0.623 | 125 | Yes | [8 empty] | C-UL-US Damp |  | NASH LED FLUSH MOUNT-05 | Small LED Ceiling Flush Mount |  | 7543493S-05.jpg | 75434.jpg
7543493S-15 | Small LED Ceiling Flush Mount | The Nash flush mount ceiling fixtures by Sea Gull Lighting provide a clean, subtle look with a designer finish. Offered in Chrome, Brushed Nickel, Satin Bronze, White and Heirloom Bronze finishes, the assortment includes one-light, two-light and three-light flush mounts. Installation and bulb changing is easy with a twist and lock glass shade - no screws or glass holders to lose. Incandescent, Integrated LED, and ENERGY STAR-qualified LED lamping are available. All fixtures are Damp Rated and California Title 24 compliant. | CEILING | Nash | Ceiling Lights | White | 15 | Steel |  |  |  | Satin Etched Glass |  |  | 1 | No | 1000 | 3000 | 90 | 14 | 120 | 19 - Integrated | MODS - Modules |  | 5 | 100 | LED | 14 | 14 | 50000 | 0 | [12 empty] | 37.48 | 74.96 | 112.44 | D:11 1/2'' H:4'' | 2.9 | 11.5 |  |  | 4 | Cap Nuts | [6 empty] | No |  | No | [25 empty] | 6.5 | Black/White |  |  | Hardwired | 0 | 0 | 0 | 0 | 1 | 0 | 0 | 0 | 0 | 0 | 0 | 785652064722 | 13 | 12.75 | 6.5 | 4 | 0.623 | 125 | Yes | [8 empty] | C-UL-US Damp |  | NASH LED FLUSH MOUNT-15 | Small LED Ceiling Flush Mount |  | 7543493S-15.jpg | 75434.jpg
7543493S-782 | Small LED Ceiling Flush Mount | The Nash flush mount ceiling fixtures by Sea Gull Lighting provide a clean, subtle look with a designer finish. Offered in Chrome, Brushed Nickel, Satin Bronze, White and Heirloom Bronze finishes, the assortment includes one-light, two-light and three-light flush mounts. Installation and bulb changing is easy with a twist and lock glass shade - no screws or glass holders to lose. Incandescent, Integrated LED, and ENERGY STAR-qualified LED lamping are available. All fixtures are Damp Rated and California Title 24 compliant. | CEILING | Nash | Ceiling Lights | Heirloom Bronze | 782 | Steel |  |  |  | Satin Etched Glass |  |  | 1 | No | 1000 | 30000 | 90 | 14 | 120 | 19 - Integrated | MODS - Modules |  | 5 | 100 | LED | 14 | 14 | 50000 | 0 | [12 empty] | 37.48 | 74.96 | 112.44 | D:11 1/2'' H:4'' | 2.9 | 11.5 |  |  | 4 | Cap Nuts | [6 empty] | No |  | No | [25 empty] | 6.5 | Black/White |  |  | Hardwired | 0 | 0 | 0 | 0 | 1 | 0 | 0 | 0 | 0 | 0 | 0 | 785652064739 | 13 | 12.75 | 6.5 | 4 | 0.623 | 125 | Yes | [8 empty] | C-UL-US Damp |  | NASH LED FLUSH MOUNT-782 | Small LED Ceiling Flush Mount |  | 7543493S-782.jpg | 75434.jpg
7543493S-848 | Small LED Ceiling Flush Mount | The Nash flush mount ceiling fixtures by Sea Gull Lighting provide a clean, subtle look with a designer finish. Offered in Chrome, Brushed Nickel, Satin Bronze, White and Heirloom Bronze finishes, the assortment includes one-light, two-light and three-light flush mounts. Installation and bulb changing is easy with a twist and lock glass shade - no screws or glass holders to lose. Incandescent, Integrated LED, and ENERGY STAR-qualified LED lamping are available. All fixtures are Damp Rated and California Title 24 compliant. | CEILING | Nash | Ceiling Lights | Satin Bronze | 848 | Steel |  |  |  | Satin Etched Glass |  |  | 1 | No | 1000 | 3000 | 90 | 14 | 120 | 19 - Integrated | MODS - Modules |  | 5 | 100 | LED | 14 | 14 | 50000 | 0 | [12 empty] | 37.48 | 74.96 | 112.44 | D:11 1/2'' H:4'' | 2.9 | 11.5 |  |  | 4 | Cap Nuts | [6 empty] | No |  | No | [25 empty] | 6.5 | Black/White |  |  | Hardwired | 0 | 0 | 0 | 0 | 1 | 0 | 0 | 0 | 0 | 0 | 0 | 785652064746 | 13 | 12.75 | 6.5 | 4 | 0.623 | 125 | Yes | [8 empty] | C-UL-US Damp |  | NASH LED FLUSH MOUNT-848 | Small LED Ceiling Flush Mount |  | 7543493S-848.jpg | 75434.jpg
7543493S-962 | Small LED Ceiling Flush Mount | The Nash flush mount ceiling fixtures by Sea Gull Lighting provide a clean, subtle look with a designer finish. Offered in Chrome, Brushed Nickel, Satin Bronze, White and Heirloom Bronze finishes, the assortment includes one-light, two-light and three-light flush mounts. Installation and bulb changing is easy with a twist and lock glass shade - no screws or glass holders to lose. Incandescent, Integrated LED, and ENERGY STAR-qualified LED lamping are available. All fixtures are Damp Rated and California Title 24 compliant. | CEILING | Nash | Ceiling Lights | Brushed Nickel | 962 | Steel |  |  |  | Satin Etched Glass |  |  | 1 | No | 1000 | 3000 | 90 | 14 | 120 | 19 - Integrated | MODS - Modules |  | 5 | 100 | LED | 14 | 14 | 50000 | 0 | [12 empty] | 37.48 | 74.96 | 112.44 | D:11 1/2'' H:4'' | 2.9 | 11.5 |  |  | 4 | Cap Nuts | [6 empty] | No |  | No | [25 empty] | 6.5 | Black/White |  |  | Hardwired | 0 | 0 | 0 | 0 | 1 | 0 | 0 | 0 | 0 | 0 | 0 | 785652064753 | 13 | 13 | 5.25 | 3.1 | 0.513 | 125 | Yes | [8 empty] | C-UL-US Damp |  | NASH LED FLUSH MOUNT-962 | Small LED Ceiling Flush Mount |  | 7543493S-962.jpg | 75434.jpg
75434EN3-05 | One Light Ceiling Flush Mount | The Nash flush mount ceiling fixtures by Sea Gull Lighting provide a clean, subtle look with a designer finish. Offered in Chrome, Brushed Nickel, Satin Bronze, White and Heirloom Bronze finishes, the assortment includes one-light, two-light and three-light flush mounts. Installation and bulb changing is easy with a twist and lock glass shade - no screws or glass holders to lose. Incandescent, Integrated LED, and ENERGY STAR-qualified LED lamping are available. All fixtures are Damp Rated and California Title 24 compliant. | CEILING | Nash | Ceiling Lights | Chrome | 5 | Steel | Satin Etched Glass | D:9" H:3.25" |  |  | 1 Medium A19 9.3w |  | 1 | Yes | [14 empty] | 0 | [12 empty] | 29.48 | 58.96 | 88.44 | D:11 1/2'' H:4'' | 2.9 | 11.5 |  |  | 4 | Cap Nuts | [6 empty] | No |  | No | [25 empty] | 6.5 | Black/White |  |  | Hardwired | 0 | 0 | 0 | 1 | 1 | 0 | 0 | 0 | 0 | 0 | 0 | 785652051661 | 13 | 13 | 6.75 | 4 | 0.66 | 125 | Yes | [8 empty] | UL Damp | cUL Damp | NASH 1L FLUSH MOUNT-05 | One Light Ceiling Flush Mount |  | 75434EN3-05.jpg | 75434.jpg
75434EN3-15 | One Light Ceiling Flush Mount | The Nash flush mount ceiling fixtures by Sea Gull Lighting provide a clean, subtle look with a designer finish. Offered in Chrome, Brushed Nickel, Satin Bronze, White and Heirloom Bronze finishes, the assortment includes one-light, two-light and three-light flush mounts. Installation and bulb changing is easy with a twist and lock glass shade - no screws or glass holders to lose. Incandescent, Integrated LED, and ENERGY STAR-qualified LED lamping are available. All fixtures are Damp Rated and California Title 24 compliant. | CEILING | Nash | Ceiling Lights | White | 15 | Steel | Satin Etched Glass | D:9" H:3.25" |  |  | 1 Medium A19 9.3w |  | 1 | Yes | [14 empty] | 0 | [12 empty] | 31.98 | 63.96 | 95.94 | D:11 1/2'' H:4'' | 2.9 | 11.5 |  |  | 4 | Cap Nuts | [6 empty] | No |  | No | [25 empty] | 6.5 | Black/White |  |  | Hardwired | 0 | 0 | 0 | 1 | 1 | 0 | 0 | 0 | 0 | 0 | 0 | 785652051678 | 13.58 | 13.58 | 5.25 | 4 | 0.56 | 125 | Yes | [8 empty] | UL Damp | cUL Damp | NASH 1L FLUSH MOUNT-15 | One Light Ceiling Flush Mount |  | 75434EN3-15.jpg | 75434.jpg
75434EN3-782 | One Light Ceiling Flush Mount | The Nash flush mount ceiling fixtures by Sea Gull Lighting provide a clean, subtle look with a designer finish. Offered in Chrome, Brushed Nickel, Satin Bronze, White and Heirloom Bronze finishes, the assortment includes one-light, two-light and three-light flush mounts. Installation and bulb changing is easy with a twist and lock glass shade - no screws or glass holders to lose. Incandescent, Integrated LED, and ENERGY STAR-qualified LED lamping are available. All fixtures are Damp Rated and California Title 24 compliant. | CEILING | Nash | Ceiling Lights | Heirloom Bronze | 782 | Steel |  |  |  | Satin Etched Glass | 1 Medium A19 9.3w |  | 1 | Yes | [14 empty] | 0 | [12 empty] | 31.98 | 63.96 | 95.94 | D:11 1/2'' H:4'' | 2.9 | 11.5 |  |  | 4 | Cap Nuts | [6 empty] | No |  | No | [25 empty] | 6.5 | Black/White |  |  | Hardwired | 0 | 0 | 0 | 1 | 1 | 0 | 0 | 0 | 0 | 0 | 0 | 785652051685 | 13 | 13 | 6.75 | 4 | 0.66 | 125 | Yes | [8 empty] | UL Damp | cUL Damp | NASH 1L FLUSH MOUNT-782 | One Light Ceiling Flush Mount |  | 75434EN3-782.jpg | 75434.jpg
75434EN3-848 | One Light Ceiling Flush Mount | The Nash flush mount ceiling fixtures by Sea Gull Lighting provide a clean, subtle look with a designer finish. Offered in Chrome, Brushed Nickel, Satin Bronze, White and Heirloom Bronze finishes, the assortment includes one-light, two-light and three-light flush mounts. Installation and bulb changing is easy with a twist and lock glass shade - no screws or glass holders to lose. Incandescent, Integrated LED, and ENERGY STAR-qualified LED lamping are available. All fixtures are Damp Rated and California Title 24 compliant. | CEILING | Nash | Ceiling Lights | Satin Bronze | 848 | Steel | Satin Etched Glass | D:9" H:3.25" |  |  | 1 Medium A19 9.3w |  | 1 | Yes | [14 empty] | 0 | [12 empty] | 29.48 | 58.96 | 88.44 | D:11 1/2'' H:4'' | 2.9 | 11.5 |  |  | 4 | Cap Nuts | [6 empty] | No |  | No | [25 empty] | 6.5 | Black/White |  |  | Hardwired | 0 | 0 | 0 | 1 | 1 | 0 | 0 | 0 | 0 | 0 | 0 | 785652051692 | 13 | 13 | 6.75 | 4 | 0.66 | 125 | Yes | [8 empty] | UL Damp | cUL Damp | NASH 1L FLUSH MOUNT-848 | One Light Ceiling Flush Mount |  | 75434EN3-848.jpg | 75434.jpg
75434EN3-962 | One Light Ceiling Flush Mount | The Nash flush mount ceiling fixtures by Sea Gull Lighting provide a clean, subtle look with a designer finish. Offered in Chrome, Brushed Nickel, Satin Bronze, White and Heirloom Bronze finishes, the assortment includes one-light, two-light and three-light flush mounts. Installation and bulb changing is easy with a twist and lock glass shade - no screws or glass holders to lose. Incandescent, Integrated LED, and ENERGY STAR-qualified LED lamping are available. All fixtures are Damp Rated and California Title 24 compliant. | CEILING | Nash | Ceiling Lights | Brushed Nickel | 962 | Steel |  |  |  | Satin Etched Glass | 1 Medium A19 9.3w |  | 1 | Yes | [14 empty] | 0 | [12 empty] | 31.98 | 63.96 | 95.94 | D:11 1/2'' H:4'' | 2.9 | 11.5 |  |  | 4 | Cap Nuts | [6 empty] | No |  | No | [25 empty] | 6.5 | Black/White |  |  | Hardwired | 0 | 0 | 0 | 1 | 1 | 0 | 0 | 0 | 0 | 0 | 0 | 785652046315 | 13 | 13 | 6.75 | 4 | 0.66 | 125 | Yes | [8 empty] | UL Damp | cUL Damp | NASH 1L FLUSH MOUNT-962 | One Light Ceiling Flush Mount |  | 75434EN3-962.jpg | 75434.jpg
75435-05 | Two Light Ceiling Flush Mount | The Nash flush mount ceiling fixtures by Sea Gull Lighting provide a clean, subtle look with a designer finish. Offered in Chrome, Brushed Nickel, Satin Bronze, White and Heirloom Bronze finishes, the assortment includes one-light, two-light and three-light flush mounts. Installation and bulb changing is easy with a twist and lock glass shade - no screws or glass holders to lose. Incandescent, Integrated LED, and ENERGY STAR-qualified LED lamping are available. All fixtures are Damp Rated and California Title 24 compliant. | CEILING | Nash | Ceiling Lights | Chrome | 5 | Steel |  |  |  | Satin Etched Glass | 2 Medium A19 60w |  | 2 | No | [14 empty] | 0 | [12 empty] | 35.98 | 71.96 | 107.94 | D:14'' H:4 1/2'' | 3.7 | 14 |  |  | 4.5 | Cap Nuts | [6 empty] | No |  | No | [25 empty] | 6.5 | Black/White |  |  | Hardwired | 0 | 0 | 0 | 0 | 1 | 0 | 0 | 1 | 0 | 0 | 0 | 785652243561 | 15 | 15 | 8 | 5.3 | 1.042 | 175 | Yes | [8 empty] | C-UL-US Damp |  | NASH 2L FLUSH MOUNT-05 | Two Light Ceiling Flush Mount |  | 75435-05.jpg | 75435.jpg
75435-15 | Two Light Ceiling Flush Mount | The Nash flush mount ceiling fixtures by Sea Gull Lighting provide a clean, subtle look with a designer finish. Offered in Chrome, Brushed Nickel, Satin Bronze, White and Heirloom Bronze finishes, the assortment includes one-light, two-light and three-light flush mounts. Installation and bulb changing is easy with a twist and lock glass shade - no screws or glass holders to lose. Incandescent, Integrated LED, and ENERGY STAR-qualified LED lamping are available. All fixtures are Damp Rated and California Title 24 compliant. | CEILING | Nash | Ceiling Lights | White | 15 | Steel |  |  |  | Satin Etched Glass | 2 Medium A19 60w |  | 2 | No | [14 empty] | 0 | [12 empty] | 38.48 | 76.96 | 115.44 | D:14'' H:4 1/2'' | 3.7 | 14 |  |  | 4.5 | Cap Nuts | [6 empty] | No |  | No | [25 empty] | 6.5 | Black/White |  |  | Hardwired | 0 | 0 | 0 | 0 | 1 | 0 | 0 | 1 | 0 | 0 | 0 | 785652159053 | 15.5 | 6.75 | 15.5 | 4.8 | 0.938 | 175 | Yes | [8 empty] | C-UL-US Damp |  | NASH 2L FLUSH MOUNT-15 | Two Light Ceiling Flush Mount |  | 75435-15.jpg | 75435.jpg
75435-782 | Two Light Ceiling Flush Mount | The Nash flush mount ceiling fixtures by Sea Gull Lighting provide a clean, subtle look with a designer finish. Offered in Chrome, Brushed Nickel, Satin Bronze, White and Heirloom Bronze finishes, the assortment includes one-light, two-light and three-light flush mounts. Installation and bulb changing is easy with a twist and lock glass shade - no screws or glass holders to lose. Incandescent, Integrated LED, and ENERGY STAR-qualified LED lamping are available. All fixtures are Damp Rated and California Title 24 compliant. | CEILING | Nash | Ceiling Lights | Heirloom Bronze | 782 | Steel |  |  |  | Satin Etched Glass | 2 Medium A19 60w |  | 2 | No | [14 empty] | 0 | [12 empty] | 38.48 | 76.96 | 115.44 | D:14'' H:4 1/2'' | 3.7 | 14 |  |  | 4.5 | Cap Nuts | [6 empty] | No |  | No | [25 empty] | 6.5 | Black/White |  |  | Hardwired | 0 | 0 | 0 | 0 | 1 | 0 | 0 | 1 | 0 | 0 | 0 | 785652754319 | 15.25 | 15.25 | 7.75 | 5.3 | 1.043 | 175 | Yes | [8 empty] | C-UL-US Damp |  | NASH 2L FLUSH MOUNT-782 | Two Light Ceiling Flush Mount |  | 75435-782.jpg | 75435.jpg
75435-848 | Two Light Ceiling Flush Mount | The Nash flush mount ceiling fixtures by Sea Gull Lighting provide a clean, subtle look with a designer finish. Offered in Chrome, Brushed Nickel, Satin Bronze, White and Heirloom Bronze finishes, the assortment includes one-light, two-light and three-light flush mounts. Installation and bulb changing is easy with a twist and lock glass shade - no screws or glass holders to lose. Incandescent, Integrated LED, and ENERGY STAR-qualified LED lamping are available. All fixtures are Damp Rated and California Title 24 compliant. | CEILING | Nash | Ceiling Lights | Satin Bronze | 848 | Steel |  |  |  | Satin Etched Glass | 2 Medium A19 60w |  | 2 | No | [14 empty] | 0 | [12 empty] | 35.98 | 71.96 | 107.94 | D:14'' H:4 1/2'' | 3.7 | 14 |  |  | 4.5 | Cap Nuts | [6 empty] | No |  | No | [25 empty] | 6.5 | Black/White |  |  | Hardwired | 0 | 0 | 0 | 0 | 1 | 0 | 0 | 1 | 0 | 0 | 0 | 785652243578 | 15 | 15 | 8 | 5.3 | 1.042 | 175 | Yes | [8 empty] | C-UL-US Damp |  | NASH 2L FLUSH MOUNT-848 | Two Light Ceiling Flush Mount |  | 75435-848.jpg | 75435.jpg
75435-962 | Two Light Ceiling Flush Mount | The Nash flush mount ceiling fixtures by Sea Gull Lighting provide a clean, subtle look with a designer finish. Offered in Chrome, Brushed Nickel, Satin Bronze, White and Heirloom Bronze finishes, the assortment includes one-light, two-light and three-light flush mounts. Installation and bulb changing is easy with a twist and lock glass shade - no screws or glass holders to lose. Incandescent, Integrated LED, and ENERGY STAR-qualified LED lamping are available. All fixtures are Damp Rated and California Title 24 compliant. | CEILING | Nash | Ceiling Lights | Brushed Nickel | 962 | Steel |  |  |  | Satin Etched Glass | 2 Medium A19 60w |  | 2 | No | [14 empty] | 0 | [12 empty] | 38.48 | 76.96 | 115.44 | D:14'' H:4 1/2'' | 3.7 | 14 |  |  | 4.5 | Cap Nuts | [6 empty] | No |  | No | [25 empty] | 6.5 | Black/White |  |  | Hardwired | 0 | 0 | 0 | 0 | 1 | 0 | 0 | 1 | 0 | 0 | 0 | 785652754333 | 15.25 | 15.25 | 7.75 | 5.2 | 1.043 | 175 | Yes | [8 empty] | C-UL-US Damp |  | NASH 2L FLUSH MOUNT-962 | Two Light Ceiling Flush Mount |  | 75435-962.jpg | 75435.jpg
7543502-962 | Two Light Ceiling Flush Mount | The clip ceiling flush mount fixtures by Sea Gull Lighting provide a clean, contemporary look popular in commercial and residential settings. Offered in two-light and three-light options, the Satin Etched glass is held securely in place with Three Brushed Nickel clips – slide the spring-tension clip out for easy glass cleaning and bulb changing. Available in incandescent lamping, ENERGY STAR-qualified LED lamping, and integrated LED. | CEILING | Clip Ceiling Flush Mount | Ceiling Lights | Brushed Nickel | 962 | Steel |  |  |  | Satin Etched Glass | 2 Medium A19 60w |  | 2 | No | [14 empty] | 0 | [12 empty] | 16.98 | 33.96 | 50.94 | D:12 1/4'' H:4'' | 2.7 | 12.25 |  |  | 4 | Key Slots | [6 empty] | No |  | No | [23 empty] | D:9 1/2'' H:3/4'' Round |  | 6 | Black/White |  |  | Hardwired | 0 | 0 | 0 | 0 | 1 | 0 | 0 | 1 | 0 | 0 | 0 | 785652276118 | 14.5 | 14.25 | 7.25 | 4 | 0.867 | 175 | Yes | [9 empty] | cETL Damp | CLIP 2L FLUSH MOUNT-962 | Two Light Ceiling Flush Mount |  | 7543502-962.jpg | 7543502.jpg
7543502EN3-962 | Two Light Ceiling Flush Mount | The clip ceiling flush mount fixtures by Sea Gull Lighting provide a clean, contemporary look popular in commercial and residential settings. Offered in two-light and three-light options, the Satin Etched glass is held securely in place with Three Brushed Nickel clips – slide the spring-tension clip out for easy glass cleaning and bulb changing. Available in incandescent lamping, ENERGY STAR-qualified LED lamping, and integrated LED. | CEILING | Clip Ceiling Flush Mount | Ceiling Lights | Brushed Nickel | 962 |  |  |  |  | Satin Etched Glass | 2 Medium A19 9.3w |  | 2 | Yes | [14 empty] | 0 | [12 empty] | 28.98 | 57.96 | 86.94 | D:12 1/4'' H:4'' | 2.7 | 12.25 |  |  | 4 | Key Slots | [6 empty] | No |  | No | [23 empty] | D:9 1/2'' H:3/4'' Round |  | 6 | Black/White |  |  | Hardwired | 0 | 0 | 0 | 1 | 1 | 0 | 0 | 0 | 0 | 0 | 0 | 785652051708 | 14.25 | 14.25 | 7.625 | 4.5 | 0.896 | 175 | Yes | [9 empty] | cETL Damp | CLIP 2L FLUSH MOUNT-962 | Two Light Ceiling Flush Mount |  | 7543502EN3-962.jpg | 7543502.jpg
7543503-962 | Three Light Ceiling Flush Mount | The clip ceiling flush mount fixtures by Sea Gull Lighting provide a clean, contemporary look popular in commercial and residential settings. Offered in two-light and three-light options, the Satin Etched glass is held securely in place with Three Brushed Nickel clips – slide the spring-tension clip out for easy glass cleaning and bulb changing. Available in incandescent lamping, ENERGY STAR-qualified LED lamping, and integrated LED. | CEILING | Clip Ceiling Flush Mount | Ceiling Lights | Brushed Nickel | 962 | Steel |  |  |  | Satin Etched Glass | 3 Medium A19 60w |  | 3 | No | [14 empty] | 0 | [12 empty] | 28.48 | 56.96 | 85.44 | D:16 1/4'' H:4'' | 4.5 | 16.25 |  |  | 4 | Key Slots | [6 empty] | No |  | No | [23 empty] | D:13 3/8'' H:3/4'' Round |  | 6 | Black/White |  |  | Hardwired | 0 | 0 | 0 | 0 | 1 | 0 | 0 | 1 | 0 | 0 | 0 | 785652276132 | 18.75 | 18.75 | 8.25 | 6.5 | 1.678 | 250 | Yes | [9 empty] | cETL Damp | CLIP 3L FLUSH MOUNT-962 | Three Light Ceiling Flush Mount |  | 7543503-962.jpg | 7543503.jpg
7543503EN3-962 | Three Light Ceiling Flush Mount | The clip ceiling flush mount fixtures by Sea Gull Lighting provide a clean, contemporary look popular in commercial and residential settings. Offered in two-light and three-light options, the Satin Etched glass is held securely in place with Three Brushed Nickel clips – slide the spring-tension clip out for easy glass cleaning and bulb changing. Available in incandescent lamping, ENERGY STAR-qualified LED lamping, and integrated LED. | CEILING | Clip Ceiling Flush Mount | Ceiling Lights | Brushed Nickel | 962 | Steel |  |  |  | Satin Etched Glass | 3 Medium A19 9.3w |  | 3 | Yes | [14 empty] | 0 | [12 empty] | 46.48 | 92.96 | 139.44 | D:16 1/4'' H:4'' | 4.5 | 16.25 |  |  | 4 | Key Slots | [6 empty] | No |  | No | [23 empty] | D:13 3/8'' H:3/4'' Round |  | 6 | Black/White |  |  | Hardwired | 0 | 0 | 0 | 1 | 1 | 0 | 0 | 0 | 0 | 0 | 0 | 785652051715 | 18.75 | 18.75 | 8.25 | 6.5 | 1.678 | 250 | Yes | [9 empty] | cETL Damp | CLIP 3L FLUSH MOUNT-962 | Three Light Ceiling Flush Mount |  | 7543503EN3-962.jpg | 7543503.jpg
7543593S-05 | Medium LED Ceiling Flush Mount | The Nash flush mount ceiling fixtures by Sea Gull Lighting provide a clean, subtle look with a designer finish. Offered in Chrome, Brushed Nickel, Satin Bronze, White and Heirloom Bronze finishes, the assortment includes one-light, two-light and three-light flush mounts. Installation and bulb changing is easy with a twist and lock glass shade - no screws or glass holders to lose. Incandescent, Integrated LED, and ENERGY STAR-qualified LED lamping are available. All fixtures are Damp Rated and California Title 24 compliant. | CEILING | Nash | Ceiling Lights | Chrome | 5 | Steel |  |  |  | Satin Etched Glass |  |  | 1 | No | 1000 | 3000 | 90 | 14 | 120 | 19 - Integrated | MODS - Modules |  | 5 | 100 | LED | 14 | 14 | 50000 | 0 | [12 empty] | 52.48 | 104.96 | 157.44 | D:14'' H:4 1/2'' | 3.7 | 14 |  |  | 4.5 | Cap Nuts | [6 empty] | No |  | No | [25 empty] | 6.5 | Black/White |  |  | Hardwired | 0 | 0 | 0 | 0 | 1 | 0 | 0 | 0 | 0 | 0 | 0 | 785652064760 | 15.5 | 15.25 | 8 | 4.9 | 1.094 | 175 | Yes | [8 empty] | C-UL-US Damp |  | NASH LED FLUSH MOUNT-05 | Medium LED Ceiling Flush Mount |  | 7543593S-05.jpg | 75435.jpg
7543593S-15 | Medium LED Ceiling Flush Mount | The Nash flush mount ceiling fixtures by Sea Gull Lighting provide a clean, subtle look with a designer finish. Offered in Chrome, Brushed Nickel, Satin Bronze, White and Heirloom Bronze finishes, the assortment includes one-light, two-light and three-light flush mounts. Installation and bulb changing is easy with a twist and lock glass shade - no screws or glass holders to lose. Incandescent, Integrated LED, and ENERGY STAR-qualified LED lamping are available. All fixtures are Damp Rated and California Title 24 compliant. | CEILING | Nash | Ceiling Lights | White | 15 | Steel |  |  |  | Satin Etched Glass |  |  | 1 | No | 1000 | 3000 | 90 | 14 | 120 | 19 - Integrated | MODS - Modules |  | 5 | 100 | LED | 14 | 14 | 50000 | 0 | [12 empty] | 52.48 | 104.96 | 157.44 | D:14'' H:4 1/2'' | 3.7 | 14 |  |  | 4.5 | Cap Nuts | [6 empty] | No |  | No | [25 empty] | 6.5 | Black/White |  |  | Hardwired | 0 | 0 | 0 | 0 | 1 | 0 | 0 | 0 | 0 | 0 | 0 | 785652064777 | 15.5 | 15.25 | 8 | 4.9 | 1.094 | 175 | Yes | [8 empty] | C-UL-US Damp |  | NASH LED FLUSH MOUNT-15 | Medium LED Ceiling Flush Mount |  | 7543593S-15.jpg | 75435.jpg
7543593S-782 | Medium LED Ceiling Flush Mount | The Nash flush mount ceiling fixtures by Sea Gull Lighting provide a clean, subtle look with a designer finish. Offered in Chrome, Brushed Nickel, Satin Bronze, White and Heirloom Bronze finishes, the assortment includes one-light, two-light and three-light flush mounts. Installation and bulb changing is easy with a twist and lock glass shade - no screws or glass holders to lose. Incandescent, Integrated LED, and ENERGY STAR-qualified LED lamping are available. All fixtures are Damp Rated and California Title 24 compliant. | CEILING | Nash | Ceiling Lights | Heirloom Bronze | 782 | Steel |  |  |  | Satin Etched Glass |  |  | 1 | No | 1000 | 2700 | 90 | 14 | 120 | 19 - Integrated | MODS - Modules |  | 5 | 100 | LED | 14 | 14 | 50000 | 0 | [12 empty] | 52.48 | 104.96 | 157.44 | D:14'' H:4 1/2'' | 3.7 | 14 |  |  | 4.5 | Cap Nuts | [6 empty] | No |  | No | [25 empty] | 6.5 | Black/White |  |  | Hardwired | 0 | 0 | 0 | 0 | 1 | 0 | 0 | 0 | 0 | 0 | 0 | 785652064784 | 15.5 | 15.25 | 8 | 4.9 | 1.094 | 175 | Yes | [8 empty] | C-UL-US Damp |  | NASH LED FLUSH MOUNT-782 | Medium LED Ceiling Flush Mount |  | 7543593S-782.jpg | 75435.jpg
7543593S-848 | Medium LED Ceiling Flush Mount | The Nash flush mount ceiling fixtures by Sea Gull Lighting provide a clean, subtle look with a designer finish. Offered in Chrome, Brushed Nickel, Satin Bronze, White and Heirloom Bronze finishes, the assortment includes one-light, two-light and three-light flush mounts. Installation and bulb changing is easy with a twist and lock glass shade - no screws or glass holders to lose. Incandescent, Integrated LED, and ENERGY STAR-qualified LED lamping are available. All fixtures are Damp Rated and California Title 24 compliant. | CEILING | Nash | Ceiling Lights | Satin Bronze | 848 | Steel |  |  |  | Satin Etched Glass |  |  | 1 | No | 1000 | 3000 | 90 | 14 | 120 | 19 - Integrated | MODS - Modules |  | 5 | 100 | LED | 14 | 14 | 50000 | 0 | [12 empty] | 52.48 | 104.96 | 157.44 | D:14'' H:4 1/2'' | 3.7 | 14 |  |  | 4.5 | Cap Nuts | [6 empty] | No |  | No | [25 empty] | 6.5 | Black/White |  |  | Hardwired | 0 | 0 | 0 | 0 | 1 | 0 | 0 | 0 | 0 | 0 | 0 | 785652064791 | 15.5 | 15.25 | 8 | 5 | 1.094 | 175 | Yes | [8 empty] | C-UL-US Damp |  | NASH LED FLUSH MOUNT-848 | Medium LED Ceiling Flush Mount |  | 7543593S-848.jpg | 75435.jpg
7543593S-962 | Medium LED Ceiling Flush Mount | The Nash flush mount ceiling fixtures by Sea Gull Lighting provide a clean, subtle look with a designer finish. Offered in Chrome, Brushed Nickel, Satin Bronze, White and Heirloom Bronze finishes, the assortment includes one-light, two-light and three-light flush mounts. Installation and bulb changing is easy with a twist and lock glass shade - no screws or glass holders to lose. Incandescent, Integrated LED, and ENERGY STAR-qualified LED lamping are available. All fixtures are Damp Rated and California Title 24 compliant. | CEILING | Nash | Ceiling Lights | Brushed Nickel | 962 | Steel |  |  |  | Satin Etched Glass |  |  | 1 | No | 1000 | 3000 | 90 | 14 | 120 | 19 - Integrated | MODS - Modules |  | 5 | 100 | LED | 14 | 14 | 50000 | 0 | [12 empty] | 52.48 | 104.96 | 157.44 | D:14'' H:4 1/2'' | 3.7 | 14 |  |  | 4.5 | Cap Nuts | [6 empty] | No |  | No | [25 empty] | 6.5 | Black/White |  |  | Hardwired | 0 | 0 | 0 | 0 | 1 | 0 | 0 | 0 | 0 | 0 | 0 | 785652064807 | 15.5 | 15.25 | 8 | 4.9 | 1.094 | 175 | Yes | [8 empty] | C-UL-US Damp |  | NASH LED FLUSH MOUNT-962 | Medium LED Ceiling Flush Mount |  | 7543593S-962.jpg | 75435.jpg
75435EN3-05 | Two Light Ceiling Flush Mount | The Nash flush mount ceiling fixtures by Sea Gull Lighting provide a clean, subtle look with a designer finish. Offered in Chrome, Brushed Nickel, Satin Bronze, White and Heirloom Bronze finishes, the assortment includes one-light, two-light and three-light flush mounts. Installation and bulb changing is easy with a twist and lock glass shade - no screws or glass holders to lose. Incandescent, Integrated LED, and ENERGY STAR-qualified LED lamping are available. All fixtures are Damp Rated and California Title 24 compliant. | CEILING | Nash | Ceiling Lights | Chrome | 5 | Steel |  |  |  | Satin Etched Glass | 2 Medium A19 9.3w |  | 2 | Yes | [14 empty] | 0 | [12 empty] | 47.48 | 94.96 | 142.44 | D:14'' H:4 1/2'' | 3.7 | 14 |  |  | 4.5 | Cap Nuts | [6 empty] | No |  | No | [25 empty] | 6.5 | Black/White |  |  | Hardwired | 0 | 0 | 0 | 1 | 1 | 0 | 0 | 0 | 0 | 0 | 0 | 785652051722 | 15.5 | 15.25 | 8.25 | 5.8 | 1.129 | 175 | Yes | [8 empty] | UL Damp | cUL Damp | NASH 2L FLUSH MOUNT-05 | Two Light Ceiling Flush Mount |  | 75435EN3-05.jpg | 75435.jpg
75435EN3-15 | Two Light Ceiling Flush Mount | The Nash flush mount ceiling fixtures by Sea Gull Lighting provide a clean, subtle look with a designer finish. Offered in Chrome, Brushed Nickel, Satin Bronze, White and Heirloom Bronze finishes, the assortment includes one-light, two-light and three-light flush mounts. Installation and bulb changing is easy with a twist and lock glass shade - no screws or glass holders to lose. Incandescent, Integrated LED, and ENERGY STAR-qualified LED lamping are available. All fixtures are Damp Rated and California Title 24 compliant. | CEILING | Nash | Ceiling Lights | White | 15 | Steel |  |  |  | Satin Etched Glass | 2 Medium A19 9.3w |  | 2 | Yes | [14 empty] | 0 | [12 empty] | 49.98 | 99.96 | 149.94 | D:14'' H:4 1/2'' | 3.7 | 14 |  |  | 4.5 | Cap Nuts | [6 empty] | No |  | No | [25 empty] | 6.5 | Black/White |  |  | Hardwired | 0 | 0 | 0 | 1 | 1 | 0 | 0 | 0 | 0 | 0 | 0 | 785652051739 | 15.5 | 15.25 | 8.25 | 5.8 | 1.129 | 175 | Yes | [8 empty] | UL Damp | cUL Damp | NASH 2L FLUSH MOUNT-15 | Two Light Ceiling Flush Mount |  | 75435EN3-15.jpg | 75435.jpg
75435EN3-782 | Two Light Ceiling Flush Mount | The Nash flush mount ceiling fixtures by Sea Gull Lighting provide a clean, subtle look with a designer finish. Offered in Chrome, Brushed Nickel, Satin Bronze, White and Heirloom Bronze finishes, the assortment includes one-light, two-light and three-light flush mounts. Installation and bulb changing is easy with a twist and lock glass shade - no screws or glass holders to lose. Incandescent, Integrated LED, and ENERGY STAR-qualified LED lamping are available. All fixtures are Damp Rated and California Title 24 compliant. | CEILING | Nash | Ceiling Lights | Heirloom Bronze | 782 | Steel |  |  |  | Satin Etched Glass | 2 Medium A19 9.3w |  | 2 | Yes | [14 empty] | 0 | [12 empty] | 49.98 | 99.96 | 149.94 | D:14'' H:4 1/2'' | 3.7 | 14 |  |  | 4.5 | Cap Nuts | [6 empty] | No |  | No | [25 empty] | 6.5 | Black/White |  |  | Hardwired | 0 | 0 | 0 | 1 | 1 | 0 | 0 | 0 | 0 | 0 | 0 | 785652051746 | 15.5 | 15.25 | 8.25 | 5.8 | 1.129 | 175 | Yes | [8 empty] | UL Damp | cUL Damp | NASH 2L FLUSH MOUNT-782 | Two Light Ceiling Flush Mount |  | 75435EN3-782.jpg | 75435.jpg
75435EN3-848 | Two Light Ceiling Flush Mount | The Nash flush mount ceiling fixtures by Sea Gull Lighting provide a clean, subtle look with a designer finish. Offered in Chrome, Brushed Nickel, Satin Bronze, White and Heirloom Bronze finishes, the assortment includes one-light, two-light and three-light flush mounts. Installation and bulb changing is easy with a twist and lock glass shade - no screws or glass holders to lose. Incandescent, Integrated LED, and ENERGY STAR-qualified LED lamping are available. All fixtures are Damp Rated and California Title 24 compliant. | CEILING | Nash | Ceiling Lights | Satin Bronze | 848 | Steel |  |  |  | Satin Etched Glass | 2 Medium A19 9.3w |  | 2 | Yes | [14 empty] | 0 | [12 empty] | 47.48 | 94.96 | 142.44 | D:14'' H:4 1/2'' | 3.7 | 14 |  |  | 4.5 | Cap Nuts | [6 empty] | No |  | No | [25 empty] | 6.5 | Black/White |  |  | Hardwired | 0 | 0 | 0 | 1 | 1 | 0 | 0 | 0 | 0 | 0 | 0 | 785652051753 | 15.5 | 15.25 | 8.25 | 5.8 | 1.129 | 175 | Yes | [8 empty] | UL Damp | cUL Damp | NASH 2L FLUSH MOUNT-848 | Two Light Ceiling Flush Mount |  | 75435EN3-848.jpg | 75435.jpg
75435EN3-962 | Two Light Ceiling Flush Mount | The Nash flush mount ceiling fixtures by Sea Gull Lighting provide a clean, subtle look with a designer finish. Offered in Chrome, Brushed Nickel, Satin Bronze, White and Heirloom Bronze finishes, the assortment includes one-light, two-light and three-light flush mounts. Installation and bulb changing is easy with a twist and lock glass shade - no screws or glass holders to lose. Incandescent, Integrated LED, and ENERGY STAR-qualified LED lamping are available. All fixtures are Damp Rated and California Title 24 compliant. | CEILING | Nash | Ceiling Lights | Brushed Nickel | 962 | Steel |  |  |  | Satin Etched Glass | 2 Medium A19 9.3w |  | 2 | Yes | [14 empty] | 0 | [12 empty] | 49.98 | 99.96 | 149.94 | D:14'' H:4 1/2'' | 3.7 | 14 |  |  | 4.5 | Cap Nuts | [6 empty] | No |  | No | [25 empty] | 6.5 | Black/White |  |  | Hardwired | 0 | 0 | 0 | 1 | 1 | 0 | 0 | 0 | 0 | 0 | 0 | 785652046322 | 15.5 | 6.75 | 15.5 | 4.8 | 0.938 | 175 | Yes | [8 empty] | UL Damp | cUL Damp | NASH 2L FLUSH MOUNT-962 | Two Light Ceiling Flush Mount |  | 75435EN3-962.jpg | 75435.jpg
75436-05 | Three Light Ceiling Flush Mount | The Nash flush mount ceiling fixtures by Sea Gull Lighting provide a clean, subtle look with a designer finish. Offered in Chrome, Brushed Nickel, Satin Bronze, White and Heirloom Bronze finishes, the assortment includes one-light, two-light and three-light flush mounts. Installation and bulb changing is easy with a twist and lock glass shade - no screws or glass holders to lose. Incandescent, Integrated LED, and ENERGY STAR-qualified LED lamping are available. All fixtures are Damp Rated and California Title 24 compliant. | CEILING | Nash | Ceiling Lights | Chrome | 5 | Steel |  |  |  | Satin Etched Glass | 3 Medium A19 60w |  | 3 | No | [14 empty] | 0 | [12 empty] | 55.48 | 110.96 | 166.44 | D:16 3/4'' H:5 1/2'' | 5.5 | 16.75 |  |  | 5.5 | Cap Nuts | [6 empty] | No |  | No | [25 empty] | 6.5 | Black/White |  |  | Hardwired | 0 | 0 | 0 | 0 | 1 | 0 | 0 | 1 | 0 | 0 | 0 | 785652243585 | 18 | 18 | 9 | 7.7 | 1.688 | 175 | Yes | [8 empty] | C-UL-US Damp |  | NASH 3L FLUSH MOUNT-05 | Three Light Ceiling Flush Mount |  | 75435-05.jpg | 75436.jpg
75436-15 | Three Light Ceiling Flush Mount | The Nash flush mount ceiling fixtures by Sea Gull Lighting provide a clean, subtle look with a designer finish. Offered in Chrome, Brushed Nickel, Satin Bronze, White and Heirloom Bronze finishes, the assortment includes one-light, two-light and three-light flush mounts. Installation and bulb changing is easy with a twist and lock glass shade - no screws or glass holders to lose. Incandescent, Integrated LED, and ENERGY STAR-qualified LED lamping are available. All fixtures are Damp Rated and California Title 24 compliant. | CEILING | Nash | Ceiling Lights | White | 15 | Steel |  |  |  | Satin Etched Glass | 3 Medium A19 60w |  | 3 | No | [14 empty] | 0 | [12 empty] | 58.48 | 116.96 | 175.44 | D:16 3/4'' H:5 1/2'' | 5.5 | 16.75 |  |  | 5.5 | Cap Nuts | [6 empty] | No |  | No | [25 empty] | 6.5 | Black/White |  |  | Hardwired | 0 | 0 | 0 | 0 | 1 | 0 | 0 | 1 | 0 | 0 | 0 | 785652159060 | 19 | 17.25 | 7.5 | 9.3 | 1.423 | 125 | Yes | [8 empty] | C-UL-US Damp |  | NASH 3L FLUSH MOUNT-15 | Three Light Ceiling Flush Mount |  | 75436-15.jpg | 75436.jpg
75436-782 | Three Light Ceiling Flush Mount | The Nash flush mount ceiling fixtures by Sea Gull Lighting provide a clean, subtle look with a designer finish. Offered in Chrome, Brushed Nickel, Satin Bronze, White and Heirloom Bronze finishes, the assortment includes one-light, two-light and three-light flush mounts. Installation and bulb changing is easy with a twist and lock glass shade - no screws or glass holders to lose. Incandescent, Integrated LED, and ENERGY STAR-qualified LED lamping are available. All fixtures are Damp Rated and California Title 24 compliant. | CEILING | Nash | Ceiling Lights | Heirloom Bronze | 782 | Steel |  |  |  | Satin Etched Glass | 3 Medium A19 60w |  | 3 | No | [14 empty] | 0 | [12 empty] | 58.48 | 116.96 | 175.44 | D:16 3/4'' H:5 1/2'' | 5.5 | 16.75 |  |  | 5.5 | Cap Nuts | [6 empty] | No |  | No | [25 empty] | 6.5 | Black/White |  |  | Hardwired | 0 | 0 | 0 | 0 | 1 | 0 | 0 | 1 | 0 | 0 | 0 | 785652754371 | 18 | 18 | 9 | 7.9 | 1.688 | 175 | Yes | [8 empty] | C-UL-US Damp |  | NASH 3L FLUSH MOUNT-782 | Three Light Ceiling Flush Mount |  | 75436-782.jpg | 75436.jpg
75436-848 | Three Light Ceiling Flush Mount | The Nash flush mount ceiling fixtures by Sea Gull Lighting provide a clean, subtle look with a designer finish. Offered in Chrome, Brushed Nickel, Satin Bronze, White and Heirloom Bronze finishes, the assortment includes one-light, two-light and three-light flush mounts. Installation and bulb changing is easy with a twist and lock glass shade - no screws or glass holders to lose. Incandescent, Integrated LED, and ENERGY STAR-qualified LED lamping are available. All fixtures are Damp Rated and California Title 24 compliant. | CEILING | Nash | Ceiling Lights | Satin Bronze | 848 | Steel |  |  |  | Satin Etched Glass | 3 Medium A19 60w |  | 3 | No | [14 empty] | 0 | [12 empty] | 55.48 | 110.96 | 166.44 | D:16 3/4'' H:5 1/2'' | 5.5 | 16.75 |  |  | 5.5 | Cap Nuts | [6 empty] | No |  | No | [25 empty] | 6.5 | Black/White |  |  | Hardwired | 0 | 0 | 0 | 0 | 1 | 0 | 0 | 1 | 0 | 0 | 0 | 785652243592 | 18 | 18 | 9 | 8.1 | 1.688 | 175 | Yes | [8 empty] | C-UL-US Damp |  | NASH 3L FLUSH MOUNT-848 | Three Light Ceiling Flush Mount |  | 75435-848.jpg | 75436.jpg
75436-962 | Three Light Ceiling Flush Mount | The Nash flush mount ceiling fixtures by Sea Gull Lighting provide a clean, subtle look with a designer finish. Offered in Chrome, Brushed Nickel, Satin Bronze, White and Heirloom Bronze finishes, the assortment includes one-light, two-light and three-light flush mounts. Installation and bulb changing is easy with a twist and lock glass shade - no screws or glass holders to lose. Incandescent, Integrated LED, and ENERGY STAR-qualified LED lamping are available. All fixtures are Damp Rated and California Title 24 compliant. | CEILING | Nash | Ceiling Lights | Brushed Nickel | 962 | Steel |  |  |  | Satin Etched Glass | 3 Medium A19 60w |  | 3 | No | [14 empty] | 0 | [12 empty] | 58.48 | 116.96 | 175.44 | D:16 3/4'' H:5 1/2'' | 5.5 | 16.75 |  |  | 5.5 | Cap Nuts | [6 empty] | No |  | No | [25 empty] | 6.5 | Black/White |  |  | Hardwired | 0 | 0 | 0 | 0 | 1 | 0 | 0 | 1 | 0 | 0 | 0 | 785652754395 | 18 | 18 | 9 | 8.1 | 1.688 | 175 | Yes | [8 empty] | C-UL-US Damp |  | NASH 3L FLUSH MOUNT-962 | Three Light Ceiling Flush Mount |  | 75436-962.jpg | 75436.jpg
7543693S-05 | Large LED Ceiling Flush Mount | The Nash flush mount ceiling fixtures by Sea Gull Lighting provide a clean, subtle look with a designer finish. Offered in Chrome, Brushed Nickel, Satin Bronze, White and Heirloom Bronze finishes, the assortment includes one-light, two-light and three-light flush mounts. Installation and bulb changing is easy with a twist and lock glass shade - no screws or glass holders to lose. Incandescent, Integrated LED, and ENERGY STAR-qualified LED lamping are available. All fixtures are Damp Rated and California Title 24 compliant. | CEILING | Nash | Ceiling Lights | Chrome | 5 | Steel |  |  |  | Satin Etched Glass |  |  | 2 | No | 2000 | 3000 | 90 | 28 | 120 | 19 - Integrated | MODS - Modules |  | 5 | 100 | LED | 28 | 28 | 50000 | 0 | [12 empty] | 82.98 | 165.96 | 248.94 | D:16 3/4'' H:5 1/2'' | 5.5 | 16.75 |  |  | 5.5 | Cap Nuts | [6 empty] | No |  | No | [25 empty] | 6.5 | Black/White |  |  | Hardwired | 0 | 0 | 0 | 0 | 1 | 0 | 0 | 0 | 0 | 0 | 0 | 785652064814 | 18.5 | 18.25 | 9.5 | 7 | 1.856 | 250 | Yes | [8 empty] | C-UL-US Damp |  | NASH LED FLUSH MOUNT-05 | Large LED Ceiling Flush Mount |  | 7543693S-05.jpg | 75436.jpg
7543693S-15 | Large LED Ceiling Flush Mount | The Nash flush mount ceiling fixtures by Sea Gull Lighting provide a clean, subtle look with a designer finish. Offered in Chrome, Brushed Nickel, Satin Bronze, White and Heirloom Bronze finishes, the assortment includes one-light, two-light and three-light flush mounts. Installation and bulb changing is easy with a twist and lock glass shade - no screws or glass holders to lose. Incandescent, Integrated LED, and ENERGY STAR-qualified LED lamping are available. All fixtures are Damp Rated and California Title 24 compliant. | CEILING | Nash | Ceiling Lights | White | 15 | Steel |  |  |  | Satin Etched Glass |  |  | 2 | No | 2000 | 3000 | 90 | 28 | 120 | 19 - Integrated | MODS - Modules |  | 5 | 100 | LED | 28 | 28 | 50000 | 0 | [12 empty] | 82.98 | 165.96 | 248.94 | D:16 3/4'' H:5 1/2'' | 5.5 | 16.75 |  |  | 5.5 | Cap Nuts | [6 empty] | No |  | No | [25 empty] | 6.5 | Black/White |  |  | Hardwired | 0 | 0 | 0 | 0 | 1 | 0 | 0 | 0 | 0 | 0 | 0 | 785652064821 | 18.5 | 18.25 | 9.5 | 7.3 | 1.856 | 250 | Yes | [8 empty] | C-UL-US Damp |  | NASH LED FLUSH MOUNT-15 | Large LED Ceiling Flush Mount |  | 7543693S-15.jpg | 75436.jpg
7543693S-782 | Large LED Ceiling Flush Mount | The Nash flush mount ceiling fixtures by Sea Gull Lighting provide a clean, subtle look with a designer finish. Offered in Chrome, Brushed Nickel, Satin Bronze, White and Heirloom Bronze finishes, the assortment includes one-light, two-light and three-light flush mounts. Installation and bulb changing is easy with a twist and lock glass shade - no screws or glass holders to lose. Incandescent, Integrated LED, and ENERGY STAR-qualified LED lamping are available. All fixtures are Damp Rated and California Title 24 compliant. | CEILING | Nash | Ceiling Lights | Heirloom Bronze | 782 | Steel |  |  |  | Satin Etched Glass |  |  | 2 | No | 2000 | 3000 | 90 | 28 | 120 | 19 - Integrated | MODS - Modules |  | 5 | 100 | LED | 28 | 28 | 50000 | 0 | [12 empty] | 82.98 | 165.96 | 248.94 | D:16 3/4'' H:5 1/2'' | 5.5 | 16.75 |  |  | 5.5 | Cap Nuts | [6 empty] | No |  | No | [25 empty] | 6.5 | Black/White |  |  | Hardwired | 0 | 0 | 0 | 0 | 1 | 0 | 0 | 0 | 0 | 0 | 0 | 785652064838 | 18.5 | 18.25 | 9.5 | 7.3 | 1.856 | 250 | Yes | [8 empty] | C-UL-US Damp |  | NASH LED FLUSH MOUNT-782 | Large LED Ceiling Flush Mount |  | 7543693S-782.jpg | 7543693S.jpg
7543693S-848 | Large LED Ceiling Flush Mount | The Nash flush mount ceiling fixtures by Sea Gull Lighting provide a clean, subtle look with a designer finish. Offered in Chrome, Brushed Nickel, Satin Bronze, White and Heirloom Bronze finishes, the assortment includes one-light, two-light and three-light flush mounts. Installation and bulb changing is easy with a twist and lock glass shade - no screws or glass holders to lose. Incandescent, Integrated LED, and ENERGY STAR-qualified LED lamping are available. All fixtures are Damp Rated and California Title 24 compliant. | CEILING | Nash | Ceiling Lights | Satin Bronze | 848 | Steel |  |  |  | Satin Etched Glass |  |  | 2 | No | 2000 | 3000 | 90 | 28 | 120 | 19 - Integrated | MODS - Modules |  | 5 | 100 | LED | 28 | 28 | 50000 | 0 | [12 empty] | 82.98 | 165.96 | 248.94 | D:16 3/4'' H:5 1/2'' | 5.5 | 16.75 |  |  | 5.5 | Cap Nuts | [6 empty] | No |  | No | [25 empty] | 6.5 | Black/White |  |  | Hardwired | 0 | 0 | 0 | 0 | 1 | 0 | 0 | 0 | 0 | 0 | 0 | 785652064845 | 18.5 | 18.25 | 9.5 | 7.2 | 1.856 | 250 | Yes | [8 empty] | C-UL-US Damp |  | NASH LED FLUSH MOUNT-848 | Large LED Ceiling Flush Mount |  | 7543693S-848.jpg | 75436.jpg
7543693S-962 | Large LED Ceiling Flush Mount | The Nash flush mount ceiling fixtures by Sea Gull Lighting provide a clean, subtle look with a designer finish. Offered in Chrome, Brushed Nickel, Satin Bronze, White and Heirloom Bronze finishes, the assortment includes one-light, two-light and three-light flush mounts. Installation and bulb changing is easy with a twist and lock glass shade - no screws or glass holders to lose. Incandescent, Integrated LED, and ENERGY STAR-qualified LED lamping are available. All fixtures are Damp Rated and California Title 24 compliant. | CEILING | Nash | Ceiling Lights | Brushed Nickel | 962 | Steel |  |  |  | Satin Etched Glass |  |  | 2 | No | 2000 | 3000 | 90 | 28 | 120 | 19 - Integrated | MODS - Modules |  | 5 | 100 | LED | 28 | 28 | 50000 | 0 | [12 empty] | 82.98 | 165.96 | 248.94 | D:16 3/4'' H:5 1/2'' | 5.5 | 16.75 |  |  | 5.5 | Cap Nuts | [6 empty] | No |  | No | [25 empty] | 6.5 | Black/White |  |  | Hardwired | 0 | 0 | 0 | 0 | 1 | 0 | 0 | 0 | 0 | 0 | 0 | 785652064852 | 18.5 | 18.25 | 9.5 | 7.3 | 1.856 | 250 | Yes | [8 empty] | C-UL-US Damp |  | NASH LED FLUSH MOUNT-962 | Large LED Ceiling Flush Mount |  | 7543693S-962.jpg | 75436.jpg
75436EN3-05 | Three Light Ceiling Flush Mount | The Nash flush mount ceiling fixtures by Sea Gull Lighting provide a clean, subtle look with a designer finish. Offered in Chrome, Brushed Nickel, Satin Bronze, White and Heirloom Bronze finishes, the assortment includes one-light, two-light and three-light flush mounts. Installation and bulb changing is easy with a twist and lock glass shade - no screws or glass holders to lose. Incandescent, Integrated LED, and ENERGY STAR-qualified LED lamping are available. All fixtures are Damp Rated and California Title 24 compliant. | CEILING | Nash | Ceiling Lights | Chrome | 5 | Steel |  |  |  | Satin Etched Glass | 3 Medium A19 9.3w |  | 3 | Yes | [14 empty] | 0 | [12 empty] | 70.48 | 140.96 | 211.44 | D:16 3/4'' H:5 1/2'' | 5.5 | 16.75 |  |  | 5.5 | Cap Nuts | [6 empty] | No |  | No | [25 empty] | 6.5 | Black/White |  |  | Hardwired | 0 | 0 | 0 | 1 | 1 | 0 | 0 | 0 | 0 | 0 | 0 | 785652051760 | 18.1 | 18 | 9 | 8.1 | 1.697 | 175 | Yes | [8 empty] | UL Damp | cUL Damp | NASH 3L FLUSH MOUNT-05 | Three Light Ceiling Flush Mount |  | 75436EN3-05.jpg | 75436.jpg
75436EN3-15 | Three Light Ceiling Flush Mount | The Nash flush mount ceiling fixtures by Sea Gull Lighting provide a clean, subtle look with a designer finish. Offered in Chrome, Brushed Nickel, Satin Bronze, White and Heirloom Bronze finishes, the assortment includes one-light, two-light and three-light flush mounts. Installation and bulb changing is easy with a twist and lock glass shade - no screws or glass holders to lose. Incandescent, Integrated LED, and ENERGY STAR-qualified LED lamping are available. All fixtures are Damp Rated and California Title 24 compliant. | CEILING | Nash | Ceiling Lights | White | 15 | Steel |  |  |  | Satin Etched Glass | 3 Medium A19 9.3w |  | 3 | Yes | [14 empty] | 0 | [12 empty] | 74.98 | 149.96 | 224.94 | D:16 3/4'' H:5 1/2'' | 5.5 | 16.75 |  |  | 5.5 | Cap Nuts | [6 empty] | No |  | No | [25 empty] | 6.5 | Black/White |  |  | Hardwired | 0 | 0 | 0 | 1 | 1 | 0 | 0 | 0 | 0 | 0 | 0 | 785652051777 | 18 | 18 | 9 | 8.1 | 1.688 | 175 | Yes | [8 empty] | UL Damp | cUL Damp | NASH 3L FLUSH MOUNT-15 | Three Light Ceiling Flush Mount |  | 75436EN3-15.jpg | 75436.jpg
75436EN3-782 | Three Light Ceiling Flush Mount | The Nash flush mount ceiling fixtures by Sea Gull Lighting provide a clean, subtle look with a designer finish. Offered in Chrome, Brushed Nickel, Satin Bronze, White and Heirloom Bronze finishes, the assortment includes one-light, two-light and three-light flush mounts. Installation and bulb changing is easy with a twist and lock glass shade - no screws or glass holders to lose. Incandescent, Integrated LED, and ENERGY STAR-qualified LED lamping are available. All fixtures are Damp Rated and California Title 24 compliant. | CEILING | Nash | Ceiling Lights | Heirloom Bronze | 782 | Steel |  |  |  | Satin Etched Glass | 3 Medium A19 9.3w |  | 3 | Yes | [14 empty] | 0 | [12 empty] | 74.98 | 149.96 | 224.94 | D:16 3/4'' H:5 1/2'' | 5.5 | 16.75 |  |  | 5.5 | Cap Nuts | [6 empty] | No |  | No | [25 empty] | 6.5 | Black/White |  |  | Hardwired | 0 | 0 | 0 | 1 | 1 | 0 | 0 | 0 | 0 | 0 | 0 | 785652051784 | 18 | 18 | 9 | 7.9 | 1.688 | 175 | Yes | [8 empty] | UL Damp | cUL Damp | NASH 3L FLUSH MOUNT-782 | Three Light Ceiling Flush Mount |  | 75436EN3-782.jpg | 75436.jpg
75436EN3-848 | Three Light Ceiling Flush Mount | The Nash flush mount ceiling fixtures by Sea Gull Lighting provide a clean, subtle look with a designer finish. Offered in Chrome, Brushed Nickel, Satin Bronze, White and Heirloom Bronze finishes, the assortment includes one-light, two-light and three-light flush mounts. Installation and bulb changing is easy with a twist and lock glass shade - no screws or glass holders to lose. Incandescent, Integrated LED, and ENERGY STAR-qualified LED lamping are available. All fixtures are Damp Rated and California Title 24 compliant. | CEILING | Nash | Ceiling Lights | Satin Bronze | 848 | Steel |  |  |  | Satin Etched Glass | 3 Medium A19 9.3w |  | 3 | Yes | [14 empty] | 0 | [12 empty] | 70.48 | 140.96 | 211.44 | D:16 3/4'' H:5 1/2'' | 5.5 | 16.75 |  |  | 5.5 | Cap Nuts | [6 empty] | No |  | No | [25 empty] | 6.5 | Black/White |  |  | Hardwired | 0 | 0 | 0 | 1 | 1 | 0 | 0 | 0 | 0 | 0 | 0 | 785652051791 | 18 | 18 | 9 | 8.1 | 1.688 | 175 | Yes | [8 empty] | UL Damp | cUL Damp | NASH 3L FLUSH MOUNT-848 | Three Light Ceiling Flush Mount |  | 75436EN3-848.jpg | 75436.jpg
75436EN3-962 | Three Light Ceiling Flush Mount | The Nash flush mount ceiling fixtures by Sea Gull Lighting provide a clean, subtle look with a designer finish. Offered in Chrome, Brushed Nickel, Satin Bronze, White and Heirloom Bronze finishes, the assortment includes one-light, two-light and three-light flush mounts. Installation and bulb changing is easy with a twist and lock glass shade - no screws or glass holders to lose. Incandescent, Integrated LED, and ENERGY STAR-qualified LED lamping are available. All fixtures are Damp Rated and California Title 24 compliant. | CEILING | Nash | Ceiling Lights | Brushed Nickel | 962 | Steel |  |  |  | Satin Etched Glass | 3 Medium A19 9.3w |  | 3 | Yes | [14 empty] | 0 | [12 empty] | 74.98 | 149.96 | 224.94 | D:16 3/4'' H:5 1/2'' | 5.5 | 16.75 |  |  | 5.5 | Cap Nuts | [6 empty] | No |  | No | [25 empty] | 6.5 | Black/White |  |  | Hardwired | 0 | 0 | 0 | 1 | 1 | 0 | 0 | 0 | 0 | 0 | 0 | 785652046339 | 18 | 18 | 9 | 8.1 | 1.688 | 175 | Yes | [8 empty] | UL Damp | cUL Damp | NASH 3L FLUSH MOUNT-962 | Three Light Ceiling Flush Mount |  | 75436EN3-962.jpg | 75436.jpg
75444-782 | One Light Ceiling Flush Mount | The Nash flush mount ceiling fixtures by Sea Gull Lighting provide a clean, subtle look with a designer finish. Offered in Chrome, Brushed Nickel, Satin Bronze, White and Heirloom Bronze finishes, the assortment includes one-light, two-light and three-light flush mounts. Installation and bulb changing is easy with a twist and lock glass shade - no screws or glass holders to lose. Incandescent, Integrated LED, and ENERGY STAR-qualified LED lamping are available. All fixtures are Damp Rated and California Title 24 compliant. | CEILING | Nash | Ceiling Lights | Heirloom Bronze | 782 | Steel |  |  |  | Amber Scavo Glass | 1 Medium A19 60w |  | 1 | No | [14 empty] | 0 | [12 empty] | 24.98 | 49.96 | 74.94 | D:11 1/2'' H:4'' | 2.9 | 11.5 |  |  | 4 | Cap Nuts | [6 empty] | No |  | No | [25 empty] | 6.5 | Black/White |  |  | Hardwired | 0 | 0 | 0 | 0 | 1 | 0 | 0 | 1 | 0 | 0 | 0 | 785652058820 | 12.75 | 12.75 | 6.5 | 4.1 | 0.611 | 125 | Yes | [8 empty] | C-UL-US Damp |  | NASH 1L FLUSH MOUNT-782 | One Light Ceiling Flush Mount |  | 75444-782.png | 75444.jpg
7544493S-782 | Small LED Ceiling Flush Mount | The Nash flush mount ceiling fixtures by Sea Gull Lighting provide a clean, subtle look with a designer finish. Offered in Chrome, Brushed Nickel, Satin Bronze, White and Heirloom Bronze finishes, the assortment includes one-light, two-light and three-light flush mounts. Installation and bulb changing is easy with a twist and lock glass shade - no screws or glass holders to lose. Incandescent, Integrated LED, and ENERGY STAR-qualified LED lamping are available. All fixtures are Damp Rated and California Title 24 compliant. | CEILING | Nash | Ceiling Lights | Heirloom Bronze | 782 | Steel |  |  |  | Amber Scavo Glass |  |  | 1 | No | 1000 | 3000 | 90 | 14 | 120 | 19 - Integrated | MODS - Modules |  | 5 | 100 | LED | 14 | 14 | 50000 | 0 | [12 empty] | 37.48 | 74.96 | 112.44 | D:11 1/2'' H:4'' | 2.9 | 11.5 |  |  | 4 | Cap Nuts | [6 empty] | No |  | No | [25 empty] | 6.5 | Black/White |  |  | Hardwired | 0 | 0 | 0 | 0 | 1 | 0 | 0 | 0 | 0 | 0 | 0 | 785652064869 | 13 | 12.75 | 6.5 | 3.7 | 0.623 | 175 | Yes | [8 empty] | C-UL-US Damp |  | NASH LED FLUSH MOUNT-782 | Small LED Ceiling Flush Mount |  | 7544493S-782.jpg | 75434.jpg
75444EN3-782 | One Light Ceiling Flush Mount | The Nash flush mount ceiling fixtures by Sea Gull Lighting provide a clean, subtle look with a designer finish. Offered in Chrome, Brushed Nickel, Satin Bronze, White and Heirloom Bronze finishes, the assortment includes one-light, two-light and three-light flush mounts. Installation and bulb changing is easy with a twist and lock glass shade - no screws or glass holders to lose. Incandescent, Integrated LED, and ENERGY STAR-qualified LED lamping are available. All fixtures are Damp Rated and California Title 24 compliant. | CEILING | Nash | Ceiling Lights | Heirloom Bronze | 782 | Steel |  |  |  | Amber Scavo Glass | 1 Medium A19 9.3w |  | 1 | Yes | [14 empty] | 0 | [12 empty] | 30.48 | 60.96 | 91.44 | D:11 1/2'' H:4'' | 2.9 | 11.5 |  |  | 4 | Cap Nuts | [6 empty] | No |  | No | [25 empty] | 6.5 | Black/White |  |  | Hardwired | 0 | 0 | 0 | 1 | 1 | 0 | 0 | 0 | 0 | 0 | 0 | 785652058844 | 12.75 | 12.75 | 6.5 | 4.2 | 0.611 | 125 | Yes | [8 empty] | UL Damp | cUL Damp | NASH 1L FLUSH MOUNT-782 | One Light Ceiling Flush Mount |  | 75444EN3-782.png | 75444EN3.jpg
75445-782 | Two Light Ceiling Flush Mount | The Nash flush mount ceiling fixtures by Sea Gull Lighting provide a clean, subtle look with a designer finish. Offered in Chrome, Brushed Nickel, Satin Bronze, White and Heirloom Bronze finishes, the assortment includes one-light, two-light and three-light flush mounts. Installation and bulb changing is easy with a twist and lock glass shade - no screws or glass holders to lose. Incandescent, Integrated LED, and ENERGY STAR-qualified LED lamping are available. All fixtures are Damp Rated and California Title 24 compliant. | CEILING | Nash | Ceiling Lights | Heirloom Bronze | 782 | Steel |  |  |  | Amber Scavo Glass | 2 Medium A19 60w |  | 2 | No | [14 empty] | 0 | [12 empty] | 36.98 | 73.96 | 110.94 | D:14'' H:4 1/2'' | 3.7 | 14 |  |  | 4.5 | Cap Nuts | [6 empty] | No |  | No | [25 empty] | 6.5 | Black/White |  |  | Hardwired | 0 | 0 | 0 | 0 | 1 | 0 | 0 | 1 | 0 | 0 | 0 | 785652058851 | 15.25 | 15.25 | 8.25 | 5.1 | 1.11 | 175 | Yes | [8 empty] | C-UL-US Damp |  | NASH 2L FLUSH MOUNT-782 | Two Light Ceiling Flush Mount |  | 75445-782.png | 75445.jpg
7544593S-782 | Medium LED Ceiling Flush Mount | The Nash flush mount ceiling fixtures by Sea Gull Lighting provide a clean, subtle look with a designer finish. Offered in Chrome, Brushed Nickel, Satin Bronze, White and Heirloom Bronze finishes, the assortment includes one-light, two-light and three-light flush mounts. Installation and bulb changing is easy with a twist and lock glass shade - no screws or glass holders to lose. Incandescent, Integrated LED, and ENERGY STAR-qualified LED lamping are available. All fixtures are Damp Rated and California Title 24 compliant. | CEILING | Nash | Ceiling Lights | Heirloom Bronze | 782 | Steel |  |  |  | Amber Scavo Glass |  |  | 1 | No | 1000 | 3000 | 90 | 14 | 120 | 19 - Integrated | MODS - Modules |  | 5 | 100 | LED | 14 | 14 | 50000 | 0 | [12 empty] | 52.48 | 104.96 | 157.44 | D:14'' H:4 1/2'' | 3.7 | 14 |  |  | 4.5 | Cap Nuts | [6 empty] | No |  | No | [25 empty] | 6.5 | Black/White |  |  | Hardwired | 0 | 0 | 0 | 0 | 1 | 0 | 0 | 0 | 0 | 0 | 0 | 785652064876 | 15.5 | 15.25 | 8 | 5.1 | 1.094 | 175 | Yes | [8 empty] | C-UL-US Damp |  | NASH LED FLUSH MOUNT-782 | Medium LED Ceiling Flush Mount |  | 7544593S-782.jpg | 75445.jpg
75445EN3-782 | Two Light Ceiling Flush Mount | The Nash flush mount ceiling fixtures by Sea Gull Lighting provide a clean, subtle look with a designer finish. Offered in Chrome, Brushed Nickel, Satin Bronze, White and Heirloom Bronze finishes, the assortment includes one-light, two-light and three-light flush mounts. Installation and bulb changing is easy with a twist and lock glass shade - no screws or glass holders to lose. Incandescent, Integrated LED, and ENERGY STAR-qualified LED lamping are available. All fixtures are Damp Rated and California Title 24 compliant. | CEILING | Nash | Ceiling Lights | Heirloom Bronze | 782 | Steel |  |  |  | Amber Scavo Glass | 2 Medium A19 9.3w |  | 2 | Yes | [14 empty] | 0 | [12 empty] | 47.98 | 95.96 | 143.94 | D:14'' H:4 1/2'' | 3.7 | 14 |  |  | 4.5 | Cap Nuts | [6 empty] | No |  | No | [25 empty] | 6.5 | Black/White |  |  | Hardwired | 0 | 0 | 0 | 1 | 1 | 0 | 0 | 0 | 0 | 0 | 0 | 785652058875 | 15.25 | 15 | 8 | 5.6 | 1.059 | 175 | Yes | [8 empty] | UL Damp | cUL Damp | NASH 2L FLUSH MOUNT-782 | Two Light Ceiling Flush Mount |  | 75445EN3-782.png | 75445EN3.jpg
75446-782 | Three Light Ceiling Flush Mount | The Nash flush mount ceiling fixtures by Sea Gull Lighting provide a clean, subtle look with a designer finish. Offered in Chrome, Brushed Nickel, Satin Bronze, White and Heirloom Bronze finishes, the assortment includes one-light, two-light and three-light flush mounts. Installation and bulb changing is easy with a twist and lock glass shade - no screws or glass holders to lose. Incandescent, Integrated LED, and ENERGY STAR-qualified LED lamping are available. All fixtures are Damp Rated and California Title 24 compliant. | CEILING | Nash | Ceiling Lights | Heirloom Bronze | 782 | Steel |  |  |  | Amber Scavo Glass | 3 Medium A19 60w |  | 3 | No | [14 empty] | 0 | [12 empty] | 56.98 | 113.96 | 170.94 | D:16 3/4'' H:5 1/2'' | 5.5 | 16.75 |  |  | 5.5 | Cap Nuts | [6 empty] | No |  | No | [25 empty] | 6.5 | Black/White |  |  | Hardwired | 0 | 0 | 0 | 0 | 1 | 0 | 0 | 1 | 0 | 0 | 0 | 785652058882 | 18.25 | 18 | 9.25 | 8 | 1.758 | 175 | Yes | [8 empty] | C-UL-US Damp |  | NASH 3L FLUSH MOUNT-782 | Three Light Ceiling Flush Mount |  | 75446_782.png | 75446.jpg
7544693S-782 | Large LED Ceiling Flush Mount | The Nash flush mount ceiling fixtures by Sea Gull Lighting provide a clean, subtle look with a designer finish. Offered in Chrome, Brushed Nickel, Satin Bronze, White and Heirloom Bronze finishes, the assortment includes one-light, two-light and three-light flush mounts. Installation and bulb changing is easy with a twist and lock glass shade - no screws or glass holders to lose. Incandescent, Integrated LED, and ENERGY STAR-qualified LED lamping are available. All fixtures are Damp Rated and California Title 24 compliant. | CEILING | Nash | Ceiling Lights | Heirloom Bronze | 782 | Steel |  |  |  | Amber Scavo Glass |  |  | 2 | No | 2000 | 3000 | 90 | 28 | 120 | 19 - Integrated | MODS - Modules |  | 5 | 100 | LED | 28 | 28 | 50000 | 0 | [12 empty] | 82.98 | 165.96 | 248.94 | D:16 3/4'' H:5 1/2'' | 5.5 | 16.75 |  |  | 5.5 | Cap Nuts | [6 empty] | No |  | No | [25 empty] | 6.5 | Black/White |  |  | Hardwired | 0 | 0 | 0 | 0 | 1 | 0 | 0 | 0 | 0 | 0 | 0 | 785652064883 | 18.5 | 18.5 | 9.25 | 7.4 | 1.832 | 175 | Yes | [8 empty] | C-UL-US Damp |  | NASH LED FLUSH MOUNT-782 | Large LED Ceiling Flush Mount |  | 7544693S-782.jpg | 75446.jpg
75446EN3-782 | Three Light Ceiling Flush Mount | The Nash flush mount ceiling fixtures by Sea Gull Lighting provide a clean, subtle look with a designer finish. Offered in Chrome, Brushed Nickel, Satin Bronze, White and Heirloom Bronze finishes, the assortment includes one-light, two-light and three-light flush mounts. Installation and bulb changing is easy with a twist and lock glass shade - no screws or glass holders to lose. Incandescent, Integrated LED, and ENERGY STAR-qualified LED lamping are available. All fixtures are Damp Rated and California Title 24 compliant. | CEILING | Nash | Ceiling Lights | Heirloom Bronze | 782 | Steel |  |  |  | Amber Scavo Glass | 3 Medium A19 9.3w |  | 3 | Yes | [14 empty] | 0 | [12 empty] | 73.48 | 146.96 | 220.44 | D:16 3/4'' H:5 1/2'' | 5.5 | 16.75 |  |  | 5.5 | Cap Nuts | [6 empty] | No |  | No | [25 empty] | 6.5 | Black/White |  |  | Hardwired | 0 | 0 | 0 | 1 | 1 | 0 | 0 | 0 | 0 | 0 | 0 | 785652058905 | 18.25 | 18 | 9.25 | 8.6 | 1.758 | 175 | Yes | [8 empty] | UL Damp | cUL Damp | NASH 3L FLUSH MOUNT-782 | Three Light Ceiling Flush Mount |  | 75446EN3_782.png | 75446EN3.jpg
75467-71 | One Light Outdoor Ceiling Flush Mount | These outdoor ceiling fixtures are made to complement a wide range of architectural styles and crafted from high quality, durable materials to provide you sensible style that lasts. The etched glass provides generous and even illumination. | OUTDOOR | Outdoor Ceiling | Outdoor Lighting | Antique Bronze | 71 | Brass | Clear Textured Glass |  |  |  | 1 Medium A19 60w |  | 1 | No | [14 empty] | 0 | [12 empty] | 32.48 | 64.96 | 97.44 | L:7 1/2'' W:7 1/2'' H:5 1/4'' | 2.5 |  | 7.5 | 7.5 | 5.25 | Center Lock-Up | [6 empty] | No |  | No | [25 empty] | 6.5 |  |  | N/A | Hardwired | 0 | 0 | 0 | 0 | 1 | 0 | 0 | 0 | 0 | 0 | 0 | 785652954672 | 9.25 | 9.25 | 6.75 | 3.1 | 0.334 | 100 | Yes | 6 | 10785652954679 | 27.5 | 9.5 | 14 | 20.3 | 2.117 | Yes |  | cETL Damp | 1L OUTDOOR CEILING-71 | One Light Outdoor Ceiling Flush Mount |  | 75467-71.jpg | 75467.jpg
75467-965 | One Light Outdoor Ceiling Flush Mount | These outdoor ceiling fixtures are made to complement a wide range of architectural styles and crafted from high quality, durable materials to provide you sensible style that lasts. The etched glass provides generous and even illumination. | OUTDOOR | Outdoor Ceiling | Outdoor Lighting | Antique Brushed Nickel | 965 | Brass | Clear Textured Glass |  |  |  | 1 Medium A19 60w |  | 1 | No | [14 empty] | 0 | [12 empty] | 26.5 | 53 | 79.5 | L:7 1/2'' W:7 1/2'' H:5 1/4'' | 2.5 |  | 7.5 | 7.5 | 5.25 | Center Lock-Up | [6 empty] | No |  | No | [25 empty] | 6.5 |  |  | N/A | Hardwired | 0 | 0 | 0 | 0 | 1 | 0 | 0 | 0 | 0 | 0 | 0 | 785652954696 | 9.25 | 9.25 | 6.75 | 3.1 | 0.334 | 100 | Yes | 6 | 10785652954693 | 27.5 | 9.5 | 14 | 20.3 | 2.117 | Yes |  | cETL Damp | 1L OUTDOOR CEILING-965 | One Light Outdoor Ceiling Flush Mount |  | 75467-965.jpg | 75467.jpg
7546701-12 | One Light Outdoor Ceiling Flush Mount |  | OUTDOOR | Lavon | Outdoor Lighting | Black | 12 | Polypropylene | Smooth White Glass |  |  |  | 1 Medium A19 60w |  | 1 | No | [14 empty] | 0 | [12 empty] | 19.5 | 39 | 58.5 | L:7 1/4'' W:7 1/4'' H:6 7/8'' |  |  | 7.25 | 7.25 | 6.875 | Cap Nuts | [6 empty] | No |  | No | [20 empty] | DP:5 7/8'' W:5 7/8'' H:1 15/16'' Square |  |  |  |  | 6.5 | Black/White |  |  | Hardwired | 0 | 0 | 0 | 0 | 1 | 0 | 0 | 0 | 0 | 0 | 0 | 785652078958 | [15 empty] | C-UL-US Damp |  | LAVON 1L OUTDOOR CEILING-12 | One Light Outdoor Ceiling Flush Mount |  | 7546701-12.jpg | 7546701.jpg
7546701-15 | One Light Outdoor Ceiling Flush Mount |  | OUTDOOR | Lavon | Outdoor Lighting | White | 15 | Polypropylene | Smooth White Glass |  |  |  | 1 Medium A19 60w |  | 1 | No | [14 empty] | 0 | [12 empty] | 19.5 | 39 | 58.5 | L:7 1/4'' W:7 1/4'' H:6 7/8'' |  |  | 7.25 | 7.25 | 6.875 | Cap Nuts | [6 empty] | No |  | No | [20 empty] | DP:5 7/8'' W:5 7/8'' H:1 15/16'' Square |  |  |  |  | 6.5 | Black/White |  |  | Hardwired | 0 | 0 | 0 | 0 | 1 | 0 | 0 | 0 | 0 | 0 | 0 | 785652078965 | [15 empty] | C-UL-US Damp |  | LAVON 1L OUTDOOR CEILING-15 | One Light Outdoor Ceiling Flush Mount |  | 7546701-15.jpg | 7546701.jpg
7546701-71 | One Light Pendant |  | OUTDOOR | Lavon | Outdoor Lighting | Antique Bronze | 71 | Polypropylene | Smooth White Glass |  |  |  | 1 Medium A19 60w |  | 1 | No | [14 empty] | 0 | [12 empty] | 19.5 | 39 | 58.5 | L:7 1/4'' W:7 1/4'' H:6 7/8'' |  |  | 7.25 | 7.25 | 6.875 | Cap Nuts | [6 empty] | No |  | No | [20 empty] | DP:5 7/8'' W:5 7/8'' H:1 15/16'' Square |  |  |  |  | 6.5 | Black/White |  |  | Hardwired | 0 | 0 | 0 | 0 | 1 | 0 | 0 | 0 | 0 | 0 | 0 | 785652078972 | [15 empty] | C-UL-US Damp |  | LAVON 1L OUTDOOR CEILING-71 | One Light Outdoor Ceiling Flush Mount |  | 7546701-71.jpg | 7546701.jpg
7546701EN3-12 | One Light Outdoor Ceiling Flush Mount |  | OUTDOOR | Lavon | Outdoor Lighting | Black | 12 | Polypropylene | Smooth White Glass |  |  |  | 1 Medium A19 9.3w |  | 1 | Yes | [14 empty] | 0 | [12 empty] | 24.5 | 49 | 73.5 | L:7 1/4'' W:7 1/4'' H:6 7/8'' |  |  | 7.25 | 7.25 | 6.875 | Cap Nuts | [6 empty] | No |  | No | [20 empty] | DP:5 7/8'' W:5 7/8'' H:1 15/16'' Square |  |  |  |  | 6.5 | Black/White |  |  | Hardwired | 0 | 0 | 0 | 1 | 1 | 0 | 0 | 0 | 0 | 0 | 0 | 785652083082 | [15 empty] | C-UL-US Damp |  | LAVON 1L OUTDOOR CEILING-12 | One Light Outdoor Ceiling Flush Mount |  | 7546701EN3-12.jpg | 7546701EN3.jpg
7546701EN3-15 | One Light Outdoor Ceiling Flush Mount |  | OUTDOOR | Lavon | Outdoor Lighting | White | 15 | Polypropylene | Smooth White Glass |  |  |  | 1 Medium A19 9.3w |  | 1 | Yes | [14 empty] | 0 | [12 empty] | 24.5 | 49 | 73.5 | L:7 1/4'' W:7 1/4'' H:6 7/8'' |  |  | 7.25 | 7.25 | 6.875 | Cap Nuts | [6 empty] | No |  | No | [20 empty] | DP:5 7/8'' W:5 7/8'' H:1 15/16'' Square |  |  |  |  | 6.5 | Black/White |  |  | Hardwired | 0 | 0 | 0 | 1 | 1 | 0 | 0 | 0 | 0 | 0 | 0 | 785652083099 | [15 empty] | C-UL-US Damp |  | LAVON 1L OUTDOOR CEILING-15 | One Light Outdoor Ceiling Flush Mount |  | 7546701EN3-15.jpg | 7546701EN3.jpg
7546701EN3-71 | One Light Outdoor Ceiling Flush Mount |  | OUTDOOR | Lavon | Outdoor Lighting | Antique Bronze | 71 | Polypropylene | Smooth White Glass |  |  |  | 1 Medium A19 9.3w |  | 1 | Yes | [14 empty] | 0 | [12 empty] | 24.5 | 49 | 73.5 | L:7 1/4'' W:7 1/4'' H:6 7/8'' |  |  | 7.25 | 7.25 | 6.875 | Cap Nuts | [6 empty] | No |  | No | [20 empty] | DP:5 7/8'' W:5 7/8'' H:1 15/16'' Square |  |  |  |  | 6.5 | Black/White |  |  | Hardwired | 0 | 0 | 0 | 1 | 1 | 0 | 0 | 0 | 0 | 0 | 0 | 785652083105 | [15 empty] | C-UL-US Damp |  | LAVON 1L OUTDOOR CEILING-71 | One Light Outdoor Ceiling Flush Mount |  | 7546701EN3-71.jpg | 7546701EN3.jpg
75467EN3-71 | One Light Outdoor Ceiling Flush Mount | These outdoor ceiling fixtures are made to complement a wide range of architectural styles and crafted from high quality, durable materials to provide you sensible style that lasts. The etched glass provides generous and even illumination. | OUTDOOR | Outdoor Ceiling | Outdoor Lighting | Antique Bronze | 71 | Brass | Clear Textured Glass |  |  |  | 1 Medium A19 9.3w |  | 1 | Yes | [14 empty] | 0 | [12 empty] | 36.98 | 73.96 | 110.94 | L:7 1/2'' W:7 1/2'' H:5 1/4'' | 2.5 |  | 7.5 | 7.5 | 5.25 | Center Lock-Up | [6 empty] | No |  | No | [25 empty] | 6.5 | Black/White |  | N/A | Hardwired | 0 | 0 | 0 | 1 | 1 | 0 | 0 | 0 | 0 | 0 | 0 | 785652051807 | 9.25 | 9.25 | 6.75 | 3.1 | 0.334 | 100 | Yes | 6 | 10785652051804 | 27.5 | 9.5 | 14 | 20.3 | 2.117 | Yes |  | cETL Damp | 1L OUTDOOR CEILING-71 | One Light Outdoor Ceiling Flush Mount |  | 75467EN3-71.jpg | 75467.jpg
75467EN3-965 | One Light Outdoor Ceiling Flush Mount | These outdoor ceiling fixtures are made to complement a wide range of architectural styles and crafted from high quality, durable materials to provide you sensible style that lasts. The etched glass provides generous and even illumination. | OUTDOOR | Outdoor Ceiling | Outdoor Lighting | Antique Brushed Nickel | 965 | Brass | Clear Textured Glass |  |  |  | 1 Medium A19 9.3w |  | 1 | Yes | [14 empty] | 0 | [12 empty] | 30.1 | 60.2 | 90.3 | L:7 1/2'' W:7 1/2'' H:5 1/4'' | 2.5 |  | 7.5 | 7.5 | 5.25 | Center Lock-Up | [6 empty] | No |  | No | [25 empty] | 6.5 | Black/White |  | N/A | Hardwired | 0 | 0 | 0 | 1 | 1 | 0 | 0 | 0 | 0 | 0 | 0 | 785652051814 | 9.25 | 9.25 | 6.75 | 3.1 | 0.334 | 100 | Yes | 6 | 10785652051811 | 27.5 | 9.5 | 14 | 20.3 | 2.117 | Yes |  | cETL Damp | 1L OUTDOOR CEILING-965 | One Light Outdoor Ceiling Flush Mount |  | 75467EN3-965.jpg | 75467.jpg
75520-845 | Two Light Ceiling Flush Mount | The subtle details of the Parkfield lighting collection by Sea Gull Lighting make this transitional design perfect for a wide range of décor. The four-sided, glass shades and the supporting sockets feature a graduated step detail which gives each fixture a slightly more masculine and tailored look. Available in both a casual Flemish Bronze finish with Crème Parchment glass or the elegantly modern Brushed Nickel finish with Opal Etched glass, the full lighting collection offers a nine-light or five-light chandelier, a three-light down chandelier; a two-light semi-flush mount; a three-light up pendant; and one-light, two-light, three-light and four-light bath fixture (all of which can mount up or down). Incandescent and ENERGY STAR-qualified LED lamping are available. | CEILING | Parkfield | Ceiling Lights | Flemish Bronze | 845 | Steel | Creme Parchment Glass | D:12.0625" |  |  | 2 Medium A19 60w |  | 2 | No | [14 empty] | 0 | [12 empty] | 56.48 | 112.96 | 169.44 | D:13 1/4'' H:6 1/4'' | 4.5 | 13.25 |  |  | 6.25 | Key Slots | [6 empty] | No |  | No | [25 empty] | 6.5 |  |  | N/A | Hardwired | 0 | 0 | 0 | 0 | 1 | 0 | 0 | 1 | 0 | 0 | 0 | 785652755200 | 15.75 | 15.75 | 8.25 | 6.8 | 1.184 | 175 | Yes | [8 empty] | UL Damp | cUL Damp | PARKFIELD 2L CEILING-845 | Two Light Ceiling Flush Mount |  | 75520-845.jpg | 75520.jpg
75520-962 | Two Light Flush Mount | The subtle details of the Parkfield lighting collection by Sea Gull Lighting make this transitional design perfect for a wide range of décor. The four-sided, glass shades and the supporting sockets feature a graduated step detail which gives each fixture a slightly more masculine and tailored look. Available in both a casual Flemish Bronze finish with Crème Parchment glass or the elegantly modern Brushed Nickel finish with Opal Etched glass, the full lighting collection offers a nine-light or five-light chandelier, a three-light down chandelier; a two-light semi-flush mount; a three-light up pendant; and one-light, two-light, three-light and four-light bath fixture (all of which can mount up or down). Incandescent and ENERGY STAR-qualified LED lamping are available. | CEILING | Parkfield | Ceiling Lights | Brushed Nickel | 962 | Steel | Etched / White Inside Glass | D:12.0625" |  |  | 2 Medium A19 60w |  | 2 | No | [14 empty] | 0 | [12 empty] | 55.48 | 110.96 | 166.44 | D:13 1/4'' H:6 1/4'' | 4.5 | 13.25 |  |  | 6.25 | Key Slots | [6 empty] | No |  | No | [25 empty] | 6.5 |  |  | N/A | Hardwired | 0 | 0 | 0 | 0 | 1 | 0 | 0 | 1 | 0 | 0 | 0 | 785652276378 | 16 | 15.75 | 8 | 6.5 | 1.167 | 175 | Yes | [8 empty] | UL Damp | cUL Damp | PARKFIELD 2L CEILING-962 | Two Light Flush Mount |  | 75520-962.jpg | 75520.jpg
75520EN3-845 | Two Light Ceiling Flush Mount | The subtle details of the Parkfield lighting collection by Sea Gull Lighting make this transitional design perfect for a wide range of décor. The four-sided, glass shades and the supporting sockets feature a graduated step detail which gives each fixture a slightly more masculine and tailored look. Available in both a casual Flemish Bronze finish with Crème Parchment glass or the elegantly modern Brushed Nickel finish with Opal Etched glass, the full lighting collection offers a nine-light or five-light chandelier, a three-light down chandelier; a two-light semi-flush mount; a three-light up pendant; and one-light, two-light, three-light and four-light bath fixture (all of which can mount up or down). Incandescent and ENERGY STAR-qualified LED lamping are available. | CEILING | Parkfield | Ceiling Lights | Flemish Bronze | 845 | Steel | Creme Parchment Glass | D:12.0625" |  |  | 2 Medium A19 9.3w |  | 2 | Yes | [14 empty] | 0 | [12 empty] | 66.48 | 132.96 | 199.44 | D:13 1/4'' H:6 1/4'' | 4.5 | 13.25 |  |  | 6.25 | Key Slots | [6 empty] | No |  | No | [25 empty] | 6.5 | Black/White |  | N/A | Hardwired | 0 | 0 | 0 | 1 | 1 | 0 | 0 | 0 | 0 | 0 | 0 | 785652055591 | 16 | 15.75 | 8 | 6.5 | 1.167 | 175 | Yes | [8 empty] | UL Damp | cUL Damp | PARKFIELD 2L CEILING-845 | Two Light Ceiling Flush Mount |  | 75520EN3-845.jpg | 75520.jpg
75520EN3-962 | Two Light Ceiling Flush Mount | The subtle details of the Parkfield lighting collection by Sea Gull Lighting make this transitional design perfect for a wide range of décor. The four-sided, glass shades and the supporting sockets feature a graduated step detail which gives each fixture a slightly more masculine and tailored look. Available in both a casual Flemish Bronze finish with Crème Parchment glass or the elegantly modern Brushed Nickel finish with Opal Etched glass, the full lighting collection offers a nine-light or five-light chandelier, a three-light down chandelier; a two-light semi-flush mount; a three-light up pendant; and one-light, two-light, three-light and four-light bath fixture (all of which can mount up or down). Incandescent and ENERGY STAR-qualified LED lamping are available. | CEILING | Parkfield | Ceiling Lights | Brushed Nickel | 962 | Steel | Etched / White Inside Glass | D:12.0625" |  |  | 2 Medium A19 9.3w |  | 2 | Yes | [14 empty] | 0 | [12 empty] | 65.98 | 131.96 | 197.94 | D:13 1/4'' H:6 1/4'' | 4.5 | 13.25 |  |  | 6.25 | Key Slots | [6 empty] | No |  | No | [25 empty] | 6.5 | Black/White |  | N/A | Hardwired | 0 | 0 | 0 | 1 | 1 | 0 | 0 | 0 | 0 | 0 | 0 | 785652051821 | 16 | 15.75 | 8 | 6.5 | 1.167 | 175 | Yes | [8 empty] | UL Damp | cUL Damp | PARKFIELD 2L CEILING-962 | Two Light Ceiling Flush Mount |  | 75520EN3-962.jpg | 75520.jpg
75661-839 | Two Light Ceiling Flush Mount | The Winnetka indoor lighting collection by Sea Gull Lighting has a clean design which lends itself to a modern-mission style. The geometric, cylinder design has subtle ornamentation, while still offering impressive style. The indoor lighting collection is offered in Brushed Nickel or textured Blacksmith finishes, both with Satin Etched glass. The assortment includes 15-light, nine-light, five-light, and three-light chandeliers, pendants in four sizes, both flush and semi-flush ceiling fixtures, as well as one-light, two-light, three-light and four-light wall/bath fixtures. Most of these fixtures easily convert to LED by purchasing LED replacement lamps sold separately. | CEILING | Winnetka | Ceiling Lights | Blacksmith | 839 | Steel | Satin Etched Glass | D:11.8125" |  |  | 2 Medium A19 60w |  | 2 | No | [14 empty] | 0 | [12 empty] | 68.98 | 137.96 | 206.94 | D:14'' H:5 1/4'' | 4.6 | 14 |  |  | 5.25 | Key Slots | [6 empty] | No |  | No | [25 empty] | 6.5 |  |  | N/A | Hardwired | 0 | 0 | 0 | 0 | 1 | 0 | 0 | 1 | 0 | 0 | 0 | 785652756634 | 15.5 | 15.5 | 8.5 | 6.4 | 1.182 | 175 | Yes | [8 empty] | ETL Damp | cETL Damp | WINNETKA 2L CEILING-839 | Two Light Ceiling Flush Mount |  | 75661-839.jpg | 75661.jpg
75661-962 | Two Light Ceiling Flush Mount | The Winnetka indoor lighting collection by Sea Gull Lighting has a clean design which lends itself to a modern-mission style. The geometric, cylinder design has subtle ornamentation, while still offering impressive style. The indoor lighting collection is offered in Brushed Nickel or textured Blacksmith finishes, both with Satin Etched glass. The assortment includes 15-light, nine-light, five-light, and three-light chandeliers, pendants in four sizes, both flush and semi-flush ceiling fixtures, as well as one-light, two-light, three-light and four-light wall/bath fixtures. Most of these fixtures easily convert to LED by purchasing LED replacement lamps sold separately. | CEILING | Winnetka | Ceiling Lights | Brushed Nickel | 962 | Steel | Satin Etched Glass | D:11.8125" |  |  | 2 Medium A19 60w |  | 2 | No | [14 empty] | 0 | [12 empty] | 68.98 | 137.96 | 206.94 | D:14'' H:5 1/4'' | 4.6 | 14 |  |  | 5.25 | Key Slots | [6 empty] | No |  | No | [25 empty] | 6.5 |  |  | N/A | Hardwired | 0 | 0 | 0 | 0 | 1 | 0 | 0 | 1 | 0 | 0 | 0 | 785652226427 | 15.5 | 15.5 | 8.5 | 6.3 | 1.182 | 175 | Yes | [8 empty] | ETL Damp | cETL Damp | WINNETKA 2L CEILING-962 | Two Light Ceiling Flush Mount |  | 75661-962.jpg | 75661.jpg
75661EN3-839 | Two Light Ceiling Flush Mount | The Winnetka indoor lighting collection by Sea Gull Lighting has a clean design which lends itself to a modern-mission style. The geometric, cylinder design has subtle ornamentation, while still offering impressive style. The indoor lighting collection is offered in Brushed Nickel or textured Blacksmith finishes, both with Satin Etched glass. The assortment includes 15-light, nine-light, five-light, and three-light chandeliers, pendants in four sizes, both flush and semi-flush ceiling fixtures, as well as one-light, two-light, three-light and four-light wall/bath fixtures. Most of these fixtures easily convert to LED by purchasing LED replacement lamps sold separately. | CEILING | Winnetka | Ceiling Lights | Blacksmith | 839 | Steel | Satin Etched Glass | D:11.8125" |  |  | 2 Medium A19 9.3w |  | 2 | Yes | [14 empty] | 0 | [12 empty] | 74.95 | 149.9 | 224.85 | D:14'' H:5 1/4'' | 4.6 | 14 |  |  | 5.25 | Key Slots | [6 empty] | No |  | No | [25 empty] | 6.5 | Black/White |  | N/A | Hardwired | 0 | 0 | 0 | 1 | 1 | 0 | 0 | 0 | 0 | 0 | 0 | 785652047794 | 15.5 | 15.5 | 8.5 | 6.4 | 1.182 | 175 | Yes | [8 empty] | ETL Damp | cETL Damp | WINNETKA 2L CEILING-839 | Two Light Ceiling Flush Mount |  | 75661EN3-839.jpg | 75661.jpg
75661EN3-962 | Two Light Ceiling Flush Mount | The Winnetka indoor lighting collection by Sea Gull Lighting has a clean design which lends itself to a modern-mission style. The geometric, cylinder design has subtle ornamentation, while still offering impressive style. The indoor lighting collection is offered in Brushed Nickel or textured Blacksmith finishes, both with Satin Etched glass. The assortment includes 15-light, nine-light, five-light, and three-light chandeliers, pendants in four sizes, both flush and semi-flush ceiling fixtures, as well as one-light, two-light, three-light and four-light wall/bath fixtures. Most of these fixtures easily convert to LED by purchasing LED replacement lamps sold separately. | CEILING | Winnetka | Ceiling Lights | Brushed Nickel | 962 | Steel | Satin Etched Glass | D:11.8125" |  |  | 2 Medium A19 9.3w |  | 2 | Yes | [14 empty] | 0 | [12 empty] | 74.95 | 149.9 | 224.85 | D:14'' H:5 1/4'' | 4.6 | 14 |  |  | 5.25 | Key Slots | [6 empty] | No |  | No | [25 empty] | 6.5 | Black/White |  | N/A | Hardwired | 0 | 0 | 0 | 1 | 1 | 0 | 0 | 0 | 0 | 0 | 0 | 785652047800 | 15.5 | 15.5 | 8.5 | 6.3 | 1.182 | 175 | Yes | [8 empty] | ETL Damp | cETL Damp | WINNETKA 2L CEILING-962 | Two Light Ceiling Flush Mount |  | 75661EN3-962.jpg | 75661.jpg
75662-839 | Three Light Ceiling Flush Mount | The Winnetka indoor lighting collection by Sea Gull Lighting has a clean design which lends itself to a modern-mission style. The geometric, cylinder design has subtle ornamentation, while still offering impressive style. The indoor lighting collection is offered in Brushed Nickel or textured Blacksmith finishes, both with Satin Etched glass. The assortment includes 15-light, nine-light, five-light, and three-light chandeliers, pendants in four sizes, both flush and semi-flush ceiling fixtures, as well as one-light, two-light, three-light and four-light wall/bath fixtures. Most of these fixtures easily convert to LED by purchasing LED replacement lamps sold separately. | CEILING | Winnetka | Ceiling Lights | Blacksmith | 839 | Steel | Satin Etched Glass | D:15.4375" |  |  | 3 Medium A19 60w |  | 3 | No | [14 empty] | 0 | [12 empty] | 109.98 | 219.96 | 329.94 | D:17 3/4'' H:6'' | 6.6 | 17.75 |  |  | 6 | Key Slots | [6 empty] | No |  | No | [25 empty] | 6.5 |  |  | N/A | Hardwired | 0 | 0 | 0 | 0 | 1 | 0 | 0 | 1 | 0 | 0 | 0 | 785652756641 | 18.75 | 18.75 | 9.5 | 9.8 | 1.933 | 175 | Yes | [8 empty] | ETL Damp | cETL Damp | WINNETKA 3L CEILING-839 | Three Light Ceiling Flush Mount |  | 75662-839.jpg | 75662.jpg
75662-962 | Three Light Ceiling Flush Mount | The Winnetka indoor lighting collection by Sea Gull Lighting has a clean design which lends itself to a modern-mission style. The geometric, cylinder design has subtle ornamentation, while still offering impressive style. The indoor lighting collection is offered in Brushed Nickel or textured Blacksmith finishes, both with Satin Etched glass. The assortment includes 15-light, nine-light, five-light, and three-light chandeliers, pendants in four sizes, both flush and semi-flush ceiling fixtures, as well as one-light, two-light, three-light and four-light wall/bath fixtures. Most of these fixtures easily convert to LED by purchasing LED replacement lamps sold separately. | CEILING | Winnetka | Ceiling Lights | Brushed Nickel | 962 | Steel | Satin Etched Glass | D:15.4375" |  |  | 3 Medium A19 60w |  | 3 | No | [14 empty] | 0 | [12 empty] | 109.98 | 219.96 | 329.94 | D:17 3/4'' H:6'' | 6.6 | 17.75 |  |  | 6 | Key Slots | [6 empty] | No |  | No | [25 empty] | 6.5 |  |  | N/A | Hardwired | 0 | 0 | 0 | 0 | 1 | 0 | 0 | 1 | 0 | 0 | 0 | 785652226434 | 18.5 | 18.5 | 9.5 | 9.8 | 1.882 | 175 | Yes | [8 empty] | ETL Damp | cETL Damp | WINNETKA 3L CEILING-962 | Three Light Ceiling Flush Mount |  | 75661-962.jpg | 75662.jpg
75662EN3-839 | Three Light Ceiling Flush Mount | The Winnetka indoor lighting collection by Sea Gull Lighting has a clean design which lends itself to a modern-mission style. The geometric, cylinder design has subtle ornamentation, while still offering impressive style. The indoor lighting collection is offered in Brushed Nickel or textured Blacksmith finishes, both with Satin Etched glass. The assortment includes 15-light, nine-light, five-light, and three-light chandeliers, pendants in four sizes, both flush and semi-flush ceiling fixtures, as well as one-light, two-light, three-light and four-light wall/bath fixtures. Most of these fixtures easily convert to LED by purchasing LED replacement lamps sold separately. | CEILING | Winnetka | Ceiling Lights | Blacksmith | 839 | Steel | Satin Etched Glass | D:15.4375" |  |  | 3 Medium A19 9.3w |  | 3 | Yes | [14 empty] | 0 | [12 empty] | 124.98 | 249.96 | 374.94 | D:17 3/4'' H:6'' | 6.6 | 17.75 |  |  | 6 | Key Slots | [6 empty] | No |  | No | [25 empty] | 6.5 | Black/White |  | N/A | Hardwired | 0 | 0 | 0 | 1 | 1 | 0 | 0 | 0 | 0 | 0 | 0 | 785652047831 | 18.75 | 18.75 | 9.5 | 9.8 | 1.933 | 175 | Yes | [8 empty] | ETL Damp | cETL Damp | WINNETKA 3L CEILING-839 | Three Light Ceiling Flush Mount |  | 75662EN3-839.jpg | 75662.jpg
75662EN3-962 | Three Light Ceiling Flush Mount | The Winnetka indoor lighting collection by Sea Gull Lighting has a clean design which lends itself to a modern-mission style. The geometric, cylinder design has subtle ornamentation, while still offering impressive style. The indoor lighting collection is offered in Brushed Nickel or textured Blacksmith finishes, both with Satin Etched glass. The assortment includes 15-light, nine-light, five-light, and three-light chandeliers, pendants in four sizes, both flush and semi-flush ceiling fixtures, as well as one-light, two-light, three-light and four-light wall/bath fixtures. Most of these fixtures easily convert to LED by purchasing LED replacement lamps sold separately. | CEILING | Winnetka | Ceiling Lights | Brushed Nickel | 962 | Steel | Satin Etched Glass | D:15.4375" |  |  | 3 Medium A19 9.3w |  | 3 | Yes | [14 empty] | 0 | [12 empty] | 124.98 | 249.96 | 374.94 | D:17 3/4'' H:6'' | 6.6 | 17.75 |  |  | 6 | Key Slots | [6 empty] | No |  | No | [25 empty] | 6.5 | Black/White |  | N/A | Hardwired | 0 | 0 | 0 | 1 | 1 | 0 | 0 | 0 | 0 | 0 | 0 | 785652047848 | 18.5 | 18.5 | 9.5 | 9.8 | 1.882 | 175 | Yes | [8 empty] | ETL Damp | cETL Damp | WINNETKA 3L CEILING-962 | Three Light Ceiling Flush Mount |  | 75662EN3-962.jpg | 75662.jpg
7567-15 | One Light Outdoor Ceiling Flush Mount | These outdoor ceiling fixtures are made to complement a wide range of architectural styles and crafted from high quality, durable materials to provide you sensible style that lasts. The etched glass provides generous and even illumination. | OUTDOOR | Outdoor Ceiling | Outdoor Lighting | White | 15 | Polypropylene | Clear Textured Glass |  |  |  | 1 Medium A19 60w |  | 1 | No | [14 empty] | 0 | [12 empty] | 17.48 | 34.96 | 52.44 | L:8 1/4'' W:8 1/4'' H:4 3/4'' | 2.1 |  | 8.25 | 8.25 | 4.75 | Other | [6 empty] | No |  | No | [25 empty] | 6.5 |  |  | N/A | Hardwired | 0 | 0 | 0 | 0 | 1 | 0 | 0 | 0 | 0 | 0 | 0 | 785652756757 | 9.5 | 8.5 | 8.5 | 2.5 | 0.397 | 125 | Yes | 6 | 10785652756754 | 26.5 | 18 | 10 | 16.9 | 2.76 | Yes |  | cETL Damp | 1L OUTDOOR CEILING-15 | One Light Outdoor Ceiling Flush Mount |  | 7567-15.jpg | 7567.jpg
7567-32 | One Light Outdoor Ceiling Flush Mount | These outdoor ceiling fixtures are made to complement a wide range of architectural styles and crafted from high quality, durable materials to provide you sensible style that lasts. The etched glass provides generous and even illumination. | OUTDOOR | Outdoor Ceiling | Outdoor Lighting | Black | 12 | Polypropylene | Clear Textured Glass |  |  |  | 1 Medium A19 60w |  | 1 | No | [14 empty] | 0 | [12 empty] | 17.48 | 34.96 | 52.44 | L:8 1/4'' W:8 1/4'' H:4 3/4'' | 1.8 |  | 8.25 | 8.25 | 4.75 | Other | [6 empty] | No |  | No | [25 empty] | 6.5 |  |  | N/A | Hardwired | 0 | 0 | 0 | 0 | 1 | 0 | 0 | 0 | 0 | 0 | 0 | 785652756726 | 9.5 | 8.5 | 8.5 | 2.5 | 0.397 | 125 | Yes | 6 | 10785652756723 | 26.5 | 18 | 10 | 16.9 | 2.76 | Yes |  | cETL Damp | 1L OUTDOOR CEILING-32 | One Light Outdoor Ceiling Flush Mount |  | 7567-32.jpg | 7567.jpg
7567EN3-15 | One Light Outdoor Ceiling Flush Mount | These outdoor ceiling fixtures are made to complement a wide range of architectural styles and crafted from high quality, durable materials to provide you sensible style that lasts. The etched glass provides generous and even illumination. | OUTDOOR | Outdoor Ceiling | Outdoor Lighting | White | 15 | Polypropylene | Clear Textured Glass |  |  |  | 1 Medium A19 9.3w |  | 1 | Yes | [14 empty] | 0 | [12 empty] | 21.98 | 43.96 | 65.94 | L:8 1/4'' W:8 1/4'' H:4 3/4'' | 2.1 |  | 8.25 | 8.25 | 4.75 | Other | [6 empty] | No |  | No | [25 empty] | 6.5 | Black/White |  | N/A | Hardwired | 0 | 0 | 0 | 1 | 1 | 0 | 0 | 0 | 0 | 0 | 0 | 785652051838 | 8.75 | 8.75 | 5.5 | 2.6 | 0.244 | 93 | Yes | 6 | 10785652051835 | 19.5 | 9.25 | 18 | 17 | 1.879 | Yes |  | cETL Damp | 1L OUTDOOR CEILING-15 | One Light Outdoor Ceiling Flush Mount |  | 7567EN3-15.jpg | 7567.jpg
7567EN3-32 | One Light Outdoor Ceiling Flush Mount | These outdoor ceiling fixtures are made to complement a wide range of architectural styles and crafted from high quality, durable materials to provide you sensible style that lasts. The etched glass provides generous and even illumination. | OUTDOOR | Outdoor Ceiling | Outdoor Lighting | Black | 12 | Polypropylene | Clear Textured Glass |  |  |  | 1 Medium A19 9.3w |  | 1 | Yes | [14 empty] | 0 | [12 empty] | 21.98 | 43.96 | 65.94 | L:8 1/4'' W:8 1/4'' H:4 3/4'' | 2.1 |  | 8.25 | 8.25 | 4.75 | Other | [6 empty] | No |  | No | [25 empty] | 6.5 | Black/White |  | N/A | Hardwired | 0 | 0 | 0 | 1 | 1 | 0 | 0 | 0 | 0 | 0 | 0 | 785652051845 | 8.25 | 8.25 | 9.5 | 2 | 0.374 | 175 | Yes | 6 | 10785652051842 | 25.5 | 17 | 10 | 14 | 2.509 | Yes |  | cETL Damp | 1L OUTDOOR CEILING-32 | One Light Outdoor Ceiling Flush Mount |  | 7567EN3-32.jpg | 7567.jpg
7569-15 | Two Light Outdoor Ceiling Flush Mount | These outdoor ceiling fixtures are made to complement a wide range of architectural styles and crafted from high quality, durable materials to provide you sensible style that lasts. The etched glass provides generous and even illumination. | OUTDOOR | Outdoor Ceiling | Outdoor Lighting | White | 15 | Polypropylene | Clear Textured Glass |  |  |  | 2 Medium A19 60w |  | 2 | No | [14 empty] | 0 | [12 empty] | 21.48 | 42.96 | 64.44 | L:10 1/4'' W:10 1/4'' H:5 1/2'' | 2.9 |  | 10.25 | 10.25 | 5.5 | Other | [6 empty] | No |  | No | [25 empty] | 6.5 |  |  | N/A | Hardwired | 0 | 0 | 0 | 0 | 1 | 0 | 0 | 0 | 0 | 0 | 0 | 785652756955 | 11.25 | 11 | 8.5 | 3.9 | 0.609 | 125 | Yes | 6 | 10785652756952 | 26.25 | 23 | 12 | 26.2 | 4.193 | Yes |  | cETL Damp | 2L OUTDOOR CEILING-15 | Two Light Outdoor Ceiling Flush Mount |  | 7569-15.jpg | 7569.jpg
7569-32 | Two Light Outdoor Ceiling Flush Mount | These outdoor ceiling fixtures are made to complement a wide range of architectural styles and crafted from high quality, durable materials to provide you sensible style that lasts. The etched glass provides generous and even illumination. | OUTDOOR | Outdoor Ceiling | Outdoor Lighting | Black | 12 | Polypropylene | Clear Textured Glass |  |  |  | 2 Medium A19 60w |  | 2 | No | [14 empty] | 0 | [12 empty] | 21.48 | 42.96 | 64.44 | L:10 1/4'' W:10 1/4'' H:5 1/2'' | 2.9 |  | 10.25 | 10.25 | 5.5 | Other | [6 empty] | No |  | No | [25 empty] | 6.5 |  |  | N/A | Hardwired | 0 | 0 | 0 | 0 | 1 | 0 | 0 | 0 | 0 | 0 | 0 | 785652756924 | 11.25 | 111 | 8.5 | 3.9 | 6.143 | 125 | No | 6 | 10785652756921 | 26.25 | 23 | 12 | 26.2 | 4.193 | No |  | cETL Damp | 2L OUTDOOR CEILING-32 | Two Light Outdoor Ceiling Flush Mount |  | 7569-32.jpg | 7569.jpg
7569EN3-15 | Two Light Outdoor Ceiling Flush Mount | These outdoor ceiling fixtures are made to complement a wide range of architectural styles and crafted from high quality, durable materials to provide you sensible style that lasts. The etched glass provides generous and even illumination. | OUTDOOR | Outdoor Ceiling | Outdoor Lighting | White | 15 | Polypropylene | Clear Textured Glass |  |  |  | 2 Medium A19 9.3w |  | 2 | Yes | [14 empty] | 0 | [12 empty] | 33.98 | 67.96 | 101.94 | L:10 1/4'' W:10 1/4'' H:5 1/2'' | 2.9 |  | 10.25 | 10.25 | 5.5 | Other | [6 empty] | No |  | No | [25 empty] | 6.5 | Black/White |  | N/A | Hardwired | 0 | 0 | 0 | 1 | 1 | 0 | 0 | 0 | 0 | 0 | 0 | 785652051852 | 10.5 | 10.5 | 6 | 3.6 | 0.383 | 100 | Yes | 6 | 10785652051859 | 32 | 11.2 | 13 | 22.9 | 2.696 | Yes |  | cETL Damp | 2L OUTDOOR CEILING-15 | Two Light Outdoor Ceiling Flush Mount |  | 7569EN3-15.jpg | 7569.jpg
7569EN3-32 | Two Light Outdoor Ceiling Flush Mount | These outdoor ceiling fixtures are made to complement a wide range of architectural styles and crafted from high quality, durable materials to provide you sensible style that lasts. The etched glass provides generous and even illumination. | OUTDOOR | Outdoor Ceiling | Outdoor Lighting | Black | 12 | Polypropylene | Clear Textured Glass |  |  |  | 2 Medium A19 9.3w |  | 2 | Yes | [14 empty] | 0 | [12 empty] | 31.98 | 63.96 | 95.94 | L:10 1/4'' W:10 1/4'' H:5 1/2'' | 2.9 |  | 10.25 | 10.25 | 5.5 | Other | [6 empty] | No |  | No | [25 empty] | 6.5 | Black/White |  | N/A | Hardwired | 0 | 0 | 0 | 1 | 1 | 0 | 0 | 0 | 0 | 0 | 0 | 785652046582 | 10.5 | 10.5 | 6 | 3.6 | 0.383 | 100 | Yes | 6 | 10785652046589 | 32 | 11.5 | 13 | 22.9 | 2.769 | Yes |  | cETL Damp | 2L OUTDOOR CEILING-32 | Two Light Outdoor Ceiling Flush Mount |  | 7569EN3-32.jpg | 7569.jpg
75801-962 | Hopewell Two Light Flush Mount in Brushed Nickel with White Alabaster Glass |  | Ceiling Fixture | Hopewell | Ceiling Lights | Brushed Nickel | 962 | [5 empty] | 2 Medium A19 60w |  | 2 | No | [27 empty] | 55 | 110 | 165 | D:16 1/4'' H:6 3/4'' |  | 16.25 |  |  | 6.75 | Key Slots | [6 empty] | No |  | No | [25 empty] | 6.5 |  |  |  | Hardwired | 0 | 0 | 0 | 0 | 0 | 0 | 0 | 1 | 0 | 0 | 0 | 785652218934 | [17 empty] | Flushmount in Brushed Nickel Finish | Two Light Flush Mount |  | 75801-962.jpg | 75801.jpg
7580402-846 | Two Light Ceiling Flush Mount | A distinct bowl-shaped silhouette defines the flagship chandeliers of the traditional Corbeille collection by Sea Gull Lighting. With a hint of contemporary inspiration, the soft hue of the Crème Parchment glass complements the fixtures’ refined curves in the Stardust finish. The assortment includes nine-light and five-light chandeliers, pendants in two sizes and both flush and semi-flush ceiling fixtures. Both incandescent lamping and ENERGY STAR-qualified LED lamping are available; all fixtures are California Title 24 compliant. | CEILING | Corbeille | Ceiling Lights | Stardust / Cerused Oak | 846 / 735 | Steel | Creme Parchment Glass | D:13.75" H:3" |  |  | 2 Medium A19 60w |  | 2 | No | [14 empty] | 0 | [12 empty] | 74.98 | 149.96 | 224.94 | D:15 1/4'' H:8'' | 6.37 | 15.25 |  |  | 8 | Universal Mounting Plate | [6 empty] | No |  | No | [25 empty] | 6.5 |  |  |  | Hardwired | 0 | 0 | 0 | 0 | 1 | 0 | 0 | 1 | 0 | 0 | 0 | 785652245671 | 16.25 | 16.25 | 8.25 | 8 | 1.261 | 125 | Yes | [8 empty] | ETL Damp |  | CORBEILLE 2L CEILING-846 | Two Light Ceiling Flush Mount |  | 7580402-846.jpg | 7580402.jpg
7580402EN3-846 | Two Light Ceiling Flush Mount | A distinct bowl-shaped silhouette defines the flagship chandeliers of the traditional Corbeille collection by Sea Gull Lighting. With a hint of contemporary inspiration, the soft hue of the Crème Parchment glass complements the fixtures’ refined curves in the Stardust finish. The assortment includes nine-light and five-light chandeliers, pendants in two sizes and both flush and semi-flush ceiling fixtures. Both incandescent lamping and ENERGY STAR-qualified LED lamping are available; all fixtures are California Title 24 compliant. | CEILING | Corbeille | Ceiling Lights | Stardust / Cerused Oak | 846 / 735 | Steel | Creme Parchment Glass | D:13.75" H:3" |  |  | 2 Medium A19 9.3w |  | 2 | Yes | [14 empty] | 0 | [12 empty] | 88.98 | 177.96 | 266.94 | D:15 1/4'' H:8'' | 6.37 | 15.25 |  |  | 8 | Universal Mounting Plate | [6 empty] | No |  | No | [25 empty] | 6.5 | Black/White |  |  | Hardwired | 0 | 0 | 0 | 1 | 1 | 0 | 0 | 0 | 0 | 0 | 0 | 785652051869 | 16.25 | 16.25 | 8.25 | 8 | 1.261 | 70 | Yes | [8 empty] | ETL Damp |  | CORBEILLE 2L CEILING-846 | Two Light Ceiling Flush Mount |  | 7580402EN3-846.jpg | 7580402.jpg
7590403-715 | Three Light Ceiling Flush Mount | Named after the Italian word for “sphere,” the transitional Sfera collection by Sea Gull Lighting features detailed center bands and rounded, sweeping curves -- rustic with a modern inspiration. Offered in Autumn Bronze finish with several glass options – extraordinary painted Mercury glass and Café Tint glass, as well as a Smoky Amber glass for wall/bath fixtures only. The assortment includes six-light and four-light chandeliers, pendants in three sizes, both flush and semi-flush ceiling fixtures, as well as two-light, three-light and four-light wall/bath fixtures. Both incandescent lamping and ENERGY STAR-qualified LED lamping are available. Most of these fixtures easily convert to LED by purchasing LED replacement lamps sold separately. | CEILING | Sfera | Ceiling Lights | Autumn Bronze | 715 | Steel |  |  |  |  | 3 Medium A19 60w |  | 3 | No | [14 empty] | 0 | [12 empty] | 91.48 | 182.96 | 274.44 | D:14 1/4'' H:10 1/2'' | 8.2 | 14.25 |  |  | 10.5 | Universal Mounting Bar | [6 empty] | No |  | No | [25 empty] | 6.5 |  |  |  | Hardwired | 0 | 0 | 0 | 0 | 1 | 0 | 0 | 1 | 0 | 0 | 0 | 785652247415 | 16 | 16 | 11.25 | 10.1 | 1.667 | 125 | Yes | [9 empty] | cETL Damp | SFERA 3L CEILING-715 | Three Light Ceiling Flush Mount |  | 7590403-715.jpg | 7510402.jpg
7590403EN3-715 | Three Light Ceiling Flush Mount | Named after the Italian word for “sphere,” the transitional Sfera collection by Sea Gull Lighting features detailed center bands and rounded, sweeping curves -- rustic with a modern inspiration. Offered in Autumn Bronze finish with several glass options – extraordinary painted Mercury glass and Café Tint glass, as well as a Smoky Amber glass for wall/bath fixtures only. The assortment includes six-light and four-light chandeliers, pendants in three sizes, both flush and semi-flush ceiling fixtures, as well as two-light, three-light and four-light wall/bath fixtures. Both incandescent lamping and ENERGY STAR-qualified LED lamping are available. Most of these fixtures easily convert to LED by purchasing LED replacement lamps sold separately. | CEILING | Sfera | Ceiling Lights | Autumn Bronze | 715 | Steel |  |  |  |  | 3 Medium A19 9.3w |  | 3 | Yes | [14 empty] | 0 | [12 empty] | 108.48 | 216.96 | 325.44 | D:14 1/4'' H:10 1/2'' | 8.2 | 14.25 |  |  | 10.5 | Universal Mounting Bar | [6 empty] | No |  | No | [25 empty] | 6.5 | Black/White |  |  | Hardwired | 0 | 0 | 0 | 1 | 1 | 0 | 0 | 0 | 0 | 0 | 0 | 785652046926 | 16 | 16 | 11.25 | 10.1 | 1.667 | 125 | Yes | [9 empty] | cETL Damp | SFERA 3L CEILING-715 | Three Light Ceiling Flush Mount |  | 7590403EN3-715.jpg | 7590403.jpg
75940-15 | One Light Ceiling Flush Mount | The Windgate lighting collection by Sea Gull Lighting is a sensibly, modernized and transitional selection of fixtures featuring clean lines and sophisticated Alabaster style glass. The collection works well with a variety of interiors, as it blends well into its surrounding decor. Offered in Brushed Nickel or Heirloom Bronze finishes, as well as a Chrome finish for the wall/bath fixtures only. The assortment includes five-light, and three-light chandeliers (either with up-light or down-light), pendants in four sizes, both flush and semi-flush ceiling fixtures, as well as one-light, two-light, three-light and four-light wall/bath fixtures. Both incandescent lamping and ENERGY STAR-qualified LED lamping are available. Most of these fixtures easily convert to LED by purchasing LED replacement lamps sold separately. | CEILING | Windgate | Ceiling Lights | White | 15 | Steel | Alabaster Glass | D:8.65625" H:2.875" |  |  | 1 Medium A19 100w |  | 1 | No | [14 empty] | 0 | [12 empty] | 15.98 | 31.96 | 47.94 | D:11 1/2'' H:4 1/2'' | 2.4 | 11.5 |  |  | 4.5 | Key Slots | [6 empty] | No |  | No | [25 empty] | 6.5 |  |  |  | Hardwired | 0 | 0 | 0 | 0 | 1 | 0 | 0 | 1 | 0 | 0 | 0 | 785652020445 | 12 | 6 | 12.25 | 3 | 0.51 | 175 | Yes | [8 empty] | ETL Damp | cETL Damp | WINDGATE 1L CEILING-15 | One Light Ceiling Flush Mount |  | 75940-15.jpg | 75940.jpg
75940-782 | One Light Ceiling Flush Mount | The Windgate lighting collection by Sea Gull Lighting is a sensibly, modernized and transitional selection of fixtures featuring clean lines and sophisticated Alabaster style glass. The collection works well with a variety of interiors, as it blends well into its surrounding decor. Offered in Brushed Nickel or Heirloom Bronze finishes, as well as a Chrome finish for the wall/bath fixtures only. The assortment includes five-light, and three-light chandeliers (either with up-light or down-light), pendants in four sizes, both flush and semi-flush ceiling fixtures, as well as one-light, two-light, three-light and four-light wall/bath fixtures. Both incandescent lamping and ENERGY STAR-qualified LED lamping are available. Most of these fixtures easily convert to LED by purchasing LED replacement lamps sold separately. | CEILING | Windgate | Ceiling Lights | Heirloom Bronze | 782 | Steel | Alabaster Glass | D:8.65625" H:2.875" |  |  | 1 Medium A19 100w |  | 1 | No | [14 empty] | 0 | [12 empty] | 16.48 | 32.96 | 49.44 | D:11 1/2'' H:4 1/2'' | 2.4 | 11.5 |  |  | 4.5 | Key Slots | [6 empty] | No |  | No | [25 empty] | 6.5 |  |  |  | Hardwired | 0 | 0 | 0 | 0 | 1 | 0 | 0 | 1 | 0 | 0 | 0 | 785652020438 | 12 | 6 | 12.25 | 3 | 0.51 | 175 | Yes | [8 empty] | ETL Damp | cETL Damp | WINDGATE 1L CEILING-782 | One Light Ceiling Flush Mount |  | 75940BLE-782.jpg | 75940.jpg
75940-962 | One Light Ceiling Flush Mount | The Windgate lighting collection by Sea Gull Lighting is a sensibly, modernized and transitional selection of fixtures featuring clean lines and sophisticated Alabaster style glass. The collection works well with a variety of interiors, as it blends well into its surrounding decor. Offered in Brushed Nickel or Heirloom Bronze finishes, as well as a Chrome finish for the wall/bath fixtures only. The assortment includes five-light, and three-light chandeliers (either with up-light or down-light), pendants in four sizes, both flush and semi-flush ceiling fixtures, as well as one-light, two-light, three-light and four-light wall/bath fixtures. Both incandescent lamping and ENERGY STAR-qualified LED lamping are available. Most of these fixtures easily convert to LED by purchasing LED replacement lamps sold separately. | CEILING | Windgate | Ceiling Lights | Brushed Nickel | 962 | Steel | Alabaster Glass | D:8.65625" H:2.875" |  |  | 1 Medium A19 100w |  | 1 | No | [14 empty] | 0 | [12 empty] | 16.48 | 32.96 | 49.44 | D:11 1/2'' H:4 1/2'' | 2.4 | 11.5 |  |  | 4.5 | Key Slots | [6 empty] | No |  | No | [25 empty] | 6.5 |  |  |  | Hardwired | 0 | 0 | 0 | 0 | 1 | 0 | 0 | 1 | 0 | 0 | 0 | 785652020452 | 12 | 6 | 12.25 | 3 | 0.51 | 175 | Yes | [8 empty] | ETL Damp | cETL Damp | WINDGATE 1L CEILING-962 | One Light Ceiling Flush Mount |  | 75940-962.jpg | 75940.jpg
75940EN3-15 | One Light Ceiling Flush Mount | The Windgate lighting collection by Sea Gull Lighting is a sensibly, modernized and transitional selection of fixtures featuring clean lines and sophisticated Alabaster style glass. The collection works well with a variety of interiors, as it blends well into its surrounding decor. Offered in Brushed Nickel or Heirloom Bronze finishes, as well as a Chrome finish for the wall/bath fixtures only. The assortment includes five-light, and three-light chandeliers (either with up-light or down-light), pendants in four sizes, both flush and semi-flush ceiling fixtures, as well as one-light, two-light, three-light and four-light wall/bath fixtures. Both incandescent lamping and ENERGY STAR-qualified LED lamping are available. Most of these fixtures easily convert to LED by purchasing LED replacement lamps sold separately. | CEILING | Windgate | Ceiling Lights | White | 15 | Steel | Alabaster Glass | D:8.65625" H:2.875" |  |  | 1 Medium A19 9.3w |  | 1 | Yes | [14 empty] | 0 | [12 empty] | 21.98 | 43.96 | 65.94 | D:11 1/2'' H:4 1/2'' | 2.4 | 11.5 |  |  | 4.5 | Key Slots | [6 empty] | No |  | No | [25 empty] | 6.5 | Black/White |  |  | Hardwired | 0 | 0 | 0 | 1 | 1 | 0 | 0 | 0 | 0 | 0 | 0 | 785652047411 | 12 | 6 | 12.25 | 3 | 0.51 | 175 | Yes | [8 empty] | ETL Damp | cETL Damp | WINDGATE 1L CEILING-15 | One Light Ceiling Flush Mount |  | 75940EN3-15.jpg | 75940.jpg
75940EN3-782 | One Light Ceiling Flush Mount | The Windgate lighting collection by Sea Gull Lighting is a sensibly, modernized and transitional selection of fixtures featuring clean lines and sophisticated Alabaster style glass. The collection works well with a variety of interiors, as it blends well into its surrounding decor. Offered in Brushed Nickel or Heirloom Bronze finishes, as well as a Chrome finish for the wall/bath fixtures only. The assortment includes five-light, and three-light chandeliers (either with up-light or down-light), pendants in four sizes, both flush and semi-flush ceiling fixtures, as well as one-light, two-light, three-light and four-light wall/bath fixtures. Both incandescent lamping and ENERGY STAR-qualified LED lamping are available. Most of these fixtures easily convert to LED by purchasing LED replacement lamps sold separately. | CEILING | Windgate | Ceiling Lights | Heirloom Bronze | 782 | Steel | Alabaster Glass | D:8.65625" H:2.875" |  |  | 1 Medium A19 9.3w |  | 1 | Yes | [14 empty] | 0 | [12 empty] | 21.98 | 43.96 | 65.94 | D:11 1/2'' H:4 1/2'' | 2.4 | 11.5 |  |  | 4.5 | Key Slots | [6 empty] | No |  | No | [25 empty] | 6.5 | Black/White |  |  | Hardwired | 0 | 0 | 0 | 1 | 1 | 0 | 0 | 0 | 0 | 0 | 0 | 785652047428 | 12 | 6 | 12.25 | 3 | 0.51 | 175 | Yes | [8 empty] | ETL Damp | cETL Damp | WINDGATE 1L CEILING-782 | One Light Ceiling Flush Mount |  | 75940EN3-782.jpg | 75940.jpg
75940EN3-962 | One Light Ceiling Flush Mount | The Windgate lighting collection by Sea Gull Lighting is a sensibly, modernized and transitional selection of fixtures featuring clean lines and sophisticated Alabaster style glass. The collection works well with a variety of interiors, as it blends well into its surrounding decor. Offered in Brushed Nickel or Heirloom Bronze finishes, as well as a Chrome finish for the wall/bath fixtures only. The assortment includes five-light, and three-light chandeliers (either with up-light or down-light), pendants in four sizes, both flush and semi-flush ceiling fixtures, as well as one-light, two-light, three-light and four-light wall/bath fixtures. Both incandescent lamping and ENERGY STAR-qualified LED lamping are available. Most of these fixtures easily convert to LED by purchasing LED replacement lamps sold separately. | CEILING | Windgate | Ceiling Lights | Brushed Nickel | 962 | Steel | Alabaster Glass | D:8.65625" H:2.875" |  |  | 1 Medium A19 9.3w |  | 1 | Yes | [14 empty] | 0 | [12 empty] | 21.98 | 43.96 | 65.94 | D:11 1/2'' H:4 1/2'' | 2.4 | 11.5 |  |  | 4.5 | Key Slots | [6 empty] | No |  | No | [25 empty] | 6.5 | Black/White |  |  | Hardwired | 0 | 0 | 0 | 1 | 1 | 0 | 0 | 0 | 0 | 0 | 0 | 785652047435 | 12 | 6 | 12.25 | 3 | 0.51 | 175 | Yes | [8 empty] | ETL Damp | cETL Damp | WINDGATE 1L CEILING-962 | One Light Ceiling Flush Mount |  | 75940EN3-962.jpg | 75940.jpg
75942-15 | Two Light Ceiling Flush Mount | The Windgate lighting collection by Sea Gull Lighting is a sensibly, modernized and transitional selection of fixtures featuring clean lines and sophisticated Alabaster style glass. The collection works well with a variety of interiors, as it blends well into its surrounding decor. Offered in Brushed Nickel or Heirloom Bronze finishes, as well as a Chrome finish for the wall/bath fixtures only. The assortment includes five-light, and three-light chandeliers (either with up-light or down-light), pendants in four sizes, both flush and semi-flush ceiling fixtures, as well as one-light, two-light, three-light and four-light wall/bath fixtures. Both incandescent lamping and ENERGY STAR-qualified LED lamping are available. Most of these fixtures easily convert to LED by purchasing LED replacement lamps sold separately. | CEILING | Windgate | Ceiling Lights | White | 15 | Steel | Alabaster Glass | D:9.90625" H:3.3125" |  |  | 2 Medium A19 60w |  | 2 | No | [14 empty] | 0 | [12 empty] | 20.98 | 41.96 | 62.94 | D:13'' H:5 1/4'' | 3.3 | 13 |  |  | 5.25 | Key Slots | [6 empty] | No |  | No | [25 empty] | 6.5 |  |  |  | Hardwired | 0 | 0 | 0 | 0 | 1 | 0 | 0 | 1 | 0 | 0 | 0 | 785652020384 | 13.5 | 6 | 14 | 4.2 | 0.656 | 125 | Yes | [8 empty] | ETL Damp | cETL Damp | WINDGATE 2L CEILING-15 | Two Light Ceiling Flush Mount |  | 75942-15.jpg | 75942.jpg
75942-782 | Two Light Ceiling Flush Mount | The Windgate lighting collection by Sea Gull Lighting is a sensibly, modernized and transitional selection of fixtures featuring clean lines and sophisticated Alabaster style glass. The collection works well with a variety of interiors, as it blends well into its surrounding decor. Offered in Brushed Nickel or Heirloom Bronze finishes, as well as a Chrome finish for the wall/bath fixtures only. The assortment includes five-light, and three-light chandeliers (either with up-light or down-light), pendants in four sizes, both flush and semi-flush ceiling fixtures, as well as one-light, two-light, three-light and four-light wall/bath fixtures. Both incandescent lamping and ENERGY STAR-qualified LED lamping are available. Most of these fixtures easily convert to LED by purchasing LED replacement lamps sold separately. | CEILING | Windgate | Ceiling Lights | Heirloom Bronze | 782 | Steel | Alabaster Glass | D:9.90625" H:3.3125" |  |  | 2 Medium A19 60w |  | 2 | No | [14 empty] | 0 | [12 empty] | 20.98 | 41.96 | 62.94 | D:13'' H:5 1/4'' | 3.3 | 13 |  |  | 5.25 | Key Slots | [6 empty] | No |  | No | [25 empty] | 6.5 |  |  |  | Hardwired | 0 | 0 | 0 | 0 | 1 | 0 | 0 | 1 | 0 | 0 | 0 | 785652020377 | 13.5 | 6 | 14 | 4.2 | 0.656 | 125 | Yes | [8 empty] | ETL Damp | cETL Damp | WINDGATE 2L CEILING-782 | Two Light Ceiling Flush Mount |  | 75942-782.jpg | 75942.jpg
75942-962 | Two Light Ceiling Flush Mount | The Windgate lighting collection by Sea Gull Lighting is a sensibly, modernized and transitional selection of fixtures featuring clean lines and sophisticated Alabaster style glass. The collection works well with a variety of interiors, as it blends well into its surrounding decor. Offered in Brushed Nickel or Heirloom Bronze finishes, as well as a Chrome finish for the wall/bath fixtures only. The assortment includes five-light, and three-light chandeliers (either with up-light or down-light), pendants in four sizes, both flush and semi-flush ceiling fixtures, as well as one-light, two-light, three-light and four-light wall/bath fixtures. Both incandescent lamping and ENERGY STAR-qualified LED lamping are available. Most of these fixtures easily convert to LED by purchasing LED replacement lamps sold separately. | CEILING | Windgate | Ceiling Lights | Brushed Nickel | 962 | Steel | Alabaster Glass | D:9.90625" H:3.3125" |  |  | 2 Medium A19 60w |  | 2 | No | [14 empty] | 0 | [12 empty] | 20.98 | 41.96 | 62.94 | D:13'' H:5 1/4'' | 3.3 | 13 |  |  | 5.25 | Key Slots | [6 empty] | No |  | No | [25 empty] | 6.5 |  |  |  | Hardwired | 0 | 0 | 0 | 0 | 1 | 0 | 0 | 1 | 0 | 0 | 0 | 785652020391 | 14 | 14 | 6.75 | 4.2 | 0.766 | 175 | Yes | [8 empty] | ETL Damp | cETL Damp | WINDGATE 2L CEILING-962 | Two Light Ceiling Flush Mount |  | 75942-962.jpg | 75942.jpg
75942EN3-15 | Two Light Ceiling Flush Mount | The Windgate lighting collection by Sea Gull Lighting is a sensibly, modernized and transitional selection of fixtures featuring clean lines and sophisticated Alabaster style glass. The collection works well with a variety of interiors, as it blends well into its surrounding decor. Offered in Brushed Nickel or Heirloom Bronze finishes, as well as a Chrome finish for the wall/bath fixtures only. The assortment includes five-light, and three-light chandeliers (either with up-light or down-light), pendants in four sizes, both flush and semi-flush ceiling fixtures, as well as one-light, two-light, three-light and four-light wall/bath fixtures. Both incandescent lamping and ENERGY STAR-qualified LED lamping are available. Most of these fixtures easily convert to LED by purchasing LED replacement lamps sold separately. | CEILING | Windgate | Ceiling Lights | White | 15 | Steel | Alabaster Glass | D:9.90625" H:3.3125" |  |  | 2 Medium A19 9.3w |  | 2 | Yes | [14 empty] | 0 | [12 empty] | 33.48 | 66.96 | 100.44 | D:13'' H:5 1/4'' | 3.3 | 13 |  |  | 5.25 | Key Slots | [6 empty] | No |  | No | [25 empty] | 6.5 | Black/White |  |  | Hardwired | 0 | 0 | 0 | 1 | 1 | 0 | 0 | 0 | 0 | 0 | 0 | 785652047510 | 14.5 | 13.75 | 7 | 4.2 | 0.808 | 175 | Yes | [8 empty] | ETL Damp | cETL Damp | WINDGATE 2L CEILING-15 | Two Light Ceiling Flush Mount |  | 75942EN3-15.jpg | 75942.jpg
75942EN3-782 | Two Light Ceiling Flush Mount | The Windgate lighting collection by Sea Gull Lighting is a sensibly, modernized and transitional selection of fixtures featuring clean lines and sophisticated Alabaster style glass. The collection works well with a variety of interiors, as it blends well into its surrounding decor. Offered in Brushed Nickel or Heirloom Bronze finishes, as well as a Chrome finish for the wall/bath fixtures only. The assortment includes five-light, and three-light chandeliers (either with up-light or down-light), pendants in four sizes, both flush and semi-flush ceiling fixtures, as well as one-light, two-light, three-light and four-light wall/bath fixtures. Both incandescent lamping and ENERGY STAR-qualified LED lamping are available. Most of these fixtures easily convert to LED by purchasing LED replacement lamps sold separately. | CEILING | Windgate | Ceiling Lights | Heirloom Bronze | 782 | Steel | Alabaster Glass | D:9.90625" H:3.3125" |  |  | 2 Medium A19 9.3w |  | 2 | Yes | [14 empty] | 0 | [12 empty] | 33.48 | 66.96 | 100.44 | D:13'' H:5 1/4'' | 3.3 | 13 |  |  | 5.25 | Key Slots | [6 empty] | No |  | No | [25 empty] | 6.5 | Black/White |  |  | Hardwired | 0 | 0 | 0 | 1 | 1 | 0 | 0 | 0 | 0 | 0 | 0 | 785652047527 | 14 | 13.75 | 7 | 4.1 | 0.78 | 175 | Yes | [8 empty] | ETL Damp | cETL Damp | WINDGATE 2L CEILING-782 | Two Light Ceiling Flush Mount |  | 75942EN3-782.jpg | 75942.jpg
75942EN3-962 | Two Light Ceiling Flush Mount | The Windgate lighting collection by Sea Gull Lighting is a sensibly, modernized and transitional selection of fixtures featuring clean lines and sophisticated Alabaster style glass. The collection works well with a variety of interiors, as it blends well into its surrounding decor. Offered in Brushed Nickel or Heirloom Bronze finishes, as well as a Chrome finish for the wall/bath fixtures only. The assortment includes five-light, and three-light chandeliers (either with up-light or down-light), pendants in four sizes, both flush and semi-flush ceiling fixtures, as well as one-light, two-light, three-light and four-light wall/bath fixtures. Both incandescent lamping and ENERGY STAR-qualified LED lamping are available. Most of these fixtures easily convert to LED by purchasing LED replacement lamps sold separately. | CEILING | Windgate | Ceiling Lights | Brushed Nickel | 962 | Steel | Alabaster Glass | D:9.90625" H:3.3125" |  |  | 2 Medium A19 9.3w |  | 2 | Yes | [14 empty] | 0 | [12 empty] | 33.48 | 66.96 | 100.44 | D:13'' H:5 1/4'' | 3.3 | 13 |  |  | 5.25 | Key Slots | [6 empty] | No |  | No | [25 empty] | 6.5 | Black/White |  |  | Hardwired | 0 | 0 | 0 | 1 | 1 | 0 | 0 | 0 | 0 | 0 | 0 | 785652047534 | 14.5 | 13.75 | 7 | 4.2 | 0.808 | 175 | Yes | [8 empty] | ETL Damp | cETL Damp | WINDGATE 2L CEILING-962 | Two Light Ceiling Flush Mount |  | 75942EN3-962.jpg | 75942.jpg
75943-15 | Three Light Ceiling Flush Mount | The Windgate lighting collection by Sea Gull Lighting is a sensibly, modernized and transitional selection of fixtures featuring clean lines and sophisticated Alabaster style glass. The collection works well with a variety of interiors, as it blends well into its surrounding decor. Offered in Brushed Nickel or Heirloom Bronze finishes, as well as a Chrome finish for the wall/bath fixtures only. The assortment includes five-light, and three-light chandeliers (either with up-light or down-light), pendants in four sizes, both flush and semi-flush ceiling fixtures, as well as one-light, two-light, three-light and four-light wall/bath fixtures. Both incandescent lamping and ENERGY STAR-qualified LED lamping are available. Most of these fixtures easily convert to LED by purchasing LED replacement lamps sold separately. | CEILING | Windgate | Ceiling Lights | White | 15 | Steel | Alabaster Glass | D:11.6875" H:3.34375" |  |  | 3 Medium A19 60w |  | 3 | No | [14 empty] | 0 | [12 empty] | 28.48 | 56.96 | 85.44 | D:15'' H:5 1/2'' | 4.2 | 15 |  |  | 5.5 | Key Slots | [6 empty] | No |  | No | [25 empty] | 6.5 |  |  |  | Hardwired | 0 | 0 | 0 | 0 | 1 | 0 | 0 | 1 | 0 | 0 | 0 | 785652020568 | 16 | 6 | 16 | 5.3 | 0.889 | 125 | Yes | [8 empty] | ETL Damp | cETL Damp | WINDGATE 3L CEILING-15 | Three Light Ceiling Flush Mount |  | 75943-15.jpg | 75943.jpg
75943-782 | Three Light Ceiling Flush Mount | The Windgate lighting collection by Sea Gull Lighting is a sensibly, modernized and transitional selection of fixtures featuring clean lines and sophisticated Alabaster style glass. The collection works well with a variety of interiors, as it blends well into its surrounding decor. Offered in Brushed Nickel or Heirloom Bronze finishes, as well as a Chrome finish for the wall/bath fixtures only. The assortment includes five-light, and three-light chandeliers (either with up-light or down-light), pendants in four sizes, both flush and semi-flush ceiling fixtures, as well as one-light, two-light, three-light and four-light wall/bath fixtures. Both incandescent lamping and ENERGY STAR-qualified LED lamping are available. Most of these fixtures easily convert to LED by purchasing LED replacement lamps sold separately. | CEILING | Windgate | Ceiling Lights | Heirloom Bronze | 782 | Steel | Alabaster Glass | D:11.6875" H:3.34375" |  |  | 3 Medium A19 60w |  | 3 | No | [14 empty] | 0 | [12 empty] | 28.48 | 56.96 | 85.44 | D:15'' H:5 1/2'' | 4.2 | 15 |  |  | 5.5 | Key Slots | [6 empty] | No |  | No | [25 empty] | 6.5 |  |  |  | Hardwired | 0 | 0 | 0 | 0 | 1 | 0 | 0 | 1 | 0 | 0 | 0 | 785652020551 | 16 | 6 | 16 | 5.3 | 0.889 | 125 | Yes | [8 empty] | ETL Damp | cETL Damp | WINDGATE 3L CEILING-782 | Three Light Ceiling Flush Mount |  | 75943-782.jpg | 75943.jpg
75943-962 | Three Light Ceiling Flush Mount | The Windgate lighting collection by Sea Gull Lighting is a sensibly, modernized and transitional selection of fixtures featuring clean lines and sophisticated Alabaster style glass. The collection works well with a variety of interiors, as it blends well into its surrounding decor. Offered in Brushed Nickel or Heirloom Bronze finishes, as well as a Chrome finish for the wall/bath fixtures only. The assortment includes five-light, and three-light chandeliers (either with up-light or down-light), pendants in four sizes, both flush and semi-flush ceiling fixtures, as well as one-light, two-light, three-light and four-light wall/bath fixtures. Both incandescent lamping and ENERGY STAR-qualified LED lamping are available. Most of these fixtures easily convert to LED by purchasing LED replacement lamps sold separately. | CEILING | Windgate | Ceiling Lights | Brushed Nickel | 962 | Steel | Alabaster Glass | D:11.6875" H:3.34375" |  |  | 3 Medium A19 60w |  | 3 | No | [14 empty] | 0 | [12 empty] | 28.48 | 56.96 | 85.44 | D:15'' H:5 1/2'' | 4.2 | 15 |  |  | 5.5 | Key Slots | [6 empty] | No |  | No | [25 empty] | 6.5 |  |  |  | Hardwired | 0 | 0 | 0 | 0 | 1 | 0 | 0 | 1 | 0 | 0 | 0 | 785652020575 | 16 | 6 | 16 | 5.3 | 0.889 | 125 | Yes | [8 empty] | ETL Damp | cETL Damp | WINDGATE 3L CEILING-962 | Three Light Ceiling Flush Mount |  | 75943-962.jpg | 75943.jpg
75943EN3-15 | Three Light Ceiling Flush Mount | The Windgate lighting collection by Sea Gull Lighting is a sensibly, modernized and transitional selection of fixtures featuring clean lines and sophisticated Alabaster style glass. The collection works well with a variety of interiors, as it blends well into its surrounding decor. Offered in Brushed Nickel or Heirloom Bronze finishes, as well as a Chrome finish for the wall/bath fixtures only. The assortment includes five-light, and three-light chandeliers (either with up-light or down-light), pendants in four sizes, both flush and semi-flush ceiling fixtures, as well as one-light, two-light, three-light and four-light wall/bath fixtures. Both incandescent lamping and ENERGY STAR-qualified LED lamping are available. Most of these fixtures easily convert to LED by purchasing LED replacement lamps sold separately. | CEILING | Windgate | Ceiling Lights | White | 15 | Steel | Alabaster Glass | D:11.6875" H:3.34375" |  |  | 3 Medium A19 9.3w |  | 3 | Yes | [14 empty] | 0 | [12 empty] | 46.48 | 92.96 | 139.44 | D:15'' H:5 1/2'' | 4.2 | 15 |  |  | 5.5 | Key Slots | [6 empty] | No |  | No | [25 empty] | 6.5 | Black/White |  |  | Hardwired | 0 | 0 | 0 | 1 | 1 | 0 | 0 | 0 | 0 | 0 | 0 | 785652047596 | 16 | 6 | 16 | 5.3 | 0.889 | 125 | Yes | [8 empty] | ETL Damp | cETL Damp | WINDGATE 3L CEILING-15 | Three Light Ceiling Flush Mount |  | 75943EN3-15.jpg | 75943.jpg
75943EN3-782 | Three Light Ceiling Flush Mount | The Windgate lighting collection by Sea Gull Lighting is a sensibly, modernized and transitional selection of fixtures featuring clean lines and sophisticated Alabaster style glass. The collection works well with a variety of interiors, as it blends well into its surrounding decor. Offered in Brushed Nickel or Heirloom Bronze finishes, as well as a Chrome finish for the wall/bath fixtures only. The assortment includes five-light, and three-light chandeliers (either with up-light or down-light), pendants in four sizes, both flush and semi-flush ceiling fixtures, as well as one-light, two-light, three-light and four-light wall/bath fixtures. Both incandescent lamping and ENERGY STAR-qualified LED lamping are available. Most of these fixtures easily convert to LED by purchasing LED replacement lamps sold separately. | CEILING | Windgate | Ceiling Lights | Heirloom Bronze | 782 | Steel | Alabaster Glass | D:11.6875" H:3.34375" |  |  | 3 Medium A19 9.3w |  | 3 | Yes | [14 empty] | 0 | [12 empty] | 46.48 | 92.96 | 139.44 | D:15'' H:5 1/2'' | 4.2 | 15 |  |  | 5.5 | Key Slots | [6 empty] | No |  | No | [25 empty] | 6.5 | Black/White |  |  | Hardwired | 0 | 0 | 0 | 1 | 1 | 0 | 0 | 0 | 0 | 0 | 0 | 785652047602 | 16 | 6 | 16 | 5.3 | 0.889 | 125 | Yes | [8 empty] | ETL Damp | cETL Damp | WINDGATE 3L CEILING-782 | Three Light Ceiling Flush Mount |  | 75943EN3-782.jpg | 75943.jpg
75943EN3-962 | Three Light Ceiling Flush Mount | The Windgate lighting collection by Sea Gull Lighting is a sensibly, modernized and transitional selection of fixtures featuring clean lines and sophisticated Alabaster style glass. The collection works well with a variety of interiors, as it blends well into its surrounding decor. Offered in Brushed Nickel or Heirloom Bronze finishes, as well as a Chrome finish for the wall/bath fixtures only. The assortment includes five-light, and three-light chandeliers (either with up-light or down-light), pendants in four sizes, both flush and semi-flush ceiling fixtures, as well as one-light, two-light, three-light and four-light wall/bath fixtures. Both incandescent lamping and ENERGY STAR-qualified LED lamping are available. Most of these fixtures easily convert to LED by purchasing LED replacement lamps sold separately. | CEILING | Windgate | Ceiling Lights | Brushed Nickel | 962 | Steel | Alabaster Glass | D:11.6875" H:3.34375" |  |  | 3 Medium A19 9.3w |  | 3 | Yes | [14 empty] | 0 | [12 empty] | 46.48 | 92.96 | 139.44 | D:15'' H:5 1/2'' | 4.2 | 15 |  |  | 5.5 | Key Slots | [6 empty] | No |  | No | [25 empty] | 6.5 | Black/White |  |  | Hardwired | 0 | 0 | 0 | 1 | 1 | 0 | 0 | 0 | 0 | 0 | 0 | 785652047619 | 16 | 16 | 7.18 | 5.2 | 1.064 | 175 | Yes | [8 empty] | ETL Damp | cETL Damp | WINDGATE 3L CEILING-962 | Three Light Ceiling Flush Mount |  | 75943EN3-962.jpg | 75943.jpg
75952-710 | Two Light Ceiling Flush Mount | The Stirling lighting collection by Sea Gull Lighting, with its chic style and eclectic twist brings clean, modern lines to a traditional soul. The Beige Linen drum shades combined with a Burnt Sienna finish or White Linen drum shades combined with a Brushed Nickel finish are both eye-catching and inviting. For the wall/bath fixtures only, a Chrome finish coupled with Opal Etched glass shades is also available. The assortment includes nine-light, five-light and three-light chandeliers, pendants in six sizes, both flush and semi-flush ceiling fixtures, a one-light wall sconce, as well as one-light, two-light, three-light and four-light wall/bath fixtures. Most of these fixtures easily convert to LED by purchasing LED replacement lamps sold separately. | CEILING | Stirling | Ceiling Lights | Burnt Sienna | 710 | Steel | Beige Linen Fabric | D:14" H:5.875" |  | Satin Etched Glass | 2 Medium A19 60w |  | 2 | No | [14 empty] | 0 | [12 empty] | 74.95 | 149.9 | 224.85 | D:14'' H:7 1/4'' | 5.8 | 14 |  |  | 7.25 | Universal Mounting Bar | [6 empty] | No |  | No | [20 empty] | D:5 1/2'' H:1 3/8'' Round |  |  |  |  | 6.5 |  |  |  | Hardwired | 0 | 0 | 0 | 0 | 1 | 0 | 0 | 1 | 0 | 0 | 0 | 785652182464 | 16.25 | 16.25 | 9.25 | 7.2 | 1.414 | 175 | Yes | [8 empty] | ETL Damp | cETL Damp | STIRLING 2L CEILING-710 | Two Light Ceiling Flush Mount |  | 75952-710.jpg | 75952.jpg
75952-962 | Two Light Ceiling Flush Mount | The Stirling lighting collection by Sea Gull Lighting, with its chic style and eclectic twist brings clean, modern lines to a traditional soul. The Beige Linen drum shades combined with a Burnt Sienna finish or White Linen drum shades combined with a Brushed Nickel finish are both eye-catching and inviting. For the wall/bath fixtures only, a Chrome finish coupled with Opal Etched glass shades is also available. The assortment includes nine-light, five-light and three-light chandeliers, pendants in six sizes, both flush and semi-flush ceiling fixtures, a one-light wall sconce, as well as one-light, two-light, three-light and four-light wall/bath fixtures. Most of these fixtures easily convert to LED by purchasing LED replacement lamps sold separately. | CEILING | Stirling | Ceiling Lights | Brushed Nickel | 962 | Steel | White Linen Fabric | D:14" H:5.875" |  | Satin Etched Glass | 2 Medium A19 60w |  | 2 | No | [14 empty] | 0 | [12 empty] | 74.95 | 149.9 | 224.85 | D:14'' H:7 1/4'' | 5.8 | 14 |  |  | 7.25 | Universal Mounting Bar | [6 empty] | No |  | No | [20 empty] | D:5 1/2'' H:1 3/8'' Round |  |  |  |  | 6.5 |  |  |  | Hardwired | 0 | 0 | 0 | 0 | 1 | 0 | 0 | 1 | 0 | 0 | 0 | 785652027406 | 17 | 16.25 | 9.25 | 7.4 | 1.479 | 175 | Yes | [8 empty] | ETL Damp | cETL Damp | STIRLING 2L CEILING-962 | Two Light Ceiling Flush Mount |  | 75952-962.jpg | 75952.jpg
75952EN3-710 | Two Light Ceiling Flush Mount | The Stirling lighting collection by Sea Gull Lighting, with its chic style and eclectic twist brings clean, modern lines to a traditional soul. The Beige Linen drum shades combined with a Burnt Sienna finish or White Linen drum shades combined with a Brushed Nickel finish are both eye-catching and inviting. For the wall/bath fixtures only, a Chrome finish coupled with Opal Etched glass shades is also available. The assortment includes nine-light, five-light and three-light chandeliers, pendants in six sizes, both flush and semi-flush ceiling fixtures, a one-light wall sconce, as well as one-light, two-light, three-light and four-light wall/bath fixtures. Most of these fixtures easily convert to LED by purchasing LED replacement lamps sold separately. | CEILING | Stirling | Ceiling Lights | Burnt Sienna | 710 | Steel | Beige Linen Fabric | D:14" H:5.875" |  | Satin Etched Glass | 2 Medium A19 9.3w |  | 2 | Yes | [14 empty] | 0 | [12 empty] | 88.98 | 177.96 | 266.94 | D:14'' H:7 1/4'' | 5.8 | 14 |  |  | 7.25 | Universal Mounting Bar | [6 empty] | No |  | No | [20 empty] | D:5 1/2'' H:1 3/8'' Round |  |  |  |  | 6.5 | Black/White |  |  | Hardwired | 0 | 0 | 0 | 1 | 1 | 0 | 0 | 0 | 0 | 0 | 0 | 785652051876 | 16.25 | 16.25 | 9.25 | 7.2 | 1.414 | 175 | Yes | [8 empty] | ETL Damp | cETL Damp | STIRLING 2L CEILING-710 | Two Light Ceiling Flush Mount |  | 75952EN3-710.jpg | 75952.jpg
75952EN3-962 | Two Light Ceiling Flush Mount | The Stirling lighting collection by Sea Gull Lighting, with its chic style and eclectic twist brings clean, modern lines to a traditional soul. The Beige Linen drum shades combined with a Burnt Sienna finish or White Linen drum shades combined with a Brushed Nickel finish are both eye-catching and inviting. For the wall/bath fixtures only, a Chrome finish coupled with Opal Etched glass shades is also available. The assortment includes nine-light, five-light and three-light chandeliers, pendants in six sizes, both flush and semi-flush ceiling fixtures, a one-light wall sconce, as well as one-light, two-light, three-light and four-light wall/bath fixtures. Most of these fixtures easily convert to LED by purchasing LED replacement lamps sold separately. | CEILING | Stirling | Ceiling Lights | Brushed Nickel | 962 | Steel | White Linen Fabric | D:14" H:5.875" |  | Satin Etched Glass | 2 Medium A19 9.3w |  | 2 | Yes | [14 empty] | 0 | [12 empty] | 88.98 | 177.96 | 266.94 | D:14'' H:7 1/4'' | 5.8 | 14 |  |  | 7.25 | Universal Mounting Bar | [6 empty] | No |  | No | [20 empty] | D:5 1/2'' H:1 3/8'' Round |  |  |  |  | 6.5 | Black/White |  |  | Hardwired | 0 | 0 | 0 | 1 | 1 | 0 | 0 | 0 | 0 | 0 | 0 | 785652051883 | 17 | 16.25 | 9.25 | 7.4 | 1.479 | 175 | Yes | [8 empty] | ETL Damp | cETL Damp | STIRLING 2L CEILING-962 | Two Light Ceiling Flush Mount |  | 75952EN3-962.jpg | 75952.jpg
7643593S-962 | Large LED Ceiling Flush Mount | The clip ceiling flush mount fixtures by Sea Gull Lighting provide a clean, contemporary look popular in commercial and residential settings. Offered in two-light and three-light options, the Satin Etched glass is held securely in place with Three Brushed Nickel clips – slide the spring-tension clip out for easy glass cleaning and bulb changing. Available in incandescent lamping, ENERGY STAR-qualified LED lamping, and integrated LED. | CEILING | Clip Ceiling Flush Mount | Ceiling Lights | Brushed Nickel | 962 | Steel |  |  |  | Satin Etched Glass |  |  | 2 | No | 2000 | 3000 | 90 | 28 | 120 | 19 - Integrated | MODS - Modules |  | 5 | 100 | LED | 28 | 28 | 50000 | 0 | [12 empty] | 46.48 | 92.96 | 139.44 | D:16 1/4'' H:4'' | 4.5 | 16.25 |  |  | 4 | Key Slots | [6 empty] | No |  | No | [23 empty] | D:13 3/8'' H:3/4'' Round |  | 6 | Black/White |  |  | Hardwired | 0 | 0 | 0 | 0 | 1 | 0 | 0 | 0 | 0 | 0 | 0 | 785652064319 | 18.25 | 17.75 | 7 | 6.7 | 1.312 | 175 | Yes | [9 empty] | cETL Damp | CLIP LED FLUSH MOUNT-962 | Large LED Ceiling Flush Mount |  | 7643593S-962.jpg | 7543503.jpg
7647-782 | Two Light Ceiling Flush Mount | The Bretton pendant collection from Sea Gull Lighting features a classic six-sided lantern silhouette. Offered in Brushed Nickel and Heirloom Bronze finishes, all with Clear glass, the fixtures’ charming style and candelabra bulbs will fill your home with generous amounts of illumination that welcomes your guests. The assortment includes a two-light and three-light ceiling flush mount, two-light and three-light pendants which can also be converted into semi-flush ceiling mounts, along with a generous six-light large pendant which is perfect for a grand foyer. | CEILING | Bretton | Ceiling Lights | Heirloom Bronze | 782 | Steel | Clear Beveled Glass | W:3.15625" H:4.3125" |  |  | 2 Candelabra Torpedo 40w |  | 2 | No | [14 empty] | 0 | [12 empty] | 39.48 | 78.96 | 118.44 | L:7'' W:8'' H:6'' | 2.5 |  | 7 | 8 | 6 | Cap Nuts | [6 empty] | No |  | No | [25 empty] | 6.5 |  |  | N/A | Hardwired | 0 | 0 | 0 | 0 | 1 | 0 | 0 | 1 | 0 | 0 | 0 | 785652764776 | 9.18 | 8.5 | 8.5 | 3.35 | 0.384 | 100 | Yes | 2 | 10785652764773 | 17.25 | 8.625 | 9 | 7.35 | 0.775 | Yes | UL Damp | cUL Damp | BRETTON 2L FLUSH MOUNT-782 | Two Light Ceiling Flush Mount |  | 7647-782.jpg | 7647.jpg
7647-962 | Two Light Ceiling Flush Mount | The Bretton pendant collection from Sea Gull Lighting features a classic six-sided lantern silhouette. Offered in Brushed Nickel and Heirloom Bronze finishes, all with Clear glass, the fixtures’ charming style and candelabra bulbs will fill your home with generous amounts of illumination that welcomes your guests. The assortment includes a two-light and three-light ceiling flush mount, two-light and three-light pendants which can also be converted into semi-flush ceiling mounts, along with a generous six-light large pendant which is perfect for a grand foyer. | CEILING | Bretton | Ceiling Lights | Brushed Nickel | 962 | Steel | Clear Beveled Glass | W:3.15625" H:4.3125" |  |  | 2 Candelabra Torpedo 40w |  | 2 | No | [14 empty] | 0 | [12 empty] | 39.48 | 78.96 | 118.44 | L:7'' W:8'' H:6'' | 2.5 |  | 7 | 8 | 6 | Cap Nuts | [6 empty] | No |  | No | [25 empty] | 6.5 |  |  | N/A | Hardwired | 0 | 0 | 0 | 0 | 1 | 0 | 0 | 1 | 0 | 0 | 0 | 785652764790 | 9.125 | 8.5 | 8.5 | 3.35 | 0.382 | 100 | Yes | 2 | 10785652764797 | 17.25 | 9.625 | 9 | 7.35 | 0.865 | Yes | UL Damp | cUL Damp | BRETTON 2L FLUSH MOUNT-962 | Two Light Ceiling Flush Mount |  | 7647-962.jpg | 7647.jpg
7647EN-782 | Two Light Ceiling Flush Mount | The Bretton pendant collection from Sea Gull Lighting features a classic six-sided lantern silhouette. Offered in Brushed Nickel and Heirloom Bronze finishes, all with Clear glass, the fixtures’ charming style and candelabra bulbs will fill your home with generous amounts of illumination that welcomes your guests. The assortment includes a two-light and three-light ceiling flush mount, two-light and three-light pendants which can also be converted into semi-flush ceiling mounts, along with a generous six-light large pendant which is perfect for a grand foyer. | CEILING | Bretton | Ceiling Lights | Heirloom Bronze | 782 | Steel | Clear Beveled Glass | W:3.15625" H:4.3125" |  |  | 2 Candelabra Torpedo 3.5w |  | 2 | Yes | [14 empty] | 0 | [12 empty] | 49.98 | 99.96 | 149.94 | L:7'' W:8'' H:6'' | 2.5 |  | 7 | 8 | 6 | Cap Nuts | [6 empty] | No |  | No | [25 empty] | 6.5 |  |  | N/A | Hardwired | 0 | 0 | 0 | 1 | 1 | 0 | 0 | 0 | 0 | 0 | 0 | 785652031694 | 9.2 | 8.5 | 8.5 | 3.3 | 0.385 | 100 | Yes | 2 | 10785652031691 | 17.25 | 8.7 | 9 | 7.35 | 0.782 | Yes | UL Damp | cUL Damp | BRETTON 2L FLUSH MOUNT-782 | Two Light Ceiling Flush Mount |  | 7647EN-782.jpg | 7647.jpg
7647EN-962 | Two Light Ceiling Flush Mount | The Bretton pendant collection from Sea Gull Lighting features a classic six-sided lantern silhouette. Offered in Brushed Nickel and Heirloom Bronze finishes, all with Clear glass, the fixtures’ charming style and candelabra bulbs will fill your home with generous amounts of illumination that welcomes your guests. The assortment includes a two-light and three-light ceiling flush mount, two-light and three-light pendants which can also be converted into semi-flush ceiling mounts, along with a generous six-light large pendant which is perfect for a grand foyer. | CEILING | Bretton | Ceiling Lights | Brushed Nickel | 962 | Steel | Clear Beveled Glass | W:3.15625" H:4.3125" |  |  | 2 Candelabra Torpedo 3.5w |  | 2 | Yes | [14 empty] | 0 | [12 empty] | 49.98 | 99.96 | 149.94 | L:7'' W:8'' H:6'' | 2.5 |  | 7 | 8 | 6 | Cap Nuts | [6 empty] | No |  | No | [25 empty] | 6.5 |  |  | N/A | Hardwired | 0 | 0 | 0 | 1 | 1 | 0 | 0 | 0 | 0 | 0 | 0 | 785652031700 | 9.125 | 8.5 | 8.5 | 3.35 | 0.382 | 100 | Yes | 2 | 10785652031707 | 17.25 | 9.625 | 9 | 7.35 | 0.865 | Yes | UL Damp | cUL Damp | BRETTON 2L FLUSH MOUNT-962 | Two Light Ceiling Flush Mount |  | 7647EN-962.jpg | 7647.jpg
7648-782 | Three Light Ceiling Flush Mount | The Bretton pendant collection from Sea Gull Lighting features a classic six-sided lantern silhouette. Offered in Brushed Nickel and Heirloom Bronze finishes, all with Clear glass, the fixtures’ charming style and candelabra bulbs will fill your home with generous amounts of illumination that welcomes your guests. The assortment includes a two-light and three-light ceiling flush mount, two-light and three-light pendants which can also be converted into semi-flush ceiling mounts, along with a generous six-light large pendant which is perfect for a grand foyer. | CEILING | Bretton | Ceiling Lights | Heirloom Bronze | 782 | Steel | Clear Beveled Glass | W:4.1875" H:4.3125" |  |  | 3 Candelabra Torpedo 40w |  | 3 | No | [14 empty] | 0 | [12 empty] | 55.98 | 111.96 | 167.94 | L:8 3/4'' W:10'' H:6'' | 3.5 |  | 8.75 | 10 | 6 | Cap Nuts | [6 empty] | No |  | No | [25 empty] | 6.5 |  |  | N/A | Hardwired | 0 | 0 | 0 | 0 | 1 | 0 | 0 | 1 | 0 | 0 | 0 | 785652764875 | 11 | 11 | 9 | 4.7 | 0.63 | 125 | Yes | 2 | 10785652764872 | 22.25 | 11.75 | 9.75 | 10.75 | 1.475 | Yes | UL Damp | cUL Damp | BRETTON 3L FLUSH MOUNT-782 | Three Light Ceiling Flush Mount |  | 7648-782.jpg | 7648.jpg
7648-962 | Three Light Ceiling Flush Mount | The Bretton pendant collection from Sea Gull Lighting features a classic six-sided lantern silhouette. Offered in Brushed Nickel and Heirloom Bronze finishes, all with Clear glass, the fixtures’ charming style and candelabra bulbs will fill your home with generous amounts of illumination that welcomes your guests. The assortment includes a two-light and three-light ceiling flush mount, two-light and three-light pendants which can also be converted into semi-flush ceiling mounts, along with a generous six-light large pendant which is perfect for a grand foyer. | CEILING | Bretton | Ceiling Lights | Brushed Nickel | 962 | Steel | Clear Beveled Glass | W:4.1875" H:4.3125" |  |  | 3 Candelabra Torpedo 40w |  | 3 | No | [14 empty] | 0 | [12 empty] | 55.98 | 111.96 | 167.94 | L:8 3/4'' W:10'' H:6'' | 3.5 |  | 8.75 | 10 | 6 | Cap Nuts | [6 empty] | No |  | No | [25 empty] | 6.5 |  |  | N/A | Hardwired | 0 | 0 | 0 | 0 | 1 | 0 | 0 | 1 | 0 | 0 | 0 | 785652764899 | 11.25 | 11 | 9 | 4.6 | 0.645 | 125 | Yes | 2 | 10785652764896 | 22 | 11.5 | 9.75 | 10.35 | 1.428 | Yes | UL Damp | cUL Damp | BRETTON 3L FLUSH MOUNT-962 | Three Light Ceiling Flush Mount |  | 7648-962.jpg | 7648.jpg
7648EN-782 | Three Light Ceiling Flush Mount | The Bretton pendant collection from Sea Gull Lighting features a classic six-sided lantern silhouette. Offered in Brushed Nickel and Heirloom Bronze finishes, all with Clear glass, the fixtures’ charming style and candelabra bulbs will fill your home with generous amounts of illumination that welcomes your guests. The assortment includes a two-light and three-light ceiling flush mount, two-light and three-light pendants which can also be converted into semi-flush ceiling mounts, along with a generous six-light large pendant which is perfect for a grand foyer. | CEILING | Bretton | Ceiling Lights | Heirloom Bronze | 782 | Steel | Clear Beveled Glass | W:4.1875" H:4.3125" |  |  | 3 Candelabra Torpedo 3.5w |  | 3 | Yes | [14 empty] | 0 | [12 empty] | 70.48 | 140.96 | 211.44 | L:8 3/4'' W:10'' H:6'' | 3.5 |  | 8.75 | 10 | 6 | Cap Nuts | [6 empty] | No |  | No | [25 empty] | 6.5 |  |  | N/A | Hardwired | 0 | 0 | 0 | 1 | 1 | 0 | 0 | 0 | 0 | 0 | 0 | 785652031717 | 11 | 11 | 9 | 4.7 | 0.63 | 125 | Yes | 2 | 10785652031714 | 22.25 | 11.75 | 9.75 | 10.75 | 1.475 | Yes | UL Damp | cUL Damp | BRETTON 3L FLUSH MOUNT-782 | Three Light Ceiling Flush Mount |  | 7648EN-782.jpg | 7648.jpg
7648EN-962 | Three Light Ceiling Flush Mount | The Bretton pendant collection from Sea Gull Lighting features a classic six-sided lantern silhouette. Offered in Brushed Nickel and Heirloom Bronze finishes, all with Clear glass, the fixtures’ charming style and candelabra bulbs will fill your home with generous amounts of illumination that welcomes your guests. The assortment includes a two-light and three-light ceiling flush mount, two-light and three-light pendants which can also be converted into semi-flush ceiling mounts, along with a generous six-light large pendant which is perfect for a grand foyer. | CEILING | Bretton | Ceiling Lights | Brushed Nickel | 962 | Steel | Clear Beveled Glass | W:4.1875" H:4.3125" |  |  | 3 Candelabra Torpedo 3.5w |  | 3 | Yes | [14 empty] | 0 | [12 empty] | 70.48 | 140.96 | 211.44 | L:8 3/4'' W:10'' H:6'' | 3.5 |  | 8.75 | 10 | 6 | Cap Nuts | [6 empty] | No |  | No | [25 empty] | 6.5 |  |  | N/A | Hardwired | 0 | 0 | 0 | 1 | 1 | 0 | 0 | 0 | 0 | 0 | 0 | 785652031724 | 11.25 | 11 | 9 | 4.6 | 0.645 | 125 | Yes | 2 | 10785652031721 | 22 | 11.5 | 9.75 | 10.35 | 1.428 | Yes | UL Damp | cUL Damp | BRETTON 3L FLUSH MOUNT-962 | Three Light Ceiling Flush Mount |  | 7648EN-962.jpg | 7648.jpg
7650893S-782 | Medium LED Ceiling Flush Mount |  | CEILING | Mahone | Ceiling Lights | Heirloom Bronze | 782 | Steel |  |  |  | White Acrylic |  |  | 1 | No | 1395 | 3000 | 90 | 23 | 120 | 19 - Integrated | MODS - Modules |  | 10 | 100 | LED | 23 | 23 | 50000 | 0 | [12 empty] | 47.98 | 95.96 | 143.94 | D:14 1/2'' H:4 1/8'' | 2.65 | 14.5 |  |  | 4.125 | Key Slots | [6 empty] | No |  | No | [20 empty] | D:14 3/8'' H:5/16'' Round |  |  |  |  | 6.5 | Black/White |  |  | Hardwired | 0 | 0 | 0 | 1 | 1 | 0 | 1 | 0 | 0 | 0 | 1 | 785652066566 | 16 | 16 | 5.5 | 4.3 | 0.815 | 175 | Yes | 5 | 10785652066563 | 28.5 | 16.5 | 17 | 24 | 4.626 | Yes |  |  | MAHONE MD LED CEILING-782 | Medium LED Ceiling Flush Mount |  | 7650893S-782.jpg | 7650893S.jpg
7650893S-962 | Medium LED Ceiling Flush Mount |  | CEILING | Mahone | Ceiling Lights | Brushed Nickel | 962 | Steel |  |  |  | White Acrylic |  |  | 1 | No | 1395 | 3000 | 90 | 23 | 120 | 19 - Integrated | MODS - Modules |  | 10 | 100 | LED | 23 | 23 | 50000 | 0 | [12 empty] | 47.98 | 95.96 | 143.94 | D:14 1/2'' H:4 1/8'' | 2.65 | 14.5 |  |  | 4.125 | Key Slots | [6 empty] | No |  | No | [20 empty] | D:14 3/8'' H:5/16'' Round |  |  |  |  | 6.5 | Black/White |  |  | Hardwired | 0 | 0 | 0 | 1 | 1 | 0 | 1 | 0 | 0 | 0 | 1 | 785652066573 | 16 | 16 | 5.75 | 4.2 | 0.852 | 175 | Yes | 5 | 10785652066570 | 29 | 16.75 | 17 | 23 | 4.779 | Yes |  |  | MAHONE MD LED CEILING-962 | Medium LED Ceiling Flush Mount |  | 7650893S-962.jpg | 7650893S.jpg
7661-02 | Three Light Ceiling Flush Mount | The Grandover flush mount ceiling collection by Sea Gull Lighting features a classic octagon profile with panels of Clear Beveled glass which let light sparkle in your entryways and hallways. In Brushed Nickel or Polished Brass finishes, the Grandover flush mounts have a transitional appeal updated for today's style. | CEILING | Grandover | Ceiling Lights | Polished Brass | 2 | Brass / Steel | Clear Beveled Glass | W:3.21875" H:3.5625" |  |  | 3 Candelabra G16-1/2 25w |  | 3 | No | [14 empty] | 0 | [12 empty] | 31.48 | 62.96 | 94.44 | D:9'' H:6'' | 2.8 | 9 |  |  | 6 | Cap Nuts | [6 empty] | No |  | No | [25 empty] | 6.5 |  |  | N/A | Hardwired | 0 | 0 | 0 | 0 | 1 | 0 | 0 | 1 | 0 | 0 | 0 | 785652766121 | 9.5 | 9.5 | 6.5 | 3.6 | 0.339 | 93 | Yes | 3 | 10785652766128 | 10 | 10 | 20.75 | 12.15 | 1.201 | Yes | UL Damp | cUL Damp | GRANDOVER 3L FLUSH MOUNT-02 | Three Light Ceiling Flush Mount |  | 7661-02.jpg | 7661.jpg
7661-962 | Three Light Ceiling Flush Mount | The Grandover flush mount ceiling collection by Sea Gull Lighting features a classic octagon profile with panels of Clear Beveled glass which let light sparkle in your entryways and hallways. In Brushed Nickel or Polished Brass finishes, the Grandover flush mounts have a transitional appeal updated for today's style. | CEILING | Grandover | Ceiling Lights | Brushed Nickel | 962 | Brass / Steel | Clear Beveled Glass | W:3.21875" H:2.375" |  |  | 3 Candelabra G16-1/2 25w |  | 3 | No | [14 empty] | 0 | [12 empty] | 31.48 | 62.96 | 94.44 | D:9'' H:6'' | 2.8 | 9 |  |  | 6 | Cap Nuts | [6 empty] | No |  | No | [25 empty] | 6.5 |  |  | N/A | Hardwired | 0 | 0 | 0 | 0 | 1 | 0 | 0 | 1 | 0 | 0 | 0 | 785652661938 | 9.5 | 9.5 | 6.5 | 3.5 | 0.339 | 93 | Yes | 3 | 10785652661935 | 10.5 | 10 | 20.75 | 12.2 | 1.261 | Yes | UL Damp | cUL Damp | GRANDOVER 3L FLUSH MOUNT-962 | Three Light Ceiling Flush Mount |  | 7661-962.jpg | 7661.jpg
7662-02 | Four Light Ceiling Flush Mount | The Grandover flush mount ceiling collection by Sea Gull Lighting features a classic octagon profile with panels of Clear Beveled glass which let light sparkle in your entryways and hallways. In Brushed Nickel or Polished Brass finishes, the Grandover flush mounts have a transitional appeal updated for today's style. | CEILING | Grandover | Ceiling Lights | Polished Brass | 2 | Brass / Steel | Clear Beveled Glass |  |  |  | 4 Candelabra G16-1/2 25w |  | 4 | No | [14 empty] | 0 | [12 empty] | 37.98 | 75.96 | 113.94 | D:11'' H:6 1/2'' | 3.8 | 11 |  |  | 6.5 | Cap Nuts | [6 empty] | No |  | No | [25 empty] | 6.5 |  |  | N/A | Hardwired | 0 | 0 | 0 | 0 | 1 | 0 | 0 | 1 | 0 | 0 | 0 | 785652766220 | 11 | 11 | 7.25 | 4.7 | 0.508 | 100 | Yes | 3 | 10785652766227 | 11.25 | 11.5 | 22.75 | 15.75 | 1.703 | Yes | UL Damp | cUL Damp | GRANDOVER 4L FLUSH MOUNT-02 | Four Light Ceiling Flush Mount |  | 7662-02.jpg | 7662.jpg
7662-962 | Four Light Ceiling Flush Mount | The Grandover flush mount ceiling collection by Sea Gull Lighting features a classic octagon profile with panels of Clear Beveled glass which let light sparkle in your entryways and hallways. In Brushed Nickel or Polished Brass finishes, the Grandover flush mounts have a transitional appeal updated for today's style. | CEILING | Grandover | Ceiling Lights | Brushed Nickel | 962 | Brass / Steel | Clear Beveled Glass | W:3.53125" H:2.5625" |  |  | 4 Candelabra G16-1/2 25w |  | 4 | No | [14 empty] | 0 | [12 empty] | 37.98 | 75.96 | 113.94 | D:11'' H:6 1/2'' | 3.8 | 11 |  |  | 6.5 | Cap Nuts | [6 empty] | No |  | No | [25 empty] | 6.5 |  |  | N/A | Hardwired | 0 | 0 | 0 | 0 | 1 | 0 | 0 | 1 | 0 | 0 | 0 | 785652662966 | 11 | 11 | 7.25 | 4.75 | 0.508 | 100 | Yes | 3 | 10785652662963 | 11.5 | 11.5 | 22.75 | 15.1 | 1.741 | Yes | UL Damp | cUL Damp | GRANDOVER 4L FLUSH MOUNT-962 | Four Light Ceiling Flush Mount |  | 7662-962.jpg | 7662.jpg
77033EN3-98 | Large Three Light Ceiling Flush Mount | Modern styling and forward thinking represent the Centra collection by Sea Gull Lighting. Stunning in a Brushed Stainless finish with Satin White glass, Centra is designed to bring a modern sensibility to your hallways and foyers with a pendant / semi-flush fixture, small, medium, and large ceiling fixtures and a wall sconce to round out the collection. Incandescent, integrated LED, and ENERGY STAR-qualified LED lamping are all available. | CEILING | Centra | Ceiling Lights | Brushed Stainless | 98 | Steel |  |  |  | Satin White Glass | 3 Medium A19 9.3w |  | 3 | Yes | [14 empty] | 0 | [12 empty] | 104.5 | 209 | 313.5 | D:21 1/4'' H:4 3/4'' | 8.9 | 21.25 |  |  | 4.75 | Key Slots | [6 empty] | No |  | No | [25 empty] | 6.5 | Black/White |  | N/A | Hardwired | 0 | 0 | 0 | 1 | 1 | 0 | 0 | 0 | 0 | 0 | 0 | 785652051890 | 24.5 | 10.25 | 25.25 | 13.4 | 3.67 | 250 | Yes | [8 empty] | UL Damp | cUL Damp | CENTRA 3L CEILING-98 | Large Three Light Ceiling Flush Mount |  | 77033EN3-98.jpg | 77033.jpg
77046-715 | Two Light Semi-Flush Convertible Pendant | The inverted bell jar silhouette of the Westminster lantern pendant collection by Sea Gull Lighting is universally familiar yet all together fresh. The perfect accent to a multitude of styles, the fixture has an Autumn Bronze finish with Clear Cloche glass and offers extreme versatility to can create a bold statement without upstaging the surrounding decor. In addition to their traditional application as an entryway light, lanterns of this style are increasingly used by top designers for lighting kitchen islands and dining rooms. The two-light pendant can be converted to a semi-flush ceiling mount, and the small and large three-light pendants round out the assortment. | CEILING | Westminster | Ceiling Lights | Autumn Bronze | 715 | Steel | Clear Glass | D:8.5" H:9" |  |  | 2 Candelabra B Torpedo 60w |  | 2 | No | [14 empty] | 0 | [12 empty] | 149.98 | 299.96 | 449.94 | D:8 1/2'' H:15 3/4'' O:139 1/2'' | 5.5 | 8.5 |  |  | 15.75 | Center Lock-Up |  | 15.5 | 139.5 |  |  |  | No |  | No | [25 empty] | 144 | Brown | 120 |  | Hardwired | 0 | 0 | 0 | 0 | 1 | 0 | 0 | 1 | 1 | 0 | 0 | 785652229008 | 19.5 | 12.5 | 12.75 | 8 | 1.799 | 175 | Yes | [9 empty] | cETL Dry | WESTMINSTER 2L CEILING-715 | Two Light Semi-Flush Convertible Pendant |  | 77046-715.jpg | 77046.jpg
77046EN-715 | Two Light Semi-Flush Convertible Pendant | The inverted bell jar silhouette of the Westminster lantern pendant collection by Sea Gull Lighting is universally familiar yet all together fresh. The perfect accent to a multitude of styles, the fixture has an Autumn Bronze finish with Clear Cloche glass and offers extreme versatility to can create a bold statement without upstaging the surrounding decor. In addition to their traditional application as an entryway light, lanterns of this style are increasingly used by top designers for lighting kitchen islands and dining rooms. The two-light pendant can be converted to a semi-flush ceiling mount, and the small and large three-light pendants round out the assortment. | LINE VOLTAGE PENDANT | Westminster | Ceiling Lights | Autumn Bronze | 715 | Steel | Undefined Glass | D:8.5" H:9" |  |  | 2 Candelabra Torpedo 3.5w |  | 2 | Yes | [14 empty] | 0 | [12 empty] | 161.48 | 322.96 | 484.44 | D:8 1/2'' H:15 3/4'' O:139 1/2'' | 5.5 | 8.5 |  |  | 15.75 | Center Lock-Up |  | 15.5 | 139.5 |  |  |  | No |  | No | [25 empty] | 144 | Brown | 120 |  | Hardwired | 0 | 0 | 0 | 1 | 1 | 0 | 0 | 0 | 1 | 0 | 0 | 785652031731 | 19.5 | 12.5 | 12.75 | 8 | 1.799 | 175 | Yes | [9 empty] | cETL Dry | WESTMINSTER 2L CEILING-715 | Two Light Semi-Flush Convertible Pendant |  | 77046EN-715.jpg | 77046.jpg
77063-05 | One Light Ceiling Flush Mount | Adaptability takes center stage with the Geary Collection. This series of traditional up-light pendants, semi-flush and flush-mount fixtures feature decoratively bowed arms and constructed of rectangular steel tubing. Geary is a true cross-collection piece, offered in four beautiful finishes Blacksmith, Brushed Nickel, Burnt Sienna and Heirloom Bronze. The Geary has a universal appeal matching 24 different Sea Gull Lighting interior collections. Offering subtle style with practical design, Geary is at home in almost any room. The fixtures have a fluid movement with a traditional look to complement a wide range of decor. | CEILING | Geary | Ceiling Lights | Chrome | 5 | Steel |  |  |  | Satin Etched Glass | 1 Medium A19 100w |  | 1 | No | [14 empty] | 0 | [12 empty] | 23.98 | 47.96 | 71.94 | D:10 1/2'' H:5 1/2'' | 2.3 | 10.5 |  |  | 5.5 | Key Slots | [6 empty] | No |  | No | [25 empty] | 6.5 | Black/White |  |  | Hardwired | 0 | 0 | 0 | 0 | 1 | 0 | 0 | 1 | 0 | 0 | 0 | 785652244155 | 11.25 | 11.25 | 6.75 | 3.3 | 0.494 | 125 | Yes | [8 empty] | UL Damp | cUL Damp | GEARY 1L FLUSH MOUNT-05 | One Light Ceiling Flush Mount |  | 77164-05.jpg | 77063.jpg
77063-710 | One Light Ceiling Flush Mount | Adaptability takes center stage with the Geary Collection. This series of traditional up-light pendants, semi-flush and flush-mount fixtures feature decoratively bowed arms and constructed of rectangular steel tubing. Geary is a true cross-collection piece, offered in four beautiful finishes Blacksmith, Brushed Nickel, Burnt Sienna and Heirloom Bronze. The Geary has a universal appeal matching 24 different Sea Gull Lighting interior collections. Offering subtle style with practical design, Geary is at home in almost any room. The fixtures have a fluid movement with a traditional look to complement a wide range of decor. | CEILING | Geary | Ceiling Lights | Burnt Sienna | 710 | Steel |  |  |  | Amber Scavo Glass | 1 Medium A19 100w |  | 1 | No | [14 empty] | 0 | [12 empty] | 23.98 | 47.96 | 71.94 | D:10 1/2'' H:5 1/2'' | 2.3 | 10.5 |  |  | 5.5 | Key Slots | [6 empty] | No |  | No | [25 empty] | 6.5 | Black/White |  |  | Hardwired | 0 | 0 | 0 | 0 | 0 | 0 | 0 | 0 | 0 | 0 | 0 | 785652228575 | 13.25 | 13 | 6.25 | 3.5 | 0.623 | 175 | Yes | [8 empty] | UL Damp | cUL Damp | GEARY 1L FLUSH MOUNT-710 | One Light Ceiling Flush Mount |  | 77063-710.png | 77063.jpg
77063-782 | One Light Ceiling Flush Mount | Adaptability takes center stage with the Geary Collection. This series of traditional up-light pendants, semi-flush and flush-mount fixtures feature decoratively bowed arms and constructed of rectangular steel tubing. Geary is a true cross-collection piece, offered in four beautiful finishes Blacksmith, Brushed Nickel, Burnt Sienna and Heirloom Bronze. The Geary has a universal appeal matching 24 different Sea Gull Lighting interior collections. Offering subtle style with practical design, Geary is at home in almost any room. The fixtures have a fluid movement with a traditional look to complement a wide range of decor. | CEILING | Geary | Ceiling Lights | Heirloom Bronze | 782 | Steel |  |  |  | Satin Etched Glass | 1 Medium A19 100w |  | 1 | No | [14 empty] | 0 | [12 empty] | 23.98 | 47.96 | 71.94 | D:10 1/2'' H:5 1/2'' | 2.3 | 10.5 |  |  | 5.5 | Key Slots | [6 empty] | No |  | No | [25 empty] | 6.5 | Black/White |  |  | Hardwired | 0 | 0 | 0 | 0 | 1 | 0 | 0 | 1 | 0 | 0 | 0 | 785652770678 | 12 | 12 | 5.58 | 2.8 | 0.465 | 125 | Yes | [8 empty] | ETL Damp | cETL Damp | GEARY 1L FLUSH MOUNT-782 | One Light Ceiling Flush Mount |  | 77063-782.jpg | 77063.jpg
77063-839 | One Light Ceiling Flush Mount | Adaptability takes center stage with the Geary Collection. This series of traditional up-light pendants, semi-flush and flush-mount fixtures feature decoratively bowed arms and constructed of rectangular steel tubing. Geary is a true cross-collection piece, offered in four beautiful finishes Blacksmith, Brushed Nickel, Burnt Sienna and Heirloom Bronze. The Geary has a universal appeal matching 24 different Sea Gull Lighting interior collections. Offering subtle style with practical design, Geary is at home in almost any room. The fixtures have a fluid movement with a traditional look to complement a wide range of decor. | CEILING | Geary | Ceiling Lights | Blacksmith | 839 | Steel |  |  |  | Satin Etched Glass | 1 Medium A19 100w |  | 1 | No | [14 empty] | 0 | [12 empty] | 23.98 | 47.96 | 71.94 | D:10 1/2'' H:5 1/2'' | 2.3 | 10.5 |  |  | 5.5 | Key Slots | [6 empty] | No |  | No | [25 empty] | 6.5 | Black/White |  |  | Hardwired | 0 | 0 | 0 | 0 | 1 | 0 | 0 | 1 | 0 | 0 | 0 | 785652244148 | 12.18 | 11.58 | 5.75 | 2.6 | 0.469 | 175 | Yes | [8 empty] | UL Damp | cUL Damp | GEARY 1L FLUSH MOUNT-839 | One Light Ceiling Flush Mount |  | 77164-839.jpg | 77063.jpg
77063-962 | One Light Ceiling Flush Mount | Adaptability takes center stage with the Geary Collection. This series of traditional up-light pendants, semi-flush and flush-mount fixtures feature decoratively bowed arms and constructed of rectangular steel tubing. Geary is a true cross-collection piece, offered in four beautiful finishes Blacksmith, Brushed Nickel, Burnt Sienna and Heirloom Bronze. The Geary has a universal appeal matching 24 different Sea Gull Lighting interior collections. Offering subtle style with practical design, Geary is at home in almost any room. The fixtures have a fluid movement with a traditional look to complement a wide range of decor. | CEILING | Geary | Ceiling Lights | Brushed Nickel | 962 | Steel |  |  |  | Satin Etched Glass | 1 Medium A19 100w |  | 1 | No | [14 empty] | 0 | [12 empty] | 23.98 | 47.96 | 71.94 | D:10 1/2'' H:5 1/2'' | 2.3 | 10.5 |  |  | 5.5 | Key Slots | [6 empty] | No |  | No | [25 empty] | 6.5 | Black/White |  |  | Hardwired | 0 | 0 | 0 | 0 | 1 | 0 | 0 | 1 | 0 | 0 | 0 | 785652770630 | 12 | 12 | 7 | 3.6 | 0.583 | 125 | Yes | [8 empty] | ETL Damp | cETL Damp | GEARY 1L FLUSH MOUNT-962 | One Light Ceiling Flush Mount |  | 77063-962.jpg | 77063.jpg
77063-965 | One Light Ceiling Flush Mount | Adaptability takes center stage with the Geary Collection. This series of traditional up-light pendants, semi-flush and flush-mount fixtures feature decoratively bowed arms and constructed of rectangular steel tubing. Geary is a true cross-collection piece, offered in four beautiful finishes Blacksmith, Brushed Nickel, Burnt Sienna and Heirloom Bronze. The Geary has a universal appeal matching 24 different Sea Gull Lighting interior collections. Offering subtle style with practical design, Geary is at home in almost any room. The fixtures have a fluid movement with a traditional look to complement a wide range of decor. | CEILING | Geary | Ceiling Lights | Antique Brushed Nickel | 965 | Steel |  |  |  | Satin Etched Glass | 1 Medium A19 100w |  | 1 | No | [14 empty] | 0 | [12 empty] | 23.98 | 47.96 | 71.94 | D:10 1/2'' H:5 1/2'' | 2.3 | 10.5 |  |  | 5.5 | Key Slots | [6 empty] | No |  | No | [25 empty] | 6.5 | Black/White |  |  | Hardwired | 0 | 0 | 0 | 0 | 1 | 0 | 0 | 1 | 0 | 0 | 0 | 785652706394 | 13.25 | 13 | 7 | 3.6 | 0.698 | 175 | Yes | [8 empty] | UL Damp | cUL Damp | GEARY 1L FLUSH MOUNT-965 | One Light Ceiling Flush Mount |  | 77063-965.jpg | 77063.jpg
77063EN3-05 | One Light Ceiling Flush Mount | Adaptability takes center stage with the Geary Collection. This series of traditional up-light pendants, semi-flush and flush-mount fixtures feature decoratively bowed arms and constructed of rectangular steel tubing. Geary is a true cross-collection piece, offered in four beautiful finishes Blacksmith, Brushed Nickel, Burnt Sienna and Heirloom Bronze. The Geary has a universal appeal matching 24 different Sea Gull Lighting interior collections. Offering subtle style with practical design, Geary is at home in almost any room. The fixtures have a fluid movement with a traditional look to complement a wide range of decor. | CEILING | Geary | Ceiling Lights | Chrome | 5 | Steel |  |  |  | Satin Etched Glass | 1 Medium A19 9.3w |  | 1 | Yes | [14 empty] | 0 | [12 empty] | 28.98 | 57.96 | 86.94 | D:10 1/2'' H:5 1/2'' | 2.3 | 10.5 |  |  | 5.5 | Key Slots | [6 empty] | No |  | No | [25 empty] | 6.5 | Black/White |  |  | Hardwired | 0 | 0 | 0 | 1 | 1 | 0 | 0 | 0 | 0 | 0 | 0 | 785652044076 | 12.18 | 11.58 | 5.75 | 2.6 | 0.469 | 175 | Yes | [8 empty] | C-UL-US Damp |  | GEARY 1L LED FLUSH MOUNT-05 | One Light Ceiling Flush Mount |  | 77063EN3-05.jpg | 77063.jpg
77063EN3-710 | One Light Ceiling Flush Mount | Adaptability takes center stage with the Geary Collection. This series of traditional up-light pendants, semi-flush and flush-mount fixtures feature decoratively bowed arms and constructed of rectangular steel tubing. Geary is a true cross-collection piece, offered in four beautiful finishes Blacksmith, Brushed Nickel, Burnt Sienna and Heirloom Bronze. The Geary has a universal appeal matching 24 different Sea Gull Lighting interior collections. Offering subtle style with practical design, Geary is at home in almost any room. The fixtures have a fluid movement with a traditional look to complement a wide range of decor. | CEILING | Geary | Ceiling Lights | Burnt Sienna | 710 | Steel |  |  |  | Amber Scavo Glass | 1 Medium A19 9.3w |  | 1 | Yes | [14 empty] | 0 | [12 empty] | 28.98 | 57.96 | 86.94 | D:10 1/2'' H:5 1/2'' | 2.3 | 10.5 |  |  | 5.5 | Key Slots | [6 empty] | No |  | No | [25 empty] | 6.5 | Black/White |  |  | Hardwired | 0 | 0 | 0 | 1 | 1 | 0 | 0 | 0 | 0 | 0 | 0 | 785652057106 | 13.25 | 13.25 | 7 | 3.5 | 0.711 | 175 | Yes | [8 empty] | C-UL-US Damp |  | GEARY 1L LED FLUSH MOUNT-710 | One Light Ceiling Flush Mount |  | 77063EN3-710.png | 77063.jpg
77063EN3-782 | One Light Ceiling Flush Mount | Adaptability takes center stage with the Geary Collection. This series of traditional up-light pendants, semi-flush and flush-mount fixtures feature decoratively bowed arms and constructed of rectangular steel tubing. Geary is a true cross-collection piece, offered in four beautiful finishes Blacksmith, Brushed Nickel, Burnt Sienna and Heirloom Bronze. The Geary has a universal appeal matching 24 different Sea Gull Lighting interior collections. Offering subtle style with practical design, Geary is at home in almost any room. The fixtures have a fluid movement with a traditional look to complement a wide range of decor. | CEILING | Geary | Ceiling Lights | Heirloom Bronze | 782 | Steel |  |  |  | Satin Etched Glass | 1 Medium A19 9.3w |  | 1 | Yes | [14 empty] | 0 | [12 empty] | 28.98 | 57.96 | 86.94 | D:10 1/2'' H:5 1/2'' | 2.3 | 10.5 |  |  | 5.5 | Key Slots | [6 empty] | No |  | No | [25 empty] | 6.5 | Black/White |  |  | Hardwired | 0 | 0 | 0 | 1 | 1 | 0 | 0 | 0 | 0 | 0 | 0 | 785652044106 | 13.25 | 13.25 | 7 | 3.5 | 0.711 | 175 | Yes | [8 empty] | ETL Damp |  | GEARY 1L LED FLUSH MOUNT-782 | One Light Ceiling Flush Mount |  | 77063EN3-782.jpg | 77063.jpg
77063EN3-839 | One Light Ceiling Flush Mount | Adaptability takes center stage with the Geary Collection. This series of traditional up-light pendants, semi-flush and flush-mount fixtures feature decoratively bowed arms and constructed of rectangular steel tubing. Geary is a true cross-collection piece, offered in four beautiful finishes Blacksmith, Brushed Nickel, Burnt Sienna and Heirloom Bronze. The Geary has a universal appeal matching 24 different Sea Gull Lighting interior collections. Offering subtle style with practical design, Geary is at home in almost any room. The fixtures have a fluid movement with a traditional look to complement a wide range of decor. | CEILING | Geary | Ceiling Lights | Blacksmith | 839 | Steel |  |  |  | Satin Etched Glass | 1 Medium A19 9.3w |  | 1 | Yes | [14 empty] | 0 | [12 empty] | 28.98 | 57.96 | 86.94 | D:10 1/2'' H:5 1/2'' | 2.3 | 10.5 |  |  | 5.5 | Key Slots | [6 empty] | No |  | No | [25 empty] | 6.5 | Black/White |  |  | Hardwired | 0 | 0 | 0 | 1 | 1 | 0 | 0 | 0 | 0 | 0 | 0 | 785652051906 | 12.125 | 11.625 | 5.75 | 2.6 | 0.469 | 175 | Yes | [8 empty] | C-UL-US Damp |  | GEARY 1L LED FLUSH MOUNT-839 | One Light Ceiling Flush Mount |  | 77063EN3-839.jpg | 77063.jpg
77063EN3-962 | One Light Ceiling Flush Mount | Adaptability takes center stage with the Geary Collection. This series of traditional up-light pendants, semi-flush and flush-mount fixtures feature decoratively bowed arms and constructed of rectangular steel tubing. Geary is a true cross-collection piece, offered in four beautiful finishes Blacksmith, Brushed Nickel, Burnt Sienna and Heirloom Bronze. The Geary has a universal appeal matching 24 different Sea Gull Lighting interior collections. Offering subtle style with practical design, Geary is at home in almost any room. The fixtures have a fluid movement with a traditional look to complement a wide range of decor. | CEILING | Geary | Ceiling Lights | Brushed Nickel | 962 | Steel |  |  |  | Satin Etched Glass | 1 Medium A19 9.3w |  | 1 | Yes | [14 empty] | 0 | [12 empty] | 28.98 | 57.96 | 86.94 | D:10 1/2'' H:5 1/2'' | 2.3 | 10.5 |  |  | 5.5 | Key Slots | [6 empty] | No |  | No | [25 empty] | 6.5 | Black/White |  |  | Hardwired | 0 | 0 | 0 | 1 | 1 | 0 | 0 | 0 | 0 | 0 | 0 | 785652044120 | 13.5 | 6 | 13.5 | 3.5 | 0.633 | 175 | Yes | [8 empty] | C-UL-US Damp |  | GEARY 1L LED FLUSH MOUNT-962 | One Light Ceiling Flush Mount |  | 77063EN3-962.jpg | 77063.jpg
77063EN3-965 | One Light Ceiling Flush Mount | Adaptability takes center stage with the Geary Collection. This series of traditional up-light pendants, semi-flush and flush-mount fixtures feature decoratively bowed arms and constructed of rectangular steel tubing. Geary is a true cross-collection piece, offered in four beautiful finishes Blacksmith, Brushed Nickel, Burnt Sienna and Heirloom Bronze. The Geary has a universal appeal matching 24 different Sea Gull Lighting interior collections. Offering subtle style with practical design, Geary is at home in almost any room. The fixtures have a fluid movement with a traditional look to complement a wide range of decor. | CEILING | Geary | Ceiling Lights | Antique Brushed Nickel | 965 | Steel |  |  |  | Satin Etched Glass | 1 Medium A19 9.3w |  | 1 | Yes | [14 empty] | 0 | [12 empty] | 28.98 | 57.96 | 86.94 | D:10 1/2'' H:5 1/2'' | 2.3 | 10.5 |  |  | 5.5 | Key Slots | [6 empty] | No |  | No | [25 empty] | 6.5 | Black/White |  |  | Hardwired | 0 | 0 | 0 | 1 | 1 | 0 | 0 | 0 | 0 | 0 | 0 | 785652044137 | 13.25 | 13 | 7 | 3.6 | 0.698 | 175 | Yes | [8 empty] | C-UL-US Damp |  | GEARY 1L LED FLUSH MOUNT-965 | One Light Ceiling Flush Mount |  | 77063EN3-965.jpg | 77063.jpg
77064-05 | Two Light Ceiling Flush Mount | Adaptability takes center stage with the Geary Collection. This series of traditional up-light pendants, semi-flush and flush-mount fixtures feature decoratively bowed arms and constructed of rectangular steel tubing. Geary is a true cross-collection piece, offered in four beautiful finishes Blacksmith, Brushed Nickel, Burnt Sienna and Heirloom Bronze. The Geary has a universal appeal matching 24 different Sea Gull Lighting interior collections. Offering subtle style with practical design, Geary is at home in almost any room. The fixtures have a fluid movement with a traditional look to complement a wide range of decor. | CEILING | Geary | Ceiling Lights | Chrome | 5 | Steel |  |  |  | Satin Etched Glass | 2 Medium A19 60w |  | 2 | No | [14 empty] | 0 | [12 empty] | 29.98 | 59.96 | 89.94 | D:12 1/2'' H:5 1/2'' | 3.2 | 12.5 |  |  | 5.5 | Key Slots | [6 empty] | No |  | No | [25 empty] | 6.5 |  |  |  | Hardwired | 0 | 0 | 0 | 0 | 1 | 0 | 0 | 1 | 0 | 0 | 0 | 785652244209 | 14.375 | 14 | 5.875 | 3.2 | 0.684 | 175 | Yes | [8 empty] | UL Damp | cUL Damp | GEARY 2L FLUSH MOUNT-05 | Two Light Ceiling Flush Mount |  | 77164-05.jpg | 77064.jpg
77064-710 | Two Light Ceiling Flush Mount | Adaptability takes center stage with the Geary Collection. This series of traditional up-light pendants, semi-flush and flush-mount fixtures feature decoratively bowed arms and constructed of rectangular steel tubing. Geary is a true cross-collection piece, offered in four beautiful finishes Blacksmith, Brushed Nickel, Burnt Sienna and Heirloom Bronze. The Geary has a universal appeal matching 24 different Sea Gull Lighting interior collections. Offering subtle style with practical design, Geary is at home in almost any room. The fixtures have a fluid movement with a traditional look to complement a wide range of decor. | CEILING | Geary | Ceiling Lights | Burnt Sienna | 710 | Steel |  |  |  | Amber Scavo Glass | 2 Medium A19 60w |  | 2 | No | [14 empty] | 0 | [12 empty] | 29.98 | 59.96 | 89.94 | D:12 1/2'' H:5 1/2'' | 3.2 | 12.5 |  |  | 5.5 | Key Slots | [6 empty] | No |  | No | [25 empty] | 6.5 |  |  | N/A | Hardwired | 0 | 0 | 0 | 0 | 0 | 0 | 0 | 1 | 0 | 0 | 0 | 785652228582 | 14 | 6 | 6 | 3.2 | 0.292 | 93 | Yes | [8 empty] | UL Damp | cUL Damp | GEARY 2L FLUSH MOUNT-710 | Two Light Ceiling Flush Mount |  | 77064-710.png | 77064.jpg
77064-782 | Two Light Ceiling Flush Mount | Adaptability takes center stage with the Geary Collection. This series of traditional up-light pendants, semi-flush and flush-mount fixtures feature decoratively bowed arms and constructed of rectangular steel tubing. Geary is a true cross-collection piece, offered in four beautiful finishes Blacksmith, Brushed Nickel, Burnt Sienna and Heirloom Bronze. The Geary has a universal appeal matching 24 different Sea Gull Lighting interior collections. Offering subtle style with practical design, Geary is at home in almost any room. The fixtures have a fluid movement with a traditional look to complement a wide range of decor. | CEILING | Geary | Ceiling Lights | Heirloom Bronze | 782 | Steel |  |  |  | Satin Etched Glass | 2 Medium A19 60w |  | 2 | No | [14 empty] | 0 | [12 empty] | 29.98 | 59.96 | 89.94 | D:12 1/2'' H:5 1/2'' | 3.2 | 12.5 |  |  | 5.5 | Key Slots | [6 empty] | No |  | No | [25 empty] | 6.5 |  |  | N/A | Hardwired | 0 | 0 | 0 | 0 | 1 | 0 | 0 | 1 | 0 | 0 | 0 | 785652770685 | 14.5 | 14 | 5.75 | 3.8 | 0.675 | 175 | Yes | [8 empty] | ETL Damp | cETL Damp | GEARY 2L FLUSH MOUNT-782 | Two Light Ceiling Flush Mount |  | 77064-782.jpg | 77064.jpg
77064-839 | Two Light Ceiling Flush Mount | Adaptability takes center stage with the Geary Collection. This series of traditional up-light pendants, semi-flush and flush-mount fixtures feature decoratively bowed arms and constructed of rectangular steel tubing. Geary is a true cross-collection piece, offered in four beautiful finishes Blacksmith, Brushed Nickel, Burnt Sienna and Heirloom Bronze. The Geary has a universal appeal matching 24 different Sea Gull Lighting interior collections. Offering subtle style with practical design, Geary is at home in almost any room. The fixtures have a fluid movement with a traditional look to complement a wide range of decor. | CEILING | Geary | Ceiling Lights | Blacksmith | 839 | Steel |  |  |  | Satin Etched Glass | 2 Medium A19 60w |  | 2 | No | [14 empty] | 0 | [12 empty] | 29.98 | 59.96 | 89.94 | D:12 1/2'' H:5 1/2'' | 3.2 | 12.5 |  |  | 5.5 | Key Slots | [6 empty] | No |  | No | [25 empty] | 6.5 |  |  |  | Hardwired | 0 | 0 | 0 | 0 | 1 | 0 | 0 | 1 | 0 | 0 | 0 | 785652244193 | 13.75 | 13.75 | 7 | 4.1 | 0.766 | 175 | Yes | [8 empty] | UL Damp | cUL Damp | GEARY 2L FLUSH MOUNT-839 | Two Light Ceiling Flush Mount |  | 77164-839.jpg | 77064.jpg
77064-962 | Two Light Ceiling Flush Mount | Adaptability takes center stage with the Geary Collection. This series of traditional up-light pendants, semi-flush and flush-mount fixtures feature decoratively bowed arms and constructed of rectangular steel tubing. Geary is a true cross-collection piece, offered in four beautiful finishes Blacksmith, Brushed Nickel, Burnt Sienna and Heirloom Bronze. The Geary has a universal appeal matching 24 different Sea Gull Lighting interior collections. Offering subtle style with practical design, Geary is at home in almost any room. The fixtures have a fluid movement with a traditional look to complement a wide range of decor. | CEILING | Geary | Ceiling Lights | Brushed Nickel | 962 | Steel |  |  |  | Satin Etched Glass | 2 Medium A19 60w |  | 2 | No | [14 empty] | 0 | [12 empty] | 29.98 | 59.96 | 89.94 | D:12 1/2'' H:5 1/2'' | 3.2 | 12.5 |  |  | 5.5 | Key Slots | [6 empty] | No |  | No | [25 empty] | 6.5 |  |  | N/A | Hardwired | 0 | 0 | 0 | 0 | 1 | 0 | 0 | 1 | 0 | 0 | 0 | 785652770647 | 14.5 | 14 | 5.75 | 3.8 | 0.675 | 175 | Yes | [8 empty] | ETL Damp | cETL Damp | GEARY 2L FLUSH MOUNT-962 | Two Light Ceiling Flush Mount |  | 77064-962.jpg | 77064.jpg
77064-965 | Two Light Ceiling Flush Mount | Adaptability takes center stage with the Geary Collection. This series of traditional up-light pendants, semi-flush and flush-mount fixtures feature decoratively bowed arms and constructed of rectangular steel tubing. Geary is a true cross-collection piece, offered in four beautiful finishes Blacksmith, Brushed Nickel, Burnt Sienna and Heirloom Bronze. The Geary has a universal appeal matching 24 different Sea Gull Lighting interior collections. Offering subtle style with practical design, Geary is at home in almost any room. The fixtures have a fluid movement with a traditional look to complement a wide range of decor. | CEILING | Geary | Ceiling Lights | Antique Brushed Nickel | 965 | Steel |  |  |  | Satin Etched Glass | 2 Medium A19 60w |  | 2 | No | [14 empty] | 0 | [12 empty] | 29.98 | 59.96 | 89.94 | D:12 1/2'' H:5 1/2'' | 3.2 | 12.5 |  |  | 5.5 | Key Slots | [6 empty] | No |  | No | [25 empty] | 6.5 |  |  | N/A | Hardwired | 0 | 0 | 0 | 0 | 1 | 0 | 0 | 1 | 0 | 0 | 0 | 785652706493 | 12 | 12 | 7 | 3.6 | 0.583 | 125 | Yes | [8 empty] | UL Damp | cUL Damp | GEARY 2L FLUSH MOUNT-965 | Two Light Ceiling Flush Mount |  | 77064-965.jpg | 77064.jpg
77064EN3-05 | Two Light Ceiling Flush Mount | Adaptability takes center stage with the Geary Collection. This series of traditional up-light pendants, semi-flush and flush-mount fixtures feature decoratively bowed arms and constructed of rectangular steel tubing. Geary is a true cross-collection piece, offered in four beautiful finishes Blacksmith, Brushed Nickel, Burnt Sienna and Heirloom Bronze. The Geary has a universal appeal matching 24 different Sea Gull Lighting interior collections. Offering subtle style with practical design, Geary is at home in almost any room. The fixtures have a fluid movement with a traditional look to complement a wide range of decor. | CEILING | Geary | Ceiling Lights | Chrome | 5 | Steel |  |  |  | Satin Etched Glass | 2 Medium A19 9.3w |  | 2 | Yes | [14 empty] | 0 | [12 empty] | 40.48 | 80.96 | 121.44 | D:12 1/2'' H:5 1/2'' | 3.2 | 12.5 |  |  | 5.5 | Key Slots | [6 empty] | No |  | No | [25 empty] | 6.5 | Black/White |  |  | Hardwired | 0 | 0 | 0 | 1 | 1 | 0 | 0 | 0 | 0 | 0 | 0 | 785652044168 | 14.5 | 14 | 5.75 | 3.8 | 0.675 | 175 | Yes | [8 empty] | C-UL-US Damp |  | GEARY 2L LED FLUSH MOUNT-05 | Two Light Ceiling Flush Mount |  | 77064EN3-05.jpg | 77064.jpg
77064EN3-710 | Two Light Ceiling Flush Mount | Adaptability takes center stage with the Geary Collection. This series of traditional up-light pendants, semi-flush and flush-mount fixtures feature decoratively bowed arms and constructed of rectangular steel tubing. Geary is a true cross-collection piece, offered in four beautiful finishes Blacksmith, Brushed Nickel, Burnt Sienna and Heirloom Bronze. The Geary has a universal appeal matching 24 different Sea Gull Lighting interior collections. Offering subtle style with practical design, Geary is at home in almost any room. The fixtures have a fluid movement with a traditional look to complement a wide range of decor. | CEILING | Geary | Ceiling Lights | Burnt Sienna | 710 | Steel |  |  |  | Amber Scavo Glass | 2 Medium A19 9.3w |  | 2 | Yes | [14 empty] | 0 | [12 empty] | 40.48 | 80.96 | 121.44 | D:12 1/2'' H:5 1/2'' | 3.2 | 12.5 |  |  | 5.5 | Key Slots | [6 empty] | No |  | No | [25 empty] | 6.5 | Black/White |  |  | Hardwired | 0 | 0 | 0 | 1 | 1 | 0 | 0 | 0 | 0 | 0 | 0 | 785652057113 | 15.25 | 15 | 7 | 4.8 | 0.927 | 175 | Yes | [8 empty] | C-UL-US Damp |  | GEARY 2L LED FLUSH MOUNT-710 | Two Light Ceiling Flush Mount |  | 77064EN3-710.png | 77064.jpg
77064EN3-782 | Two Light Ceiling Flush Mount | Adaptability takes center stage with the Geary Collection. This series of traditional up-light pendants, semi-flush and flush-mount fixtures feature decoratively bowed arms and constructed of rectangular steel tubing. Geary is a true cross-collection piece, offered in four beautiful finishes Blacksmith, Brushed Nickel, Burnt Sienna and Heirloom Bronze. The Geary has a universal appeal matching 24 different Sea Gull Lighting interior collections. Offering subtle style with practical design, Geary is at home in almost any room. The fixtures have a fluid movement with a traditional look to complement a wide range of decor. | CEILING | Geary | Ceiling Lights | Heirloom Bronze | 782 | Steel |  |  |  | Satin Etched Glass | 2 Medium A19 9.3w |  | 2 | Yes | [14 empty] | 0 | [12 empty] | 40.48 | 80.96 | 121.44 | D:12 1/2'' H:5 1/2'' | 3.2 | 12.5 |  |  | 5.5 | Key Slots | [6 empty] | No |  | No | [25 empty] | 6.5 | Black/White |  | N/A | Hardwired | 0 | 0 | 0 | 1 | 1 | 0 | 0 | 0 | 0 | 0 | 0 | 785652044175 | 15.25 | 15 | 7 | 4.8 | 0.927 | 175 | Yes | [8 empty] | ETL Damp | cETL Damp | GEARY 2L LED FLUSH MOUNT-782 | Two Light Ceiling Flush Mount |  | 77064EN3-782.jpg | 77064.jpg
77064EN3-839 | Two Light Ceiling Flush Mount | Adaptability takes center stage with the Geary Collection. This series of traditional up-light pendants, semi-flush and flush-mount fixtures feature decoratively bowed arms and constructed of rectangular steel tubing. Geary is a true cross-collection piece, offered in four beautiful finishes Blacksmith, Brushed Nickel, Burnt Sienna and Heirloom Bronze. The Geary has a universal appeal matching 24 different Sea Gull Lighting interior collections. Offering subtle style with practical design, Geary is at home in almost any room. The fixtures have a fluid movement with a traditional look to complement a wide range of decor. | CEILING | Geary | Ceiling Lights | Blacksmith | 839 | Steel |  |  |  | Satin Etched Glass | 2 Medium A19 9.3w |  | 2 | Yes | [14 empty] | 0 | [12 empty] | 40.48 | 80.96 | 121.44 | D:12 1/2'' H:5 1/2'' | 3.2 | 12.5 |  |  | 5.5 | Key Slots | [6 empty] | No |  | No | [25 empty] | 6.5 | Black/White |  |  | Hardwired | 0 | 0 | 0 | 1 | 1 | 0 | 0 | 0 | 0 | 0 | 0 | 785652044182 | 15.25 | 15 | 7 | 4.8 | 0.927 | 175 | Yes | [8 empty] | C-UL-US Damp |  | GEARY 2L LED FLUSH MOUNT-839 | Two Light Ceiling Flush Mount |  | 77064EN3-839.jpg | 77064.jpg
77064EN3-962 | Two Light Ceiling Flush Mount | Adaptability takes center stage with the Geary Collection. This series of traditional up-light pendants, semi-flush and flush-mount fixtures feature decoratively bowed arms and constructed of rectangular steel tubing. Geary is a true cross-collection piece, offered in four beautiful finishes Blacksmith, Brushed Nickel, Burnt Sienna and Heirloom Bronze. The Geary has a universal appeal matching 24 different Sea Gull Lighting interior collections. Offering subtle style with practical design, Geary is at home in almost any room. The fixtures have a fluid movement with a traditional look to complement a wide range of decor. | CEILING | Geary | Ceiling Lights | Brushed Nickel | 962 | Steel |  |  |  | Satin Etched Glass | 2 Medium A19 9.3w |  | 2 | Yes | [14 empty] | 0 | [12 empty] | 40.48 | 80.96 | 121.44 | D:12 1/2'' H:5 1/2'' | 3.2 | 12.5 |  |  | 5.5 | Key Slots | [6 empty] | No |  | No | [25 empty] | 6.5 | Black/White |  | N/A | Hardwired | 0 | 0 | 0 | 1 | 1 | 0 | 0 | 0 | 0 | 0 | 0 | 785652044199 | 14.25 | 14 | 6 | 3.6 | 0.693 | 175 | Yes | [8 empty] | UL Damp | cUL Damp | GEARY 2L LED FLUSH MOUNT-962 | Two Light Ceiling Flush Mount |  | 77064EN3-962.jpg | 77064.jpg
77064EN3-965 | Two Light Ceiling Flush Mount | Adaptability takes center stage with the Geary Collection. This series of traditional up-light pendants, semi-flush and flush-mount fixtures feature decoratively bowed arms and constructed of rectangular steel tubing. Geary is a true cross-collection piece, offered in four beautiful finishes Blacksmith, Brushed Nickel, Burnt Sienna and Heirloom Bronze. The Geary has a universal appeal matching 24 different Sea Gull Lighting interior collections. Offering subtle style with practical design, Geary is at home in almost any room. The fixtures have a fluid movement with a traditional look to complement a wide range of decor. | CEILING | Geary | Ceiling Lights | Antique Brushed Nickel | 965 | Steel | Satin Etched Glass | D:10" H:3.5" |  |  | 2 Medium A19 9.3w |  | 2 | Yes | [14 empty] | 0 | [12 empty] | 40.48 | 80.96 | 121.44 | D:12 1/2'' H:5 1/2'' | 3.2 | 12.5 |  |  | 5.5 | Key Slots | [6 empty] | No |  | No | [25 empty] | 6.5 | Black/White |  | N/A | Hardwired | 0 | 0 | 0 | 1 | 1 | 0 | 0 | 0 | 0 | 0 | 0 | 785652044205 | 15.25 | 15 | 7 | 4.8 | 0.927 | 175 | Yes | [8 empty] | ETL Damp | cETL Damp | GEARY 2L LED FLUSH MOUNT-965 | Two Light Ceiling Flush Mount |  | 77064EN3-965.jpg | 77064.jpg
77065-05 | Three Light Ceiling Flush Mount | Adaptability takes center stage with the Geary Collection. This series of traditional up-light pendants, semi-flush and flush-mount fixtures feature decoratively bowed arms and constructed of rectangular steel tubing. Geary is a true cross-collection piece, offered in four beautiful finishes Blacksmith, Brushed Nickel, Burnt Sienna and Heirloom Bronze. The Geary has a universal appeal matching 24 different Sea Gull Lighting interior collections. Offering subtle style with practical design, Geary is at home in almost any room. The fixtures have a fluid movement with a traditional look to complement a wide range of decor. | CEILING | Geary | Ceiling Lights | Chrome | 5 | Steel |  |  |  | Satin Etched Glass | 3 Medium A19 60w |  | 3 | No | [14 empty] | 0 | [12 empty] | 41.48 | 82.96 | 124.44 | D:14 1/2'' H:6 1/2'' | 4.1 | 14.5 |  |  | 6.5 | Key Slots | [6 empty] | No |  | No | [25 empty] | 6.5 |  |  |  | Hardwired | 0 | 0 | 0 | 0 | 1 | 0 | 0 | 1 | 0 | 0 | 0 | 785652244247 | 15.25 | 15.25 | 8.25 | 5.7 | 1.11 | 175 | Yes | [8 empty] | UL Damp | cUL Damp | GEARY 3L FLUSH MOUNT-05 | Three Light Ceiling Flush Mount |  | 77164-05.jpg | 77065.jpg
77065-710 | Three Light Ceiling Flush Mount | Adaptability takes center stage with the Geary Collection. This series of traditional up-light pendants, semi-flush and flush-mount fixtures feature decoratively bowed arms and constructed of rectangular steel tubing. Geary is a true cross-collection piece, offered in four beautiful finishes Blacksmith, Brushed Nickel, Burnt Sienna and Heirloom Bronze. The Geary has a universal appeal matching 24 different Sea Gull Lighting interior collections. Offering subtle style with practical design, Geary is at home in almost any room. The fixtures have a fluid movement with a traditional look to complement a wide range of decor. | CEILING | Geary | Ceiling Lights | Burnt Sienna | 710 | Steel |  |  |  | Amber Scavo Glass | 3 Medium A19 60w |  | 3 | No | [14 empty] | 0 | [12 empty] | 41.48 | 82.96 | 124.44 | D:14 1/2'' H:6 1/2'' | 4.1 | 14.5 |  |  | 6.5 | Key Slots | [6 empty] | No |  | No | [25 empty] | 6.5 |  |  | N/A | Hardwired | 0 | 0 | 0 | 0 | 0 | 0 | 0 | 1 | 0 | 0 | 0 | 785652228599 | 15.25 | 15.25 | 8.5 | 5.7 | 1.144 | 175 | Yes | [8 empty] | UL Damp | cUL Damp | GEARY 3L FLUSH MOUNT-710 | Three Light Ceiling Flush Mount |  | 77065-710.png | 77065.jpg
77065-782 | Three Light Ceiling Flush Mount | Adaptability takes center stage with the Geary Collection. This series of traditional up-light pendants, semi-flush and flush-mount fixtures feature decoratively bowed arms and constructed of rectangular steel tubing. Geary is a true cross-collection piece, offered in four beautiful finishes Blacksmith, Brushed Nickel, Burnt Sienna and Heirloom Bronze. The Geary has a universal appeal matching 24 different Sea Gull Lighting interior collections. Offering subtle style with practical design, Geary is at home in almost any room. The fixtures have a fluid movement with a traditional look to complement a wide range of decor. | CEILING | Geary | Ceiling Lights | Heirloom Bronze | 782 | Steel |  |  |  | Satin Etched Glass | 3 Medium A19 60w |  | 3 | No | [14 empty] | 0 | [12 empty] | 41.48 | 82.96 | 124.44 | D:14 1/2'' H:6 1/2'' | 4.1 | 14.5 |  |  | 6.5 | Key Slots | [6 empty] | No |  | No | [25 empty] | 6.5 |  |  | N/A | Hardwired | 0 | 0 | 0 | 0 | 1 | 0 | 0 | 1 | 0 | 0 | 0 | 785652770623 | 16.75 | 16.25 | 7 | 5.2 | 1.103 | 175 | Yes | [8 empty] | ETL Damp | cETL Damp | GEARY 3L FLUSH MOUNT-782 | Three Light Ceiling Flush Mount |  | 77065-782.jpg | 77065.jpg
77065-839 | Three Light Ceiling Flush Mount | Adaptability takes center stage with the Geary Collection. This series of traditional up-light pendants, semi-flush and flush-mount fixtures feature decoratively bowed arms and constructed of rectangular steel tubing. Geary is a true cross-collection piece, offered in four beautiful finishes Blacksmith, Brushed Nickel, Burnt Sienna and Heirloom Bronze. The Geary has a universal appeal matching 24 different Sea Gull Lighting interior collections. Offering subtle style with practical design, Geary is at home in almost any room. The fixtures have a fluid movement with a traditional look to complement a wide range of decor. | CEILING | Geary | Ceiling Lights | Blacksmith | 839 | Steel |  |  |  | Satin Etched Glass | 3 Medium A19 60w |  | 3 | No | [14 empty] | 0 | [12 empty] | 41.48 | 82.96 | 124.44 | D:14 1/2'' H:6 1/2'' | 4.1 | 14.5 |  |  | 6.5 | Key Slots | [6 empty] | No |  | No | [25 empty] | 6.5 |  |  |  | Hardwired | 0 | 0 | 0 | 0 | 1 | 0 | 0 | 1 | 0 | 0 | 0 | 785652244230 | 16.5 | 16.25 | 7 | 4.9 | 1.086 | 175 | Yes | [8 empty] | UL Damp | cUL Damp | GEARY 3L FLUSH MOUNT-839 | Three Light Ceiling Flush Mount |  | 77164-839.jpg | 77065.jpg
77065-962 | Three Light Ceiling Flush Mount | Adaptability takes center stage with the Geary Collection. This series of traditional up-light pendants, semi-flush and flush-mount fixtures feature decoratively bowed arms and constructed of rectangular steel tubing. Geary is a true cross-collection piece, offered in four beautiful finishes Blacksmith, Brushed Nickel, Burnt Sienna and Heirloom Bronze. The Geary has a universal appeal matching 24 different Sea Gull Lighting interior collections. Offering subtle style with practical design, Geary is at home in almost any room. The fixtures have a fluid movement with a traditional look to complement a wide range of decor. | CEILING | Geary | Ceiling Lights | Brushed Nickel | 962 | Steel |  |  |  | Satin Etched Glass | 3 Medium A19 60w |  | 3 | No | [14 empty] | 0 | [12 empty] | 41.48 | 82.96 | 124.44 | D:14 1/2'' H:6 1/2'' | 4.1 | 14.5 |  |  | 6.5 | Key Slots | [6 empty] | No |  | No | [25 empty] | 6.5 |  |  | N/A | Hardwired | 0 | 0 | 0 | 0 | 1 | 0 | 0 | 1 | 0 | 0 | 0 | 785652770654 | 15.5 | 15 | 9.25 | 6.05 | 1.245 | 175 | Yes | [8 empty] | ETL Damp | cETL Damp | GEARY 3L FLUSH MOUNT-962 | Three Light Ceiling Flush Mount |  | 77065-962.jpg | 77065.jpg
77065-965 | Three Light Ceiling Flush Mount | Adaptability takes center stage with the Geary Collection. This series of traditional up-light pendants, semi-flush and flush-mount fixtures feature decoratively bowed arms and constructed of rectangular steel tubing. Geary is a true cross-collection piece, offered in four beautiful finishes Blacksmith, Brushed Nickel, Burnt Sienna and Heirloom Bronze. The Geary has a universal appeal matching 24 different Sea Gull Lighting interior collections. Offering subtle style with practical design, Geary is at home in almost any room. The fixtures have a fluid movement with a traditional look to complement a wide range of decor. | CEILING | Geary | Ceiling Lights | Antique Brushed Nickel | 965 | Steel |  |  |  | Satin Etched Glass | 3 Medium A19 60w |  | 3 | No | [14 empty] | 0 | [12 empty] | 41.48 | 82.96 | 124.44 | D:14 1/2'' H:6 1/2'' | 4.1 | 14.5 |  |  | 6.5 | Key Slots | [6 empty] | No |  | No | [25 empty] | 6.5 |  |  | N/A | Hardwired | 0 | 0 | 0 | 0 | 1 | 0 | 0 | 1 | 0 | 0 | 0 | 785652706592 | 15.25 | 15.25 | 9 | 6.85 | 1.211 | 175 | Yes | [8 empty] | UL Damp | cUL Damp | GEARY 3L FLUSH MOUNT-965 | Three Light Ceiling Flush Mount |  | 77065-965.jpg | 77065.jpg
77065EN3-05 | Three Light Ceiling Flush Mount | Adaptability takes center stage with the Geary Collection. This series of traditional up-light pendants, semi-flush and flush-mount fixtures feature decoratively bowed arms and constructed of rectangular steel tubing. Geary is a true cross-collection piece, offered in four beautiful finishes Blacksmith, Brushed Nickel, Burnt Sienna and Heirloom Bronze. The Geary has a universal appeal matching 24 different Sea Gull Lighting interior collections. Offering subtle style with practical design, Geary is at home in almost any room. The fixtures have a fluid movement with a traditional look to complement a wide range of decor. | CEILING | Geary | Ceiling Lights | Chrome | 5 | Steel |  |  |  | Satin Etched Glass | 3 Medium A19 9.3w |  | 3 | Yes | [14 empty] | 0 | [12 empty] | 56.98 | 113.96 | 170.94 | D:14 1/2'' H:6 1/2'' | 4.1 | 14.5 |  |  | 6.5 | Key Slots | [6 empty] | No |  | No | [25 empty] | 6.5 | Black/White |  |  | Hardwired | 0 | 0 | 0 | 1 | 1 | 0 | 0 | 0 | 0 | 0 | 0 | 785652044212 | 17 | 17 | 8 | 7.2 | 1.338 | 175 | Yes | [8 empty] | C-UL-US Damp |  | GEARY 3L LED FLUSH MOUNT-05 | Three Light Ceiling Flush Mount |  | 77065EN3-05.jpg | 77065.jpg
77065EN3-710 | Three Light Ceiling Flush Mount | Adaptability takes center stage with the Geary Collection. This series of traditional up-light pendants, semi-flush and flush-mount fixtures feature decoratively bowed arms and constructed of rectangular steel tubing. Geary is a true cross-collection piece, offered in four beautiful finishes Blacksmith, Brushed Nickel, Burnt Sienna and Heirloom Bronze. The Geary has a universal appeal matching 24 different Sea Gull Lighting interior collections. Offering subtle style with practical design, Geary is at home in almost any room. The fixtures have a fluid movement with a traditional look to complement a wide range of decor. | CEILING | Geary | Ceiling Lights | Burnt Sienna | 710 | Steel |  |  |  | Amber Scavo Glass | 3 Medium A19 9.3w |  | 3 | Yes | [14 empty] | 0 | [12 empty] | 56.98 | 113.96 | 170.94 | D:14 1/2'' H:6 1/2'' | 4.1 | 14.5 |  |  | 6.5 | Key Slots | [6 empty] | No |  | No | [25 empty] | 6.5 | Black/White |  |  | Hardwired | 0 | 0 | 0 | 1 | 1 | 0 | 0 | 0 | 0 | 0 | 0 | 785652057120 | 17 | 17 | 8 | 7.2 | 1.338 | 175 | Yes | [8 empty] | C-UL-US Damp |  | GEARY 3L LED FLUSH MOUNT-710 | Three Light Ceiling Flush Mount |  | 77065EN3-710.png | 77065.jpg
77065EN3-782 | Three Light Ceiling Flush Mount | Adaptability takes center stage with the Geary Collection. This series of traditional up-light pendants, semi-flush and flush-mount fixtures feature decoratively bowed arms and constructed of rectangular steel tubing. Geary is a true cross-collection piece, offered in four beautiful finishes Blacksmith, Brushed Nickel, Burnt Sienna and Heirloom Bronze. The Geary has a universal appeal matching 24 different Sea Gull Lighting interior collections. Offering subtle style with practical design, Geary is at home in almost any room. The fixtures have a fluid movement with a traditional look to complement a wide range of decor. | CEILING | Geary | Ceiling Lights | Heirloom Bronze | 782 | Steel |  |  |  | Satin Etched Glass | 3 Medium A19 9.3w |  | 3 | Yes | [14 empty] | 0 | [12 empty] | 56.98 | 113.96 | 170.94 | D:14 1/2'' H:6 1/2'' | 4.1 | 14.5 |  |  | 6.5 | Key Slots | [6 empty] | No |  | No | [25 empty] | 6.5 | Black/White |  | N/A | Hardwired | 0 | 0 | 0 | 1 | 1 | 0 | 0 | 0 | 0 | 0 | 0 | 785652044229 | 16.78 | 16.18 | 7 | 5.7 | 1.1 | 175 | Yes | [8 empty] | ETL Damp | cETL Damp | GEARY 3L LED FLUSH MOUNT-782 | Three Light Ceiling Flush Mount |  | 77065EN3-782.jpg | 77065.jpg
77065EN3-839 | Three Light Ceiling Flush Mount | Adaptability takes center stage with the Geary Collection. This series of traditional up-light pendants, semi-flush and flush-mount fixtures feature decoratively bowed arms and constructed of rectangular steel tubing. Geary is a true cross-collection piece, offered in four beautiful finishes Blacksmith, Brushed Nickel, Burnt Sienna and Heirloom Bronze. The Geary has a universal appeal matching 24 different Sea Gull Lighting interior collections. Offering subtle style with practical design, Geary is at home in almost any room. The fixtures have a fluid movement with a traditional look to complement a wide range of decor. | CEILING | Geary | Ceiling Lights | Blacksmith | 839 | Steel |  |  |  | Satin Etched Glass | 3 Medium A19 9.3w |  | 3 | Yes | [14 empty] | 0 | [12 empty] | 56.98 | 113.96 | 170.94 | D:14 1/2'' H:6 1/2'' | 4.1 | 14.5 |  |  | 6.5 | Key Slots | [6 empty] | No |  | No | [25 empty] | 6.5 | Black/White |  |  | Hardwired | 0 | 0 | 0 | 1 | 1 | 0 | 0 | 0 | 0 | 0 | 0 | 785652051913 | 17 | 17 | 8 | 7.2 | 1.338 | 175 | Yes | [8 empty] | C-UL-US Damp |  | GEARY 3L LED FLUSH MOUNT-839 | Three Light Ceiling Flush Mount |  | 77065EN3-839.jpg | 77065.jpg
77065EN3-962 | Three Light Ceiling Flush Mount | Adaptability takes center stage with the Geary Collection. This series of traditional up-light pendants, semi-flush and flush-mount fixtures feature decoratively bowed arms and constructed of rectangular steel tubing. Geary is a true cross-collection piece, offered in four beautiful finishes Blacksmith, Brushed Nickel, Burnt Sienna and Heirloom Bronze. The Geary has a universal appeal matching 24 different Sea Gull Lighting interior collections. Offering subtle style with practical design, Geary is at home in almost any room. The fixtures have a fluid movement with a traditional look to complement a wide range of decor. | CEILING | Geary | Ceiling Lights | Brushed Nickel | 962 | Steel |  |  |  | Satin Etched Glass | 3 Medium A19 9.3w |  | 3 | Yes | [14 empty] | 0 | [12 empty] | 56.98 | 113.96 | 170.94 | D:14 1/2'' H:6 1/2'' | 4.1 | 14.5 |  |  | 6.5 | Key Slots | [6 empty] | No |  | No | [25 empty] | 6.5 | Black/White |  | N/A | Hardwired | 0 | 0 | 0 | 1 | 1 | 0 | 0 | 0 | 0 | 0 | 0 | 785652044236 | 17 | 17 | 8 | 7.2 | 1.338 | 175 | Yes | [8 empty] | ETL Damp | cETL Damp | GEARY 3L LED FLUSH MOUNT-962 | Three Light Ceiling Flush Mount |  | 77065EN3-962.jpg | 77065.jpg
77065EN3-965 | Three Light Ceiling Flush Mount | Adaptability takes center stage with the Geary Collection. This series of traditional up-light pendants, semi-flush and flush-mount fixtures feature decoratively bowed arms and constructed of rectangular steel tubing. Geary is a true cross-collection piece, offered in four beautiful finishes Blacksmith, Brushed Nickel, Burnt Sienna and Heirloom Bronze. The Geary has a universal appeal matching 24 different Sea Gull Lighting interior collections. Offering subtle style with practical design, Geary is at home in almost any room. The fixtures have a fluid movement with a traditional look to complement a wide range of decor. | CEILING | Geary | Ceiling Lights | Antique Brushed Nickel | 965 | Steel | Satin Etched Glass | D:11.75" H:4.75" |  |  | 3 Medium A19 9.3w |  | 3 | Yes | [14 empty] | 0 | [12 empty] | 56.98 | 113.96 | 170.94 | D:14 1/2'' H:6 1/2'' | 4.1 | 14.5 |  |  | 6.5 | Key Slots | [6 empty] | No |  | No | [25 empty] | 6.5 | Black/White |  | N/A | Hardwired | 0 | 0 | 0 | 1 | 1 | 0 | 0 | 0 | 0 | 0 | 0 | 785652044243 | 17 | 17 | 8 | 7.2 | 1.338 | 175 | Yes | [8 empty] | ETL Damp | cETL Damp | GEARY 3L LED FLUSH MOUNT-965 | Three Light Ceiling Flush Mount |  | 77065EN3-965.jpg | 77065.jpg
77088-98 | Medium Two Light Ceiling Flush Mount | Modern styling and forward thinking represent the Centra collection by Sea Gull Lighting. Stunning in a Brushed Stainless finish with Satin White glass, Centra is designed to bring a modern sensibility to your hallways and foyers with a pendant / semi-flush fixture, small, medium, and large ceiling fixtures and a wall sconce to round out the collection. Incandescent, integrated LED, and ENERGY STAR-qualified LED lamping are all available. | CEILING | Centra | Ceiling Lights | Brushed Stainless | 98 | Steel |  |  |  | Satin White Glass | 2 Medium A19 75w |  | 2 | No | [14 empty] | 0 | [12 empty] | 69 | 138 | 207 | D:18'' H:4 1/2'' | 6.2 | 18 |  |  | 4.5 | Cap Nuts | [6 empty] | No |  | No | [25 empty] | 6.5 |  |  | N/A | Hardwired | 0 | 0 | 0 | 0 | 1 | 0 | 0 | 1 | 0 | 0 | 0 | 785652770982 | 20.25 | 20.125 | 8 | 8.55 | 1.887 | 175 | Yes | [8 empty] | UL Damp | cUL Damp | CENTRA 2L CEILING-98 | Medium Two Light Ceiling Flush Mount |  | 77088-98.jpg | 77088.jpg
77088EN3-98 | Medium Two Light Ceiling Flush Mount | Modern styling and forward thinking represent the Centra collection by Sea Gull Lighting. Stunning in a Brushed Stainless finish with Satin White glass, Centra is designed to bring a modern sensibility to your hallways and foyers with a pendant / semi-flush fixture, small, medium, and large ceiling fixtures and a wall sconce to round out the collection. Incandescent, integrated LED, and ENERGY STAR-qualified LED lamping are all available. | CEILING | Centra | Ceiling Lights | Brushed Stainless | 98 | Steel |  |  |  | Satin White Glass | 2 Medium A19 9.3w |  | 2 | Yes | [14 empty] | 0 | [12 empty] | 82.5 | 165 | 247.5 | D:18'' H:4 1/2'' | 6.2 | 18 |  |  | 4.5 | Key Slots | [6 empty] | No |  | No | [25 empty] | 6.5 | Black/White |  | N/A | Hardwired | 0 | 0 | 0 | 1 | 1 | 0 | 0 | 0 | 0 | 0 | 0 | 785652051937 | 20.25 | 20.125 | 8 | 8.55 | 1.887 | 175 | Yes | [8 empty] | C-UL-US Damp |  | CENTRA 2L CEILING-98 | Medium Two Light Ceiling Flush Mount |  | 77088EN3-98.jpg | 77088.jpg
7710402-715 | Two Light Semi-Flush Convertible Pendant | Named after the Italian word for “sphere,” the transitional Sfera collection by Sea Gull Lighting features detailed center bands and rounded, sweeping curves -- rustic with a modern inspiration. Offered in Autumn Bronze finish with several glass options – extraordinary painted Mercury glass and Café Tint glass, as well as a Smoky Amber glass for wall/bath fixtures only. The assortment includes six-light and four-light chandeliers, pendants in three sizes, both flush and semi-flush ceiling fixtures, as well as two-light, three-light and four-light wall/bath fixtures. Both incandescent lamping and ENERGY STAR-qualified LED lamping are available. Most of these fixtures easily convert to LED by purchasing LED replacement lamps sold separately. | CEILING | Sfera | Ceiling Lights | Autumn Bronze | 715 | Steel |  |  |  |  | 2 Medium A19 100w |  | 2 | No | [14 empty] | 0 | [12 empty] | 138.98 | 277.96 | 416.94 | D:13 1/2'' H:18 1/4'' O:164 1/2'' | 9.9 | 13.5 |  |  | 18.25 | Dual Mount |  | 16.25 | 164.5 |  |  |  | No |  | No | [20 empty] | D:5'' H:1 1/4'' Round |  |  |  |  | 168 | Brown | 144 |  | Hardwired | 0 | 0 | 0 | 0 | 1 | 0 | 0 | 1 | 1 | 0 | 0 | 785652240300 | 17.5 | 15 | 11.25 | 12.4 | 1.709 | 125 | Yes | [9 empty] | cETL Damp | SFERA 2L MERCURY CEILING-715 | Two Light Semi-Flush Convertible Pendant |  | 7710402-715.jpg | 7710402.jpg
7710402EN3-715 | Two Light Semi-Flush Convertible Pendant | Named after the Italian word for “sphere,” the transitional Sfera collection by Sea Gull Lighting features detailed center bands and rounded, sweeping curves -- rustic with a modern inspiration. Offered in Autumn Bronze finish with several glass options – extraordinary painted Mercury glass and Café Tint glass, as well as a Smoky Amber glass for wall/bath fixtures only. The assortment includes six-light and four-light chandeliers, pendants in three sizes, both flush and semi-flush ceiling fixtures, as well as two-light, three-light and four-light wall/bath fixtures. Both incandescent lamping and ENERGY STAR-qualified LED lamping are available. Most of these fixtures easily convert to LED by purchasing LED replacement lamps sold separately. | CEILING | Sfera | Ceiling Lights | Autumn Bronze | 715 | Steel |  |  |  |  | 2 Medium A19 9.3w |  | 2 | Yes | [14 empty] | 0 | [12 empty] | 144.98 | 289.96 | 434.94 | D:13 1/2'' H:18 1/4'' O:164 1/2'' | 9.9 | 13.5 |  |  | 18.25 | Dual Mount |  | 16.25 | 164.5 |  |  |  | No |  | No | [20 empty] | D:5'' H:1 1/4'' Round |  |  |  |  | 168 | Brown | 144 |  | Hardwired | 0 | 0 | 0 | 1 | 1 | 0 | 0 | 0 | 1 | 0 | 0 | 785652046902 | 17.5 | 15 | 11.25 | 12.4 | 1.709 | 125 | Yes | [9 empty] | cETL Damp | SFERA 2L MERCURY CEILING-715 | Two Light Semi-Flush Convertible Pendant |  | 7710402EN3-715.jpg | 7710402.jpg
7713002-845 | Two Light Semi-Flush Convertible Pendant | The subtle details of the Parkfield lighting collection by Sea Gull Lighting make this transitional design perfect for a wide range of décor. The four-sided, glass shades and the supporting sockets feature a graduated step detail which gives each fixture a slightly more masculine and tailored look. Available in both a casual Flemish Bronze finish with Crème Parchment glass or the elegantly modern Brushed Nickel finish with Opal Etched glass, the full lighting collection offers a nine-light or five-light chandelier, a three-light down chandelier; a two-light semi-flush mount; a three-light up pendant; and one-light, two-light, three-light and four-light bath fixture (all of which can mount up or down). Incandescent and ENERGY STAR-qualified LED lamping are available. | CEILING | Parkfield | Ceiling Lights | Flemish Bronze | 845 | Steel | Creme Parchment Glass | D:15" H:4.5" |  |  | 2 Medium A19 75w |  | 2 | No | [14 empty] | 0 | [12 empty] | 99.98 | 199.96 | 299.94 | D:15'' H:13 3/4'' O:51 1/2'' | 6 | 15 |  |  | 13.75 | Dual Mount |  | 11.75 | 51.5 |  |  |  | No |  | No | [20 empty] | D:5'' H:5/8'' Round |  |  |  |  | 72 | Brown | 36 |  | Hardwired | 0 | 0 | 0 | 0 | 1 | 0 | 0 | 1 | 1 | 0 | 0 | 785652274909 | 18 | 18 | 12.5 | 8.5 | 2.344 | 250 | Yes | [9 empty] | cETL Damp | PARKFIELD 2L CEILING-845 | Two Light Semi-Flush Convertible Pendant |  | 7713002-845.jpg | 7713002.jpg
7713002-962 | Two Light Semi-Flush Convertible Pendant | The subtle details of the Parkfield lighting collection by Sea Gull Lighting make this transitional design perfect for a wide range of décor. The four-sided, glass shades and the supporting sockets feature a graduated step detail which gives each fixture a slightly more masculine and tailored look. Available in both a casual Flemish Bronze finish with Crème Parchment glass or the elegantly modern Brushed Nickel finish with Opal Etched glass, the full lighting collection offers a nine-light or five-light chandelier, a three-light down chandelier; a two-light semi-flush mount; a three-light up pendant; and one-light, two-light, three-light and four-light bath fixture (all of which can mount up or down). Incandescent and ENERGY STAR-qualified LED lamping are available. | CEILING | Parkfield | Ceiling Lights | Brushed Nickel | 962 | Steel | Etched / White Inside Glass | D:15" H:4.5" |  |  | 2 Medium A19 75w |  | 2 | No | [14 empty] | 0 | [12 empty] | 99.98 | 199.96 | 299.94 | D:15'' H:13 3/4'' O:51 1/2'' | 6 | 15 |  |  | 13.75 | Dual Mount |  | 11.75 | 51.5 |  |  |  | No |  | No | [20 empty] | D:5'' H:5/8'' Round |  |  |  |  | 72 | Clear | 36 |  | Hardwired | 0 | 0 | 0 | 0 | 1 | 0 | 0 | 1 | 1 | 0 | 0 | 785652274916 | 18 | 12.58 | 12.5 | 8.7 | 1.638 | 175 | Yes | [9 empty] | cETL Damp | PARKFIELD 2L CEILING-962 | Two Light Semi-Flush Convertible Pendant |  | 7713002-962.jpg | 7713002.jpg
7713002EN3-845 | Two Light Semi-Flush Convertible Pendant | The subtle details of the Parkfield lighting collection by Sea Gull Lighting make this transitional design perfect for a wide range of décor. The four-sided, glass shades and the supporting sockets feature a graduated step detail which gives each fixture a slightly more masculine and tailored look. Available in both a casual Flemish Bronze finish with Crème Parchment glass or the elegantly modern Brushed Nickel finish with Opal Etched glass, the full lighting collection offers a nine-light or five-light chandelier, a three-light down chandelier; a two-light semi-flush mount; a three-light up pendant; and one-light, two-light, three-light and four-light bath fixture (all of which can mount up or down). Incandescent and ENERGY STAR-qualified LED lamping are available. | CEILING | Parkfield | Ceiling Lights | Flemish Bronze | 845 | Steel | Creme Parchment Glass | D:15" H:4.5" |  |  | 2 Medium A19 9.3w |  | 2 | Yes | [14 empty] | 0 | [12 empty] | 111.48 | 222.96 | 334.44 | D:15'' H:13 3/4'' O:51 1/2'' | 6 | 15 |  |  | 13.75 | Dual Mount |  | 11.75 | 51.5 |  |  |  | No |  | No | [20 empty] | D:5'' H:5/8'' Round |  |  |  |  | 72 | Brown | 36 |  | Hardwired | 0 | 0 | 0 | 1 | 1 | 0 | 0 | 0 | 1 | 0 | 0 | 785652051944 | 18 | 18 | 12.5 | 8.5 | 2.344 | 250 | Yes | [9 empty] | cETL Damp | PARKFIELD 2L CEILING-845 | Two Light Semi-Flush Convertible Pendant |  | 7713002EN3-845.jpg | 7713002.jpg
7713002EN3-962 | Two Light Semi-Flush Convertible Pendant | The subtle details of the Parkfield lighting collection by Sea Gull Lighting make this transitional design perfect for a wide range of décor. The four-sided, glass shades and the supporting sockets feature a graduated step detail which gives each fixture a slightly more masculine and tailored look. Available in both a casual Flemish Bronze finish with Crème Parchment glass or the elegantly modern Brushed Nickel finish with Opal Etched glass, the full lighting collection offers a nine-light or five-light chandelier, a three-light down chandelier; a two-light semi-flush mount; a three-light up pendant; and one-light, two-light, three-light and four-light bath fixture (all of which can mount up or down). Incandescent and ENERGY STAR-qualified LED lamping are available. | CEILING | Parkfield | Ceiling Lights | Brushed Nickel | 962 | Steel | Etched / White Inside Glass | D:15" H:4.5" |  |  | 2 Medium A19 9.3w |  | 2 | Yes | [14 empty] | 0 | [12 empty] | 111.48 | 222.96 | 334.44 | D:15'' H:13 3/4'' O:51 1/2'' | 6 | 15 |  |  | 13.75 | Dual Mount |  | 11.75 | 51.5 |  |  |  | No |  | No | [20 empty] | D:5'' H:5/8'' Round |  |  |  |  | 72 | Clear | 36 |  | Hardwired | 0 | 0 | 0 | 1 | 1 | 0 | 0 | 0 | 1 | 0 | 0 | 785652051951 | 18 | 12.58 | 12.5 | 8.7 | 1.638 | 175 | Yes | [9 empty] | cETL Damp | PARKFIELD 2L CEILING-962 | Two Light Semi-Flush Convertible Pendant |  | 7713002EN3-962.jpg | 7713002.jpg
7713202-715 | Two Light Semi-Flush Convertible Pendant | The soft curves give the transitional Metcalf lighting collection by Sea Gull Lighting its clean, subtle look. The modern silhouette of the Satin Etched glass shades reinforces the easy and casual lines of this design. Equally at home in a contemporary, urban setting or a transitional décor in the suburbs, the full lighting collection is offered in Autumn Bronze and Brushed Nickel finishes and is comprised of nine-, five- and three-light chandeliers; one- and three-light pendants, mini pendant, two-light semi-flush mount; and one-, two-, three- and four-light bath fixtures. Incandescent and ENERGY STAR-qualified LED lamping are available; all fixtures are California Title 24 compliant. | CEILING | Metcalf | Ceiling Lights | Autumn Bronze | 715 | Steel | Satin Etched Glass | D:15" H:5.75" |  |  | 2 Medium A19 75w |  | 2 | No | [14 empty] | 0 | [12 empty] | 89.48 | 178.96 | 268.44 | D:15'' H:16 1/4'' O:54 1/4'' | 5.6 | 15 |  |  | 16.25 | Dual Mount |  | 14.75 | 54.25 |  |  |  | No |  | No | [20 empty] | D:5 1/8'' H:1'' Round |  |  |  |  | 72 | Brown | 36 |  | Hardwired | 0 | 0 | 0 | 0 | 1 | 0 | 0 | 1 | 1 | 0 | 0 | 785652275227 | 18.5 | 18 | 10 | 7.9 | 1.927 | 175 | Yes | [9 empty] | cETL Damp | METCALF 2L CEILING-715 | Two Light Semi-Flush Convertible Pendant |  | 7713202-715.jpg | 7713202.jpg
7713202-962 | Two Light Semi-Flush Convertible Pendant | The soft curves give the transitional Metcalf lighting collection by Sea Gull Lighting its clean, subtle look. The modern silhouette of the Satin Etched glass shades reinforces the easy and casual lines of this design. Equally at home in a contemporary, urban setting or a transitional décor in the suburbs, the full lighting collection is offered in Autumn Bronze and Brushed Nickel finishes and is comprised of nine-, five- and three-light chandeliers; one- and three-light pendants, mini pendant, two-light semi-flush mount; and one-, two-, three- and four-light bath fixtures. Incandescent and ENERGY STAR-qualified LED lamping are available; all fixtures are California Title 24 compliant. | CEILING | Metcalf | Ceiling Lights | Brushed Nickel | 962 | Steel | Satin Etched Glass | D:15" H:5.75" |  |  | 2 Medium A19 75w |  | 2 | No | [14 empty] | 0 | [12 empty] | 89.48 | 178.96 | 268.44 | D:15'' H:16 1/4'' O:54 1/4'' | 5.6 | 15 |  |  | 16.25 | Dual Mount |  | 14.75 | 54.25 |  |  |  | No |  | No | [20 empty] | D:5 1/8'' H:1'' Round |  |  |  |  | 72 | Clear Silver | 36 |  | Hardwired | 0 | 0 | 0 | 0 | 1 | 0 | 0 | 1 | 1 | 0 | 0 | 785652275234 | 18.5 | 18 | 10 | 7.9 | 1.927 | 175 | Yes | [9 empty] | cETL Damp | METCALF 2L CEILING-962 | Two Light Semi-Flush Convertible Pendant |  | 7713202-962.jpg | 7713202.jpg
7713202EN3-715 | Two Light Semi-Flush Convertible Pendant | The soft curves give the transitional Metcalf lighting collection by Sea Gull Lighting its clean, subtle look. The modern silhouette of the Satin Etched glass shades reinforces the easy and casual lines of this design. Equally at home in a contemporary, urban setting or a transitional décor in the suburbs, the full lighting collection is offered in Autumn Bronze and Brushed Nickel finishes and is comprised of nine-, five- and three-light chandeliers; one- and three-light pendants, mini pendant, two-light semi-flush mount; and one-, two-, three- and four-light bath fixtures. Incandescent and ENERGY STAR-qualified LED lamping are available; all fixtures are California Title 24 compliant. | CEILING | Metcalf | Ceiling Lights | Autumn Bronze | 715 | Steel | Satin Etched Glass | D:15" H:5.75" |  |  | 2 Medium A19 9.3w |  | 2 | Yes | [14 empty] | 0 | [12 empty] | 99.98 | 199.96 | 299.94 | D:15'' H:16 1/4'' O:54 1/4'' | 5.6 | 15 |  |  | 16.25 | Dual Mount |  | 14.75 | 54.25 |  |  |  | No |  | No | [20 empty] | D:5 1/8'' H:1'' Round |  |  |  |  | 72 | Brown | 36 |  | Hardwired | 0 | 0 | 0 | 1 | 1 | 0 | 0 | 0 | 1 | 0 | 0 | 785652051968 | 18.5 | 18 | 10 | 7.9 | 1.927 | 175 | Yes | [9 empty] | cETL Damp | METCALF 2L CEILING-715 | Two Light Semi-Flush Convertible Pendant |  | 7713202EN3-715.jpg | 7713202.jpg
7713202EN3-962 | Two Light Semi-Flush Convertible Pendant | The soft curves give the transitional Metcalf lighting collection by Sea Gull Lighting its clean, subtle look. The modern silhouette of the Satin Etched glass shades reinforces the easy and casual lines of this design. Equally at home in a contemporary, urban setting or a transitional décor in the suburbs, the full lighting collection is offered in Autumn Bronze and Brushed Nickel finishes and is comprised of nine-, five- and three-light chandeliers; one- and three-light pendants, mini pendant, two-light semi-flush mount; and one-, two-, three- and four-light bath fixtures. Incandescent and ENERGY STAR-qualified LED lamping are available; all fixtures are California Title 24 compliant. | CEILING | Metcalf | Ceiling Lights | Brushed Nickel | 962 | Steel | Satin Etched Glass | D:15" H:5.75" |  |  | 2 Medium A19 9.3w |  | 2 | Yes | [14 empty] | 0 | [12 empty] | 99.98 | 199.96 | 299.94 | D:15'' H:16 1/4'' O:54 1/4'' | 5.6 | 15 |  |  | 16.25 | Dual Mount |  | 14.75 | 54.25 |  |  |  | No |  | No | [20 empty] | D:5 1/8'' H:1'' Round |  |  |  |  | 72 | Clear Silver | 36 |  | Hardwired | 0 | 0 | 0 | 1 | 1 | 0 | 0 | 0 | 1 | 0 | 0 | 785652051975 | 18.5 | 18 | 10 | 7.9 | 1.927 | 175 | Yes | [9 empty] | cETL Damp | METCALF 2L CEILING-962 | Two Light Semi-Flush Convertible Pendant |  | 7713202EN3-962.jpg | 7713202.jpg
7713402-05 | Two Light Semi-Flush Convertible Pendant | The modern Englehorn collection by Sea Gull Lighting brings a heightened sense of beauty through the use of dramatic and flawless optic crystal. Even with the crystal’s delicate appearance, the overall design makes a strong statement. Offered in a Chrome finish with Etched White glass. The assortment includes nine-light, five-light, and three-light chandeliers, three-light and mini-pendants, two-light semi-flush mount, as well as one-light, two-light, three-light and four-light wall/bath fixtures. Incandescent and ENERGY STAR-qualified LED lamping are available; all fixtures are California Title 24 compliant. | CEILING | Englehorn | Ceiling Lights | Chrome / Optic Crystal | 05 / 602 | Steel | Etched / White Inside Glass | D:16" H:6" | D:16" |  | 2 Medium A19 100w |  | 2 | No | [14 empty] | 0 | [12 empty] | 106.45 | 212.9 | 319.35 | D:16'' H:16 3/4'' O:55 1/4'' | 8.6 | 16 |  |  | 16.75 | Dual Mount |  | 14.5 | 55.25 |  |  |  | No |  | No | [20 empty] | D:5'' H:1 1/8'' Round |  |  |  |  | 120 | Clear | 36 |  | Hardwired | 0 | 0 | 0 | 0 | 1 | 0 | 0 | 1 | 1 | 0 | 0 | 785652246937 | 18 | 18 | 11.4 | 10.5 | 2.138 | 175 | Yes | [8 empty] | ETL Dry |  | ENGLEHORN 2L CEILING-05 | Two Light Semi-Flush Convertible Pendant |  | 7713402-05.jpg | 7713402.jpg
7713402EN3-05 | Two Light Semi-Flush Convertible Pendant | The modern Englehorn collection by Sea Gull Lighting brings a heightened sense of beauty through the use of dramatic and flawless optic crystal. Even with the crystal’s delicate appearance, the overall design makes a strong statement. Offered in a Chrome finish with Etched White glass. The assortment includes nine-light, five-light, and three-light chandeliers, three-light and mini-pendants, two-light semi-flush mount, as well as one-light, two-light, three-light and four-light wall/bath fixtures. Incandescent and ENERGY STAR-qualified LED lamping are available; all fixtures are California Title 24 compliant. | CEILING | Englehorn | Ceiling Lights | Chrome / Optic Crystal | 05 / 602 | Steel | Etched / White Inside Glass | D:16" H:6" | D:16" |  | 2 Medium A19 9.3w |  | 2 | Yes | [14 empty] | 0 | [12 empty] | 122.98 | 245.96 | 368.94 | D:16'' H:16 3/4'' O:55 1/4'' | 8.6 | 16 |  |  | 16.75 | Dual Mount |  | 14.5 | 55.25 |  |  |  | No |  | No | [20 empty] | D:5'' H:1 1/8'' Round |  |  |  |  | 120 | Clear | 36 |  | Hardwired | 0 | 0 | 0 | 1 | 1 | 0 | 0 | 0 | 1 | 0 | 0 | 785652051982 | 18 | 18 | 11.4 | 10.5 | 2.138 | 175 | Yes | [8 empty] | C-UL-US Dry |  | ENGLEHORN 2L CEILING-05 | Two Light Semi-Flush Convertible Pendant |  | 7713402EN3-05.jpg | 7713402.jpg
7713702-778 | Two Light Semi-Flush Mount | Ellis Harper has an Arts and Crafts pedigree with a Modernist twist. The array of fixtures showcases Sea Gull's commitment to high style with robust construction and craftsmanship at an exceptional price. The subtle detail allows this transitional design to easily fit into any décor. The sleek, geometric arms and square Satin Etched glass shades add touches of elegance to its streamlined profile. The assortment includes: four- and eight-light chandeliers, a six-light linear, one-light mini-pendant, and one-, two-, three- and four-light bath fixtures. All fixtures are offered in either a Brushed Nickel or Brushed Oil Rubbed Bronze. | LINE VOLTAGE PENDANT | Ellis Harper | Ceiling Lights | Brushed Oil Rubbed Bronze | 778 | Steel | Etched / White Inside Glass | L:11.75" W:11.75" H:3.75" |  |  | 2 Medium A19 75w |  | 2 | No | [14 empty] | 0 | [12 empty] | 47.98 | 95.96 | 143.94 | L:13'' W:13'' H:7 1/2'' | 7.26 |  | 13 | 13 | 7.5 | Cap Nuts | [6 empty] | No |  | No | [20 empty] | DP:5'' W:5'' H:1'' Square |  |  |  |  | 6.5 | Black/White |  |  | Hardwired | 0 | 0 | 0 | 0 | 1 | 0 | 0 | 1 | 0 | 0 | 0 | 785652069789 | 15.25 | 15.25 | 8.5 | 10 | 1.144 | 100 | Yes | [9 empty] | cETL Damp | ELLIS HARPER 2L SEMFLSH-778 | Two Light Semi-Flush Mount |  | 7713702EN3-778.jpg | 7713702.jpg
7713702-962 | Two Light Semi-Flush Mount | Ellis Harper has an Arts and Crafts pedigree with a Modernist twist. The array of fixtures showcases Sea Gull's commitment to high style with robust construction and craftsmanship at an exceptional price. The subtle detail allows this transitional design to easily fit into any décor. The sleek, geometric arms and square Satin Etched glass shades add touches of elegance to its streamlined profile. The assortment includes: four- and eight-light chandeliers, a six-light linear, one-light mini-pendant, and one-, two-, three- and four-light bath fixtures. All fixtures are offered in either a Brushed Nickel or Brushed Oil Rubbed Bronze. | LINE VOLTAGE PENDANT | Ellis Harper | Ceiling Lights | Brushed Nickel | 962 | Steel | Etched / White Inside Glass | L:11.75" W:11.75" H:3.75" |  |  | 2 Medium A19 75w |  | 2 | No | [14 empty] | 0 | [12 empty] | 47.98 | 95.96 | 143.94 | L:13'' W:13'' H:7 1/2'' | 7.26 |  | 13 | 13 | 7.5 | Cap Nuts | [6 empty] | No |  | No | [20 empty] | DP:5'' W:5'' H:1'' Square |  |  |  |  | 6.5 | Black/White |  |  | Hardwired | 0 | 0 | 0 | 0 | 1 | 0 | 0 | 1 | 0 | 0 | 0 | 785652069796 | 15.25 | 15.25 | 8.25 | 9.2 | 1.11 | 100 | Yes | [9 empty] | cETL Damp | ELLIS HARPER 2L SEMFLSH-962 | Two Light Semi-Flush Mount |  | 7713702EN3-962.jpg | 7713702.jpg
7713702EN3-778 | Two Light Semi-Flush Mount | Ellis Harper has an Arts and Crafts pedigree with a Modernist twist. The array of fixtures showcases Sea Gull's commitment to high style with robust construction and craftsmanship at an exceptional price. The subtle detail allows this transitional design to easily fit into any décor. The sleek, geometric arms and square Satin Etched glass shades add touches of elegance to its streamlined profile. The assortment includes: four- and eight-light chandeliers, a six-light linear, one-light mini-pendant, and one-, two-, three- and four-light bath fixtures. All fixtures are offered in either a Brushed Nickel or Brushed Oil Rubbed Bronze. | LINE VOLTAGE PENDANT | Ellis Harper | Ceiling Lights | Brushed Oil Rubbed Bronze | 778 | Steel | Etched / White Inside Glass | L:11.75" W:11.75" H:3.75" |  |  | 2 Medium A19 9.3w |  | 2 | Yes | [14 empty] | 0 | [12 empty] | 60.48 | 120.96 | 181.44 | L:13'' W:13'' H:7 1/2'' | 7.26 |  | 13 | 13 | 7.5 | Cap Nuts | [6 empty] | No |  | No | [20 empty] | DP:5'' W:5'' H:1'' Square |  |  |  |  | 6.5 | Black/White |  |  | Hardwired | 0 | 0 | 0 | 1 | 1 | 0 | 0 | 0 | 0 | 0 | 0 | 785652071553 | 15.15 | 15.25 | 8.5 | 10 | 1.136 | 100 | Yes | [9 empty] | cETL Damp | ELLIS HARPR 2L LED SEMFLSH-778 | Two Light Semi-Flush Mount |  | 7713702EN3-778.jpg | 7713702EN3.jpg
7713702EN3-962 | Two Light Semi-Flush Mount | Ellis Harper has an Arts and Crafts pedigree with a Modernist twist. The array of fixtures showcases Sea Gull's commitment to high style with robust construction and craftsmanship at an exceptional price. The subtle detail allows this transitional design to easily fit into any décor. The sleek, geometric arms and square Satin Etched glass shades add touches of elegance to its streamlined profile. The assortment includes: four- and eight-light chandeliers, a six-light linear, one-light mini-pendant, and one-, two-, three- and four-light bath fixtures. All fixtures are offered in either a Brushed Nickel or Brushed Oil Rubbed Bronze. | LINE VOLTAGE PENDANT | Ellis Harper | Ceiling Lights | Brushed Nickel | 962 | Steel | Etched / White Inside Glass | L:11.75" W:11.75" H:3.75" |  |  | 2 Medium A19 9.3w |  | 2 | Yes | [14 empty] | 0 | [12 empty] | 60.48 | 120.96 | 181.44 | L:13'' W:13'' H:7 1/2'' | 7.26 |  | 13 | 13 | 7.5 | Cap Nuts | [6 empty] | No |  | No | [20 empty] | DP:5'' W:5'' H:1'' Square |  |  |  |  | 6.5 | Black/White |  |  | Hardwired | 0 | 0 | 0 | 1 | 1 | 0 | 0 | 0 | 0 | 0 | 0 | 785652071560 | 15.25 | 15.25 | 8.25 | 9.2 | 1.11 | 100 | Yes | [9 empty] | cETL Damp | ELLIS HARPR 2L LED SEMFLSH-962 | Two Light Semi-Flush Mount |  | 7713702EN3-962.jpg | 7713702EN3.jpg
7714002-710 | Two Light Semi-Flush Convertible Pendant | The dazzling and timeless Carondelet lighting collection by Sea Gull Lighting features a cascade of faceted, linear glass crystals delivering the ultimate sparkle without the fuss of traditional crystal. The sleek, contemporary silhouette adds drama and excitement to any –room—without upstaging the beautiful furnishings and décor. With the option of Burnt Sienna or Antique Brushed Nickel finishes, the full lighting collection offers a six-light or four-light chandelier; one-light mini pendant; two-light flush mount and semi-flush mount; and one-light, two-light, three-light and four-light bath fixtures. Both incandescent lamping and ENERGY STAR-qualified LED lamping are available; all fixtures are California Title 24 compliant. | CEILING | Carondelet | Ceiling Lights | Burnt Sienna | 710 | Steel | Clear Beveled Glass | W:0.875" H:4.75" |  |  | 2 Medium A19 100w |  | 2 | No | [14 empty] | 0 | [12 empty] | 124.98 | 249.96 | 374.94 | D:10 5/8'' H:15 1/4'' O:137 1/4'' | 10.4 | 10.625 |  |  | 15.25 | Dual Mount |  | 13.25 | 137.25 |  |  |  | No |  | No | [20 empty] | D:9 3/4'' H:1'' Round |  |  |  |  | 144 | Brown | 120 |  | Hardwired | 0 | 0 | 0 | 0 | 1 | 0 | 0 | 1 | 1 | 0 | 0 | 785652260995 | 12.5 | 12.5 | 10.5 | 12.5 | 0.949 | 85 | Yes | [9 empty] | cETL Damp | CARONDELET 2L CEILING-710 | Two Light Semi-Flush Convertible Pendant |  | 7714002-710.jpg | 7714002.jpg
7714002-965 | Two Light Semi-Flush Convertible Pendant | The dazzling and timeless Carondelet lighting collection by Sea Gull Lighting features a cascade of faceted, linear glass crystals delivering the ultimate sparkle without the fuss of traditional crystal. The sleek, contemporary silhouette adds drama and excitement to any –room—without upstaging the beautiful furnishings and décor. With the option of Burnt Sienna or Antique Brushed Nickel finishes, the full lighting collection offers a six-light or four-light chandelier; one-light mini pendant; two-light flush mount and semi-flush mount; and one-light, two-light, three-light and four-light bath fixtures. Both incandescent lamping and ENERGY STAR-qualified LED lamping are available; all fixtures are California Title 24 compliant. | CEILING | Carondelet | Ceiling Lights | Antique Brushed Nickel | 965 | Steel | Clear Beveled Glass | W:0.875" H:4.75" |  |  | 2 Medium A19 100w |  | 2 | No | [14 empty] | 0 | [12 empty] | 124.98 | 249.96 | 374.94 | D:10 5/8'' H:15 1/4'' O:137 1/4'' | 10.4 | 10.625 |  |  | 15.25 | Dual Mount |  | 13.25 | 137.25 |  |  |  | No |  | No | [20 empty] | D:9 3/4'' H:1'' Round |  |  |  |  | 144 | Clear Silver | 120 |  | Hardwired | 0 | 0 | 0 | 0 | 1 | 0 | 0 | 1 | 1 | 0 | 0 | 785652276002 | 12.5 | 12.5 | 10.5 | 12.5 | 0.949 | 85 | Yes | [9 empty] | cETL Damp | CARONDELET 2L CEILING-965 | Two Light Semi-Flush Convertible Pendant |  | 7714002-965.jpg | 7714002.jpg
7714002EN3-710 | Two Light Semi-Flush Convertible Pendant | The dazzling and timeless Carondelet lighting collection by Sea Gull Lighting features a cascade of faceted, linear glass crystals delivering the ultimate sparkle without the fuss of traditional crystal. The sleek, contemporary silhouette adds drama and excitement to any –room—without upstaging the beautiful furnishings and décor. With the option of Burnt Sienna or Antique Brushed Nickel finishes, the full lighting collection offers a six-light or four-light chandelier; one-light mini pendant; two-light flush mount and semi-flush mount; and one-light, two-light, three-light and four-light bath fixtures. Both incandescent lamping and ENERGY STAR-qualified LED lamping are available; all fixtures are California Title 24 compliant. | CEILING | Carondelet | Ceiling Lights | Burnt Sienna | 710 | Steel | Clear Beveled Glass | W:0.875" H:4.75" |  |  | 2 Medium A19 9.3w |  | 2 | Yes | [14 empty] | 0 | [12 empty] | 136.98 | 273.96 | 410.94 | D:10 5/8'' H:15 1/4'' O:137 1/4'' | 10.4 | 10.625 |  |  | 15.25 | Dual Mount |  | 13.25 | 137.25 |  |  |  | No |  | No | [20 empty] | D:9 3/4'' H:1'' Round |  |  |  |  | 144 | Brown | 120 |  | Hardwired | 0 | 0 | 0 | 1 | 1 | 0 | 0 | 0 | 1 | 0 | 0 | 785652051999 | 12.5 | 12.5 | 10.5 | 12.5 | 0.949 | 85 | Yes | [9 empty] | cETL Damp | CARONDELET 2L CEILING-710 | Two Light Semi-Flush Convertible Pendant |  | 7714002EN3-710.jpg | 7714002.jpg
7714002EN3-965 | Two Light Semi-Flush Convertible Pendant | The dazzling and timeless Carondelet lighting collection by Sea Gull Lighting features a cascade of faceted, linear glass crystals delivering the ultimate sparkle without the fuss of traditional crystal. The sleek, contemporary silhouette adds drama and excitement to any –room—without upstaging the beautiful furnishings and décor. With the option of Burnt Sienna or Antique Brushed Nickel finishes, the full lighting collection offers a six-light or four-light chandelier; one-light mini pendant; two-light flush mount and semi-flush mount; and one-light, two-light, three-light and four-light bath fixtures. Both incandescent lamping and ENERGY STAR-qualified LED lamping are available; all fixtures are California Title 24 compliant. | CEILING | Carondelet | Ceiling Lights | Antique Brushed Nickel | 965 | Steel | Clear Beveled Glass | W:0.875" H:4.75" |  |  | 2 Medium A19 9.3w |  | 2 | Yes | [14 empty] | 0 | [12 empty] | 136.98 | 273.96 | 410.94 | D:10 5/8'' H:15 1/4'' O:137 1/4'' | 10.4 | 10.625 |  |  | 15.25 | Dual Mount |  | 13.25 | 137.25 |  |  |  | No |  | No | [20 empty] | D:9 3/4'' H:1'' Round |  |  |  |  | 144 | Clear Silver | 120 |  | Hardwired | 0 | 0 | 0 | 1 | 1 | 0 | 0 | 0 | 1 | 0 | 0 | 785652052002 | 12.5 | 12.5 | 10.5 | 12.5 | 0.949 | 85 | Yes | [9 empty] | cETL Damp | CARONDELET 2L CEILING-965 | Two Light Semi-Flush Convertible Pendant |  | 7714002EN3-965.jpg | 7714002.jpg
7714301-848 | One Light Semi-Flush Mount | Bronzeville brings a daring, upscale element of mid-century modern design to any space. Hand blown, Seeded Glass globes encircle warm, glowing, filament lamps, diffusing the light to create a serene ambiance of light and shadow. Available in two finishes. | CEILING | Bronzeville | Ceiling Lights | Satin Bronze | 848 | Steel | Clear Seeded Glass | D:3.875" H:4.125" |  |  | 1 Medium ST19 60w |  | 1 | No | [14 empty] | 0 | [12 empty] | 104.5 | 209 | 313.5 | D:15'' H:10 1/8'' | 8 | 15 |  |  | 10.125 | Cap Nuts | [6 empty] | No |  | No | [20 empty] | D:8 3/8'' H:1 5/8'' Round |  |  |  |  | 6.5 | Black/White |  |  | Hardwired | 0 | 0 | 0 | 0 | 1 | 0 | 0 | 0 | 0 | 0 | 0 | 785652079115 | [16 empty] | cETL Damp | BRONZEVILLE 1L SEMFLUSH-848 | One Light Semi-Flush Mount |  | 7714301-848.jpg | 7714301.jpg
7714301-962 | One Light Semi-Flush Mount | Bronzeville brings a daring, upscale element of mid-century modern design to any space. Hand blown, Seeded Glass globes encircle warm, glowing, filament lamps, diffusing the light to create a serene ambiance of light and shadow. Available in two finishes. | CEILING | Bronzeville | Ceiling Lights | Brushed Nickel | 962 | Steel | Clear Seeded Glass | D:3.875" H:4.125" |  |  | 1 Medium ST19 60w |  | 1 | No | [14 empty] | 0 | [12 empty] | 104.5 | 209 | 313.5 | D:15'' H:10 1/8'' | 8 | 15 |  |  | 10.125 | Cap Nuts | [6 empty] | No |  | No | [20 empty] | D:8 3/8'' H:1 5/8'' Round |  |  |  |  | 6.5 | Black/White |  |  | Hardwired | 0 | 0 | 0 | 0 | 1 | 0 | 0 | 0 | 0 | 0 | 0 | 785652079122 | [16 empty] | cETL Damp | BRONZEVILLE 1L SEMFLUSH-962 | One Light Semi-Flush Mount |  | 7714301-962.jpg | 7714301.jpg
7714502-782 | Two Light Ceiling Semi-Flush Mount | Influenced by the vintage industrial designs of early 20th Century America, the transitional Belton lighting collection by Sea Gull Lighting has Seeded glass shades that highlight the classic Edison bulbs. The rich Heirloom Bronze and Brushed Nickel finishes adds to the layer of retro design to the warm look. The assortment includes three- and five- down light chandeliers; five-light upright chandelier; a four-light island pendant; one-light pendant; one-light mini pendant; and one-, two-, three- and four-light bath fixtures. All fixtures are California Title 24 compliant and easily convert to LED by purchasing LED lamps sold separately. | CEILING | Belton | Ceiling Lights | Heirloom Bronze | 782 | Steel |  |  |  | Clear Seeded Glass | 2 Medium A19 75w |  | 2 | No | [14 empty] | 0 | [12 empty] | 82.98 | N/A | 248.94 | D:15'' H:10 3/8'' | 5.2 | 15 |  |  | 10.375 | Center Pipe | [6 empty] | No |  | No | [20 empty] | D:6'' H:1 5/8'' Round |  |  |  |  | 6.5 | Black/White |  |  | Hardwired | 0 | 0 | 0 | 0 | 1 | 0 | 0 | 1 | 0 | 0 | 0 | 785652060991 | 19 | 19 | 11 | 7.5 | 2.298 | 250 | Yes | [9 empty] | cETL Damp | BELTON 2L SEMI-FLUSH MOUNT-782 | Two Light Ceiling Semi-Flush Mount |  | 7714502-782.png | 7714502.jpg
7714502-962 | Two Light Ceiling Semi-Flush Mount | Influenced by the vintage industrial designs of early 20th Century America, the transitional Belton lighting collection by Sea Gull Lighting has Seeded glass shades that highlight the classic Edison bulbs. The rich Heirloom Bronze and Brushed Nickel finishes adds to the layer of retro design to the warm look. The assortment includes three- and five- down light chandeliers; five-light upright chandelier; a four-light island pendant; one-light pendant; one-light mini pendant; and one-, two-, three- and four-light bath fixtures. All fixtures are California Title 24 compliant and easily convert to LED by purchasing LED lamps sold separately. | CEILING | Belton | Ceiling Lights | Brushed Nickel | 962 | Steel |  |  |  | Clear Seeded Glass | 2 Medium A19 75w |  | 2 | No | [14 empty] | 0 | [12 empty] | 82.98 | N/A | 248.94 | D:15'' H:10 3/8'' | 5.2 | 15 |  |  | 10.375 | Center Pipe | [6 empty] | No |  | No | [20 empty] | D:6'' H:1 5/8'' Round |  |  |  |  | 6.5 | Black/White |  |  | Hardwired | 0 | 0 | 0 | 0 | 1 | 0 | 0 | 1 | 0 | 0 | 0 | 785652061004 | 19 | 19 | 11 | 8 | 2.298 | 250 | Yes | [9 empty] | cETL Damp | BELTON 2L SEMI-FLUSH MOUNT-962 | Two Light Ceiling Semi-Flush Mount |  | 7714502-962.png | 7714502.jpg
7715202-05 | Two Light Semi-Flush Convertible Pendant | With a simple, airy appearance, the Kerrville lighting collection by Sea Gull Lighting embraces its modern design roots while enhancing virtually any home’s decor. Tubular steel arms extend outward and curve to present beautiful tapered, Satin Etched glass shades. The collection has a Brushed Nickel, Burnt Sienna or Chrome finish and offers three-, five- and nine-light chandeliers, a one-light mini pendant, one- and three-light pendants, a two-light semi-flush mount which can convert to a pendant, and one-, two-, three- and four-light bath fixtures. Incandescent and ENERGY STAR-qualified LED lamping are available; all fixtures are California Title 24 compliant. | CEILING | Kerrville | Ceiling Lights | Chrome | 5 | Steel | Satin Etched Glass | D:15" H:5" |  |  | 2 Medium A19 100w |  | 2 | No | [14 empty] | 0 | [12 empty] | 74.98 | 149.96 | 224.94 | D:15'' H:10 1/2'' O:48 1/4'' | 6.6 | 15 |  |  | 10.5 | Center Lock-Up |  | 9 | 48.25 |  |  |  | No |  | No | [20 empty] | D:5'' H:3/4'' Round |  |  |  |  | 72 | Clear Silver | 36 |  | Hardwired | 0 | 0 | 0 | 0 | 1 | 0 | 0 | 1 | 1 | 0 | 0 | 785652059582 | 18 | 18 | 11 | 8.1 | 2.063 | 250 | Yes | [9 empty] | cETL Damp | KERRVILLE 2L CEILING-05 | Two Light Semi-Flush Convertible Pendant |  | 7715202-05.png | 7715202.jpg
7715202-782 | Two Light Semi-Flush Convertible Pendant | With a simple, airy appearance, the Kerrville lighting collection by Sea Gull Lighting embraces its modern design roots while enhancing virtually any home’s decor. Tubular steel arms extend outward and curve to present beautiful tapered, Satin Etched glass shades. The collection has a Brushed Nickel, Burnt Sienna or Chrome finish and offers three-, five- and nine-light chandeliers, a one-light mini pendant, one- and three-light pendants, a two-light semi-flush mount which can convert to a pendant, and one-, two-, three- and four-light bath fixtures. Incandescent and ENERGY STAR-qualified LED lamping are available; all fixtures are California Title 24 compliant. | CEILING | Kerrville | Ceiling Lights | Heirloom Bronze | 782 | Steel | Satin Etched Glass | D:15" H:5" |  |  | 2 Medium A19 100w |  | 2 | No | [14 empty] | 0 | [12 empty] | 74.98 | 149.96 | 224.94 | D:15'' H:10 1/2'' O:48 1/4'' | 6.6 | 15 |  |  | 10.5 | Center Lock-Up |  | 9 | 48.25 |  |  |  | No |  | No | [20 empty] | D:5'' H:3/4'' Round |  |  |  |  | 72 | Brown | 36 |  | Hardwired | 0 | 0 | 0 | 0 | 1 | 0 | 0 | 1 | 1 | 0 | 0 | 785652111785 | 18 | 18 | 11 | 8.3 | 2.063 | 175 | Yes | [9 empty] | cETL Damp | KERRVILLE 2L CEILING-782 | Two Light Semi-Flush Convertible Pendant |  | 7715202-782.jpg | 7715202.jpg
7715202-962 | Two Light Semi-Flush Convertible Pendant | With a simple, airy appearance, the Kerrville lighting collection by Sea Gull Lighting embraces its modern design roots while enhancing virtually any home’s decor. Tubular steel arms extend outward and curve to present beautiful tapered, Satin Etched glass shades. The collection has a Brushed Nickel, Burnt Sienna or Chrome finish and offers three-, five- and nine-light chandeliers, a one-light mini pendant, one- and three-light pendants, a two-light semi-flush mount which can convert to a pendant, and one-, two-, three- and four-light bath fixtures. Incandescent and ENERGY STAR-qualified LED lamping are available; all fixtures are California Title 24 compliant. | CEILING | Kerrville | Ceiling Lights | Brushed Nickel | 962 | Steel | Satin Etched Glass | D:15" H:5" |  |  | 2 Medium A19 100w |  | 2 | No | [14 empty] | 0 | [12 empty] | 74.98 | 149.96 | 224.94 | D:15'' H:10 1/2'' O:48 1/4'' | 6.6 | 15 |  |  | 10.5 | Center Lock-Up |  | 9 | 48.25 |  |  |  | No |  | No | [20 empty] | D:5'' H:3/4'' Round |  |  |  |  | 72 | Clear Silver | 36 |  | Hardwired | 0 | 0 | 0 | 0 | 1 | 0 | 0 | 1 | 1 | 0 | 0 | 785652111792 | 18 | 18 | 11 | 8.3 | 2.063 | 175 | Yes | [9 empty] | cETL Damp | KERRVILLE 2L CEILING-962 | Two Light Semi-Flush Convertible Pendant |  | 7715202-962.jpg | 7715202.jpg
7715202EN3-05 | Two Light Semi-Flush Convertible Pendant | With a simple, airy appearance, the Kerrville lighting collection by Sea Gull Lighting embraces its modern design roots while enhancing virtually any home’s decor. Tubular steel arms extend outward and curve to present beautiful tapered, Satin Etched glass shades. The collection has a Brushed Nickel, Burnt Sienna or Chrome finish and offers three-, five- and nine-light chandeliers, a one-light mini pendant, one- and three-light pendants, a two-light semi-flush mount which can convert to a pendant, and one-, two-, three- and four-light bath fixtures. Incandescent and ENERGY STAR-qualified LED lamping are available; all fixtures are California Title 24 compliant. | CEILING | Kerrville | Ceiling Lights | Chrome | 5 | Steel | Satin Etched Glass | D:15" H:5" |  |  | 2 Medium A19 9.3w |  | 2 | Yes | [14 empty] | 0 | [12 empty] | 86.98 | 173.96 | 260.94 | D:15'' H:10 1/2'' O:48 1/4'' | 6.6 | 15 |  |  | 10.5 | Center Lock-Up |  | 9 | 48.25 |  |  |  | No |  | No | [20 empty] | D:5'' H:3/4'' Round |  |  |  |  | 72 | Clear Silver | 36 |  | Hardwired | 0 | 0 | 0 | 1 | 1 | 0 | 0 | 0 | 1 | 0 | 0 | 785652060120 | 18 | 18 | 11 | 8.1 | 2.063 | 250 | Yes | [9 empty] | cETL Damp | KERRVILLE 2L CEILING-05 | Two Light Semi-Flush Convertible Pendant |  | 7715202EN3-05.png | 7715202EN3.jpg
7715202EN3-782 | Two Light Semi-Flush Convertible Pendant | With a simple, airy appearance, the Kerrville lighting collection by Sea Gull Lighting embraces its modern design roots while enhancing virtually any home’s decor. Tubular steel arms extend outward and curve to present beautiful tapered, Satin Etched glass shades. The collection has a Brushed Nickel, Burnt Sienna or Chrome finish and offers three-, five- and nine-light chandeliers, a one-light mini pendant, one- and three-light pendants, a two-light semi-flush mount which can convert to a pendant, and one-, two-, three- and four-light bath fixtures. Incandescent and ENERGY STAR-qualified LED lamping are available; all fixtures are California Title 24 compliant. | CEILING | Kerrville | Ceiling Lights | Heirloom Bronze | 782 | Steel | Satin Etched Glass | D:15" H:5" |  |  | 2 Medium A19 9.3w |  | 2 | Yes | [14 empty] | 0 | [12 empty] | 86.98 | 173.96 | 260.94 | D:15'' H:10 1/2'' O:48 1/4'' | 6.6 | 15 |  |  | 10.5 | Center Lock-Up |  | 9 | 48.25 |  |  |  | No |  | No | [20 empty] | D:5'' H:3/4'' Round |  |  |  |  | 72 | Brown | 36 |  | Hardwired | 0 | 0 | 0 | 1 | 1 | 0 | 0 | 0 | 1 | 0 | 0 | 785652052019 | 18 | 18 | 11 | 8.3 | 2.063 | 175 | Yes | [9 empty] | cETL Damp | KERRVILLE 2L CEILING-782 | Two Light Semi-Flush Convertible Pendant |  | 7715202EN3-782.jpg | 7715202.jpg
7715202EN3-962 | Two Light Semi-Flush Convertible Pendant | With a simple, airy appearance, the Kerrville lighting collection by Sea Gull Lighting embraces its modern design roots while enhancing virtually any home’s decor. Tubular steel arms extend outward and curve to present beautiful tapered, Satin Etched glass shades. The collection has a Brushed Nickel, Burnt Sienna or Chrome finish and offers three-, five- and nine-light chandeliers, a one-light mini pendant, one- and three-light pendants, a two-light semi-flush mount which can convert to a pendant, and one-, two-, three- and four-light bath fixtures. Incandescent and ENERGY STAR-qualified LED lamping are available; all fixtures are California Title 24 compliant. | CEILING | Kerrville | Ceiling Lights | Brushed Nickel | 962 | Steel | Satin Etched Glass | D:15" H:5" |  |  | 2 Medium A19 9.3w |  | 2 | Yes | [14 empty] | 0 | [12 empty] | 86.98 | 173.96 | 260.94 | D:15'' H:10 1/2'' O:48 1/4'' | 6.6 | 15 |  |  | 10.5 | Center Lock-Up |  | 9 | 48.25 |  |  |  | No |  | No | [20 empty] | D:5'' H:3/4'' Round |  |  |  |  | 72 | Clear Silver | 36 |  | Hardwired | 0 | 0 | 0 | 1 | 1 | 0 | 0 | 0 | 1 | 0 | 0 | 785652052026 | 18 | 18 | 11 | 8.3 | 2.063 | 175 | Yes | [9 empty] | cETL Damp | KERRVILLE 2L CEILING-962 | Two Light Semi-Flush Convertible Pendant |  | 7715202EN3-962.jpg | 7715202.jpg
7715502-962 | Two Light Semi-Flush Convertible Pendant | The Jourdanton lighting collection by Sea Gull Lighting features perforated metal outer shades with a classic Ogee design detail surrounding faux silk inner shades. Frosted glass diffusers evenly distribute the light, and the versatile Brushed Nickel finish highlights the transitional design. The collection includes a four-light island pendant, a three-light pendant, a four-light pendant, a one-light mini-pendant, and a two-light semi-flush mount that can convert into a chain hanging pendant. Incandescent and ENERGY STAR-qualified LED lamping are available. All fixtures are California Title 24 compliant. | CEILING | Jourdanton | Ceiling Lights | Brushed Nickel | 962 | Steel | Satin Etched Glass / Faux Silk Fabric | D:12.375" / D:13" H:5.75" |  |  | 2 Medium A19 60w |  | 2 | No | [14 empty] | 0 | [12 empty] | 149.98 | 299.96 | 449.94 | D:15'' H:13 1/2'' O:51 1/4'' | 7.1 | 15 |  |  | 13.5 | Center Lock-Up |  | 11.75 | 51.25 |  |  |  | No |  | No | [20 empty] | D:5'' H:1'' Round |  |  |  |  | 72 | Clear Silver | 36 |  | Hardwired | 0 | 0 | 0 | 0 | 1 | 0 | 0 | 1 | 1 | 0 | 0 | 785652107573 | 17.25 | 17.25 | 11.75 | 8.9 | 2.023 | 175 | Yes | [9 empty] | cETL Damp | JOURDANTON 2L CEILING-962 | Two Light Semi-Flush Convertible Pendant |  | 7715502-962.jpg | 7715502.jpg
7715502EN3-962 | Two Light Semi-Flush Convertible Pendant | The Jourdanton lighting collection by Sea Gull Lighting features perforated metal outer shades with a classic Ogee design detail surrounding faux silk inner shades. Frosted glass diffusers evenly distribute the light, and the versatile Brushed Nickel finish highlights the transitional design. The collection includes a four-light island pendant, a three-light pendant, a four-light pendant, a one-light mini-pendant, and a two-light semi-flush mount that can convert into a chain hanging pendant. Incandescent and ENERGY STAR-qualified LED lamping are available. All fixtures are California Title 24 compliant. | CEILING | Jourdanton | Ceiling Lights | Brushed Nickel | 962 | Steel | Satin Etched Glass / Stainless Stainless Steel | D:12.375" / D:15" H:6.75" |  |  | 2 Medium A19 9.3w |  | 2 | Yes | [14 empty] | 0 | [12 empty] | 162.48 | 324.96 | 487.44 | D:15'' H:6 3/4'' O:51 1/4'' | 7.1 | 15 |  |  | 6.75 | Center Lock-Up |  | 11.75 | 51.25 |  |  |  | No |  | No | [20 empty] | D:5'' H:1'' Round |  |  |  |  | 72 | Clear Silver | 36 |  | Hardwired | 0 | 0 | 0 | 1 | 1 | 0 | 0 | 0 | 1 | 0 | 0 | 785652046124 | 17.25 | 17.25 | 11.75 | 8.9 | 2.023 | 175 | Yes | [9 empty] | cETL Damp | JOURDANTON 2L CEILING-962 | Two Light Semi-Flush Convertible Pendant |  | 7715502EN3-962.jpg | 7715502.jpg
77160-05 | Two Light Semi-Flush Convertible Pendant | The Oslo lighting collection by Sea Gull Lighting is a sleek design, with smooth and clean lines. The Opal Etched glass adds to this collection's contemporary and minimalist character. Offered in Chrome, Brushed Nickel and textured Blacksmith finishes, the collection includes nine-, five-, and three-light chandeliers, pendants in four sizes, both flush and semi-flush ceiling fixtures, as well as one-, two-, three- and four-light wall/bath fixtures. Both incandescent lamping and ENERGY STAR-qualified LED lamping are available. All fixtures are California Title 24 compliant. | CEILING | Oslo | Ceiling Lights | Chrome | 5 | Steel | Etched / White Inside Glass | D:12.5" H:5.125" |  |  | 2 Medium A19 100w |  | 2 | No | [14 empty] | 0 | [12 empty] | 74.98 | 149.96 | 224.94 | W:13 1/2'' H:11 1/4'' O:133 1/2'' | 5.7 |  |  | 13.5 | 11.25 | Dual Mount |  | 10 | 133.5 |  |  |  | No |  | No | [20 empty] | D:5 1/2'' H:13/16'' Round |  |  |  |  | 144 | Clear Silver | 120 | N/A |  | 0 | 0 | 0 | 0 | 1 | 0 | 0 | 1 | 1 | 0 | 0 | 785652171550 | 16.125 | 16.125 | 9.25 | 7.1 | 1.392 | 175 | Yes | [9 empty] | cETL Dry | OSLO 2L CEILING-05 | Two Light Semi-Flush Convertible Pendant |  | 77160-05.jpg | 77160.jpg
77160-710 | Two Light Semi-Flush Convertible Pendant | The Oslo lighting collection by Sea Gull Lighting is a sleek design, with smooth and clean lines. The Opal Etched glass adds to this collection's contemporary and minimalist character. Offered in Chrome, Brushed Nickel and textured Blacksmith finishes, the collection includes nine-, five-, and three-light chandeliers, pendants in four sizes, both flush and semi-flush ceiling fixtures, as well as one-, two-, three- and four-light wall/bath fixtures. Both incandescent lamping and ENERGY STAR-qualified LED lamping are available. All fixtures are California Title 24 compliant. | CEILING | Oslo | Ceiling Lights | Burnt Sienna | 710 | Steel | Etched / White Inside Glass | D:13.5" H:5.125" |  |  | 2 Medium A19 100w |  | 2 | No | [14 empty] | 0 | [12 empty] | 74.45 | 148.9 | 223.35 | D:13 1/2'' H:11 1/4'' O:133 1/2'' | 5.7 | 13.5 |  |  | 11.25 | Dual Mount |  | 10 | 133.5 |  |  |  | No |  | No | [20 empty] | D:5 1/2'' H:13/16'' Round |  |  |  |  | 144 | Brown | 120 |  |  | 0 | 0 | 0 | 0 | 1 | 0 | 0 | 1 | 1 | 0 | 0 | 785652077890 | 16.125 | 16.125 | 9.25 | 7.1 | 1.392 | 150 | Yes | [9 empty] | cETL Dry | OSLO 2L CEILING-710 | Two Light Semi-Flush Convertible Pendant |  | 77160-710.jpg | 77160.jpg
77160-839 | Two Light Semi-Flush Convertible Pendant | The Oslo lighting collection by Sea Gull Lighting is a sleek design, with smooth and clean lines. The Opal Etched glass adds to this collection's contemporary and minimalist character. Offered in Chrome, Brushed Nickel and textured Blacksmith finishes, the collection includes nine-, five-, and three-light chandeliers, pendants in four sizes, both flush and semi-flush ceiling fixtures, as well as one-, two-, three- and four-light wall/bath fixtures. Both incandescent lamping and ENERGY STAR-qualified LED lamping are available. All fixtures are California Title 24 compliant. | CEILING | Oslo | Ceiling Lights | Blacksmith | 839 | Steel | Etched / White Inside Glass | D:13.5" H:5.125" |  |  | 2 Medium A19 100w |  | 2 | No | [14 empty] | 0 | [12 empty] | 74.98 | 149.96 | 224.94 | D:13 1/2'' H:11 1/4'' O:133 1/2'' | 5.7 | 13.5 |  |  | 11.25 | Dual Mount |  | 10 | 133.5 |  |  |  | No |  | No | [20 empty] | D:5 1/2'' H:13/16'' Round |  |  |  |  | 144 | Brown | 120 | N/A |  | 0 | 0 | 0 | 0 | 1 | 0 | 0 | 1 | 1 | 0 | 0 | 785652171628 | 16.125 | 16.125 | 9.25 | 7.1 | 1.392 | 175 | Yes | [9 empty] | cETL Dry | OSLO 2L CEILING-839 | Two Light Semi-Flush Convertible Pendant |  | 77160-839.jpg | 77160.jpg
77160-962 | Two Light Semi-Flush Convertible Pendant | The Oslo lighting collection by Sea Gull Lighting is a sleek design, with smooth and clean lines. The Opal Etched glass adds to this collection's contemporary and minimalist character. Offered in Chrome, Brushed Nickel and textured Blacksmith finishes, the collection includes nine-, five-, and three-light chandeliers, pendants in four sizes, both flush and semi-flush ceiling fixtures, as well as one-, two-, three- and four-light wall/bath fixtures. Both incandescent lamping and ENERGY STAR-qualified LED lamping are available. All fixtures are California Title 24 compliant. | CEILING | Oslo | Ceiling Lights | Brushed Nickel | 962 | Steel | Etched / White Inside Glass | D:12.5" H:5.125" |  |  | 2 Medium A19 100w |  | 2 | No | [14 empty] | 0 | [12 empty] | 72.98 | 145.96 | 218.94 | W:13 1/2'' H:11 1/4'' O:133 1/2'' | 5.7 |  |  | 13.5 | 11.25 | Dual Mount |  | 10 | 133.5 |  |  |  | No |  | No | [20 empty] | D:5 1/2'' H:13/16'' Round |  |  |  |  | 144 | Clear Silver | 120 |  | Hardwired | 0 | 0 | 0 | 0 | 1 | 0 | 0 | 1 | 1 | 0 | 0 | 785652003042 | 16.125 | 16.125 | 9.25 | 7.1 | 1.392 | 175 | Yes | [9 empty] | cETL Dry | OSLO 2L CEILING-962 | Two Light Semi-Flush Convertible Pendant |  | 77160-962.jpg | 77160.jpg
77160EN3-05 | Two Light Semi-Flush Convertible Pendant | The Oslo lighting collection by Sea Gull Lighting is a sleek design, with smooth and clean lines. The Opal Etched glass adds to this collection's contemporary and minimalist character. Offered in Chrome, Brushed Nickel and textured Blacksmith finishes, the collection includes nine-, five-, and three-light chandeliers, pendants in four sizes, both flush and semi-flush ceiling fixtures, as well as one-, two-, three- and four-light wall/bath fixtures. Both incandescent lamping and ENERGY STAR-qualified LED lamping are available. All fixtures are California Title 24 compliant. | CEILING | Oslo | Ceiling Lights | Chrome | 5 | Steel | Etched / White Inside Glass | D:12.5" H:5.125" |  |  | 2 Medium A19 9.3w |  | 2 | Yes | [14 empty] | 0 | [12 empty] | 86.98 | 173.96 | 260.94 | D:13 1/2'' H:11 1/4'' O:133 1/2'' | 5.7 | 13.5 |  |  | 11.25 | Dual Mount |  | 10 | 133.5 |  |  |  | No |  | No | [20 empty] | D:5 1/2'' H:13/16'' Round |  |  |  |  | 144 | Clear Silver | 120 |  | Hardwired | 0 | 0 | 0 | 1 | 1 | 0 | 0 | 0 | 1 | 0 | 0 | 785652052033 | 16.5 | 16.5 | 9.875 | 7.6 | 1.556 | 175 | Yes | [9 empty] | cETL Dry | OSLO 2L CEILING-05 | Two Light Semi-Flush Convertible Pendant |  | 77160EN3-05.jpg | 77160.jpg
77160EN3-710 | Two Light Semi-Flush Convertible Pendant | The Oslo lighting collection by Sea Gull Lighting is a sleek design, with smooth and clean lines. The Opal Etched glass adds to this collection's contemporary and minimalist character. Offered in Chrome, Brushed Nickel and textured Blacksmith finishes, the collection includes nine-, five-, and three-light chandeliers, pendants in four sizes, both flush and semi-flush ceiling fixtures, as well as one-, two-, three- and four-light wall/bath fixtures. Both incandescent lamping and ENERGY STAR-qualified LED lamping are available. All fixtures are California Title 24 compliant. | CEILING | Oslo | Ceiling Lights | Burnt Sienna | 710 | Steel | Etched / White Inside Glass | D:12.5" H:5.125" |  |  | 2 Medium A19 9.3w |  | 2 | Yes | [14 empty] | 0 | [12 empty] | 83.45 | 166.9 | 250.35 | D:13 1/2'' H:11 1/4'' O:133 1/2'' | 5.7 | 13.5 |  |  | 11.25 | Dual Mount |  | 10 | 133.5 |  |  |  | No |  | No | [20 empty] | D:5 1/2'' H:13/16'' Round |  |  |  |  | 144 | Brown | 120 |  | Hardwired | 0 | 0 | 0 | 1 | 1 | 0 | 0 | 0 | 1 | 0 | 0 | 785652082054 | 16.125 | 16.125 | 9.25 | 7.1 | 1.392 | 175 | Yes | [9 empty] | cETL Dry | OSLO 2L CEILING-710 | Two Light Semi-Flush Convertible Pendant |  | 77160EN3-710.jpg | 77160EN3.jpg
77160EN3-839 | Two Light Semi-Flush Convertible Pendant | The Oslo lighting collection by Sea Gull Lighting is a sleek design, with smooth and clean lines. The Opal Etched glass adds to this collection's contemporary and minimalist character. Offered in Chrome, Brushed Nickel and textured Blacksmith finishes, the collection includes nine-, five-, and three-light chandeliers, pendants in four sizes, both flush and semi-flush ceiling fixtures, as well as one-, two-, three- and four-light wall/bath fixtures. Both incandescent lamping and ENERGY STAR-qualified LED lamping are available. All fixtures are California Title 24 compliant. | CEILING | Oslo | Ceiling Lights | Blacksmith | 839 | Steel | Etched / White Inside Glass | D:12.5" H:5.125" |  |  | 2 Medium A19 9.3w |  | 2 | Yes | [14 empty] | 0 | [12 empty] | 86.98 | 173.96 | 260.94 | D:13 1/2'' H:11 1/4'' O:133 1/2'' | 5.7 | 13.5 |  |  | 11.25 | Dual Mount |  | 10 | 133.5 |  |  |  | No |  | No | [20 empty] | D:5 1/2'' H:13/16'' Round |  |  |  |  | 144 | Brown | 120 |  | Hardwired | 0 | 0 | 0 | 1 | 1 | 0 | 0 | 0 | 1 | 0 | 0 | 785652052040 | 16.125 | 16.125 | 9.25 | 7.1 | 1.392 | 175 | Yes | [9 empty] | cETL Dry | OSLO 2L CEILING-839 | Two Light Semi-Flush Convertible Pendant |  | 77160EN3-839.jpg | 77160.jpg
77160EN3-962 | Two Light Semi-Flush Convertible Pendant | The Oslo lighting collection by Sea Gull Lighting is a sleek design, with smooth and clean lines. The Opal Etched glass adds to this collection's contemporary and minimalist character. Offered in Chrome, Brushed Nickel and textured Blacksmith finishes, the collection includes nine-, five-, and three-light chandeliers, pendants in four sizes, both flush and semi-flush ceiling fixtures, as well as one-, two-, three- and four-light wall/bath fixtures. Both incandescent lamping and ENERGY STAR-qualified LED lamping are available. All fixtures are California Title 24 compliant. | CEILING | Oslo | Ceiling Lights | Brushed Nickel | 962 | Steel | Etched / White Inside Glass | D:12.5" H:5.125" |  |  | 2 Medium A19 9.3w |  | 2 | Yes | [14 empty] | 0 | [12 empty] | 84.48 | 168.96 | 253.44 | D:13 1/2'' H:11 1/4'' O:133 1/2'' | 5.7 | 13.5 |  |  | 11.25 | Dual Mount |  | 10 | 133.5 |  |  |  | No |  | No | [20 empty] | D:5 1/2'' H:13/16'' Round |  |  |  |  | 144 | Clear Silver | 120 |  | Hardwired | 0 | 0 | 0 | 1 | 1 | 0 | 0 | 0 | 1 | 0 | 0 | 785652046421 | 16.125 | 16.125 | 9.25 | 7.1 | 1.392 | 175 | Yes | [9 empty] | cETL Dry | OSLO 2L CEILING-962 | Two Light Semi-Flush Convertible Pendant |  | 77160EN3-962.jpg | 77160.jpg
7716393S-05 | Small LED Ceiling Flush Mount | Adaptability takes center stage with the Geary Collection. This series of traditional up-light pendants, semi-flush and flush-mount fixtures feature decoratively bowed arms and constructed of rectangular steel tubing. Geary is a true cross-collection piece, offered in four beautiful finishes Blacksmith, Brushed Nickel, Burnt Sienna and Heirloom Bronze. The Geary has a universal appeal matching 24 different Sea Gull Lighting interior collections. Offering subtle style with practical design, Geary is at home in almost any room. The fixtures have a fluid movement with a traditional look to complement a wide range of decor. | CEILING | Geary | Ceiling Lights | Chrome | 5 | Steel |  |  |  | Satin Etched Glass |  |  | 1 | No | 1000 | 3000 | 90 | 14 | 120 | 19 - Integrated | MODS - Modules |  | 5 | 100 | LED | 14 | 14 | 50000 | 0 | [12 empty] | 31.48 | 62.96 | 94.44 | D:10 1/2'' H:5 1/2'' | 2.3 | 10.5 |  |  | 5.5 | Key Slots | [6 empty] | No |  | No | [25 empty] | 6.5 | Black/White |  |  | Hardwired | 0 | 0 | 0 | 0 | 1 | 0 | 0 | 0 | 0 | 0 | 0 | 785652064364 | 13.5 | 13.25 | 6.75 | 3.5 | 0.699 | 175 | Yes | [8 empty] | C-UL-US Damp |  | GEARY LED SM FLUSH MOUNT-05 | Small LED Ceiling Flush Mount |  | 7716393S-05.jpg | 77063.jpg
7716393S-710 | Small LED Ceiling Flush Mount | Adaptability takes center stage with the Geary Collection. This series of traditional up-light pendants, semi-flush and flush-mount fixtures feature decoratively bowed arms and constructed of rectangular steel tubing. Geary is a true cross-collection piece, offered in four beautiful finishes Blacksmith, Brushed Nickel, Burnt Sienna and Heirloom Bronze. The Geary has a universal appeal matching 24 different Sea Gull Lighting interior collections. Offering subtle style with practical design, Geary is at home in almost any room. The fixtures have a fluid movement with a traditional look to complement a wide range of decor. | CEILING | Geary | Ceiling Lights | Burnt Sienna | 710 | Steel |  |  |  | Amber Scavo Glass |  |  | 1 | No | 1000 | 3000 | 90 | 14 | 120 | 19 - Integrated | MODS - Modules |  | 5 | 100 | LED | 14 | 14 | 50000 | 0 | [12 empty] | 31.48 | 62.96 | 94.44 | D:10 1/2'' H:5 1/2'' | 2.3 | 10.5 |  |  | 5.5 | Key Slots | [6 empty] | No |  | No | [25 empty] | 6.5 | Black/White |  |  | Hardwired | 0 | 0 | 0 | 0 | 1 | 0 | 0 | 0 | 0 | 0 | 0 | 785652064371 | 13.5 | 13.25 | 6.75 | 3.5 | 0.699 | 175 | Yes | [8 empty] | C-UL-US Damp |  | GEARY LED SM FLUSH MOUNT-710 | Small LED Ceiling Flush Mount |  | 7716393S-710.jpg | 77063.jpg
7716393S-782 | Small LED Ceiling Flush Mount | Adaptability takes center stage with the Geary Collection. This series of traditional up-light pendants, semi-flush and flush-mount fixtures feature decoratively bowed arms and constructed of rectangular steel tubing. Geary is a true cross-collection piece, offered in four beautiful finishes Blacksmith, Brushed Nickel, Burnt Sienna and Heirloom Bronze. The Geary has a universal appeal matching 24 different Sea Gull Lighting interior collections. Offering subtle style with practical design, Geary is at home in almost any room. The fixtures have a fluid movement with a traditional look to complement a wide range of decor. | CEILING | Geary | Ceiling Lights | Heirloom Bronze | 782 | Steel |  |  |  | Satin Etched Glass |  |  | 1 | No | 1000 | 3000 | 90 | 14 | 120 | 19 - Integrated | MODS - Modules |  | 5 | 100 | LED | 14 | 14 | 50000 | 0 | [12 empty] | 31.48 | 62.96 | 94.44 | D:10 1/2'' H:5 1/2'' | 2.3 | 10.5 |  |  | 5.5 | Key Slots | [6 empty] | No |  | No | [25 empty] | 6.5 | Black/White |  |  | Hardwired | 0 | 0 | 0 | 0 | 1 | 0 | 0 | 0 | 0 | 0 | 0 | 785652064388 | 13.5 | 13.25 | 6.75 | 3.5 | 0.699 | 175 | Yes | [8 empty] | C-UL-US Damp |  | GEARY LED SM FLUSH MOUNT-782 | Small LED Ceiling Flush Mount |  | 7716393S-782.jpg | 77063.jpg
7716393S-839 | Small LED Ceiling Flush Mount | Adaptability takes center stage with the Geary Collection. This series of traditional up-light pendants, semi-flush and flush-mount fixtures feature decoratively bowed arms and constructed of rectangular steel tubing. Geary is a true cross-collection piece, offered in four beautiful finishes Blacksmith, Brushed Nickel, Burnt Sienna and Heirloom Bronze. The Geary has a universal appeal matching 24 different Sea Gull Lighting interior collections. Offering subtle style with practical design, Geary is at home in almost any room. The fixtures have a fluid movement with a traditional look to complement a wide range of decor. | CEILING | Geary | Ceiling Lights | Blacksmith | 839 | Steel |  |  |  | Satin Etched Glass |  |  | 1 | No | 1000 | 3000 | 90 | 14 | 120 | 19 - Integrated | MODS - Modules |  | 5 | 100 | LED | 14 | 14 | 50000 | 0 | [12 empty] | 31.48 | 62.96 | 94.44 | D:10 1/2'' H:5 1/2'' | 2.3 | 10.5 |  |  | 5.5 | Key Slots | [6 empty] | No |  | No | [25 empty] | 6.5 | Black/White |  |  | Hardwired | 0 | 0 | 0 | 0 | 1 | 0 | 0 | 0 | 0 | 0 | 0 | 785652064395 | 13.5 | 13.25 | 6.75 | 3.5 | 0.699 | 175 | Yes | [8 empty] | C-UL-US Damp |  | GEARY LED SM FLUSH MOUNT-839 | Small LED Ceiling Flush Mount |  | 7716393S-839.jpg | 77063.jpg
7716393S-962 | Small LED Ceiling Flush Mount | Adaptability takes center stage with the Geary Collection. This series of traditional up-light pendants, semi-flush and flush-mount fixtures feature decoratively bowed arms and constructed of rectangular steel tubing. Geary is a true cross-collection piece, offered in four beautiful finishes Blacksmith, Brushed Nickel, Burnt Sienna and Heirloom Bronze. The Geary has a universal appeal matching 24 different Sea Gull Lighting interior collections. Offering subtle style with practical design, Geary is at home in almost any room. The fixtures have a fluid movement with a traditional look to complement a wide range of decor. | CEILING | Geary | Ceiling Lights | Brushed Nickel | 962 | Steel |  |  |  | Satin Etched Glass |  |  | 1 | No | 1000 | 3000 | 90 | 14 | 120 | 19 - Integrated | MODS - Modules |  | 5 | 100 | LED | 14 | 14 | 50000 | 0 | [12 empty] | 31.48 | 62.96 | 94.44 | D:10 1/2'' H:5 1/2'' | 2.3 | 10.5 |  |  | 5.5 | Key Slots | [6 empty] | No |  | No | [25 empty] | 6.5 | Black/White |  |  | Hardwired | 0 | 0 | 0 | 0 | 1 | 0 | 0 | 0 | 0 | 0 | 0 | 785652064401 | 13.5 | 13.25 | 6.75 | 3.5 | 0.699 | 175 | Yes | [8 empty] | C-UL-US Damp |  | GEARY LED SM FLUSH MOUNT-962 | Small LED Ceiling Flush Mount |  | 7716393S-962.jpg | 77063.jpg
77164-820 | Two Light Ceiling Flush Mount | The Del Prato collection by Sea Gull Lighting has a rustic transitional style making it a great choice for all décor styles. Sweeping curves add interest without complication. Coordinate Del Prato in the Chestnut Bronze finish with earth tone walls for an added level of sophistication. The Seeded, Acid-Etched glass shades with a Café Tint contribute to the overall impact as well. The assortment includes nine-light and five-light chandeliers, pendants in five sizes, both flush and semi-flush ceiling fixtures, as well as one-light, two-light, three-light and four-light wall/bath fixtures. Most of these fixtures easily convert to LED by purchasing LED replacement lamps sold separately. | CEILING | Del Prato | Ceiling Lights | Chestnut Bronze | 820 | Steel |  |  |  | Etched Cafe Tint Glass | 2 Medium A19 60w |  | 2 | No | [14 empty] | 0 | [12 empty] | 27 | 54 | 81 | D:12 1/2'' H:5 1/2'' | 3.2 | 12.5 |  |  | 5.5 | Key Slots | [6 empty] | No |  | No | [25 empty] | 6.5 | Black/White |  |  | Hardwired | 0 | 0 | 0 | 0 | 1 | 0 | 0 | 1 | 0 | 0 | 0 | 785652075964 | 14 | 14 | 7 | 4.3 | 0.794 | 175 | Yes | [8 empty] | UL Damp | cUL Damp | DEL PRATO 2L CEILING-820 | Two Light Ceiling Flush Mount |  | 77164-820.jpg | 77164.jpg
7716493S-05 | Medium LED Ceiling Flush Mount | Adaptability takes center stage with the Geary Collection. This series of traditional up-light pendants, semi-flush and flush-mount fixtures feature decoratively bowed arms and constructed of rectangular steel tubing. Geary is a true cross-collection piece, offered in four beautiful finishes Blacksmith, Brushed Nickel, Burnt Sienna and Heirloom Bronze. The Geary has a universal appeal matching 24 different Sea Gull Lighting interior collections. Offering subtle style with practical design, Geary is at home in almost any room. The fixtures have a fluid movement with a traditional look to complement a wide range of decor. | CEILING | Geary | Ceiling Lights | Chrome | 5 | Steel |  |  |  | Satin Etched Glass |  |  | 1 | No | 1000 | 3000 | 90 | 14 | 120 | 19 - Integrated | MODS - Modules |  | 5 | 100 | LED | 14 | 14 | 50000 | 0 | [12 empty] | 38.98 | 77.96 | 116.94 | D:12 1/2'' H:5 1/2'' | 3.2 | 12.5 |  |  | 5.5 | Key Slots | [6 empty] | No |  | No | [25 empty] | 6.5 | Black/White |  |  | Hardwired | 0 | 0 | 0 | 0 | 1 | 0 | 0 | 0 | 0 | 0 | 0 | 785652064425 | 15.25 | 15 | 7.25 | 4.3 | 0.96 | 175 | Yes | [8 empty] | UL Damp | cUL Damp | GEARY LED MD FLUSH MOUNT-05 | Medium LED Ceiling Flush Mount |  | 7716493S-05.jpg | 77064.jpg
7716493S-710 | Medium LED Ceiling Flush Mount | Adaptability takes center stage with the Geary Collection. This series of traditional up-light pendants, semi-flush and flush-mount fixtures feature decoratively bowed arms and constructed of rectangular steel tubing. Geary is a true cross-collection piece, offered in four beautiful finishes Blacksmith, Brushed Nickel, Burnt Sienna and Heirloom Bronze. The Geary has a universal appeal matching 24 different Sea Gull Lighting interior collections. Offering subtle style with practical design, Geary is at home in almost any room. The fixtures have a fluid movement with a traditional look to complement a wide range of decor. | CEILING | Geary | Ceiling Lights | Burnt Sienna | 710 | Steel |  |  |  | Amber Scavo Glass |  |  | 1 | No | 1000 | 3000 | 90 | 14 | 120 | 19 - Integrated | MODS - Modules |  | 5 | 100 | LED | 14 | 14 | 50000 | 0 | [12 empty] | 38.98 | 77.96 | 116.94 | D:12 1/2'' H:5 1/2'' | 3.2 | 12.5 |  |  | 5.5 | Key Slots | [6 empty] | No |  | No | [25 empty] | 6.5 | Black/White |  |  | Hardwired | 0 | 0 | 0 | 0 | 1 | 0 | 0 | 0 | 0 | 0 | 0 | 785652064432 | 15.25 | 15 | 7.25 | 4.1 | 0.96 | 175 | Yes | [8 empty] | UL Damp | cUL Damp | GEARY LED MD FLUSH MOUNT-710 | Medium LED Ceiling Flush Mount |  | 7716493S-710.jpg | 77064.jpg
7716493S-782 | Medium LED Ceiling Flush Mount | Adaptability takes center stage with the Geary Collection. This series of traditional up-light pendants, semi-flush and flush-mount fixtures feature decoratively bowed arms and constructed of rectangular steel tubing. Geary is a true cross-collection piece, offered in four beautiful finishes Blacksmith, Brushed Nickel, Burnt Sienna and Heirloom Bronze. The Geary has a universal appeal matching 24 different Sea Gull Lighting interior collections. Offering subtle style with practical design, Geary is at home in almost any room. The fixtures have a fluid movement with a traditional look to complement a wide range of decor. | CEILING | Geary | Ceiling Lights | Heirloom Bronze | 782 | Steel |  |  |  | Satin Etched Glass |  |  | 1 | No | 1000 | 3000 | 90 | 14 | 120 | 19 - Integrated | MODS - Modules |  | 5 | 100 | LED | 14 | 14 | 50000 | 0 | [12 empty] | 38.98 | 77.96 | 116.94 | D:12 1/2'' H:5 1/2'' | 3.2 | 12.5 |  |  | 5.5 | Key Slots | [6 empty] | No |  | No | [25 empty] | 6.5 | Black/White |  |  | Hardwired | 0 | 0 | 0 | 0 | 1 | 0 | 0 | 0 | 0 | 0 | 0 | 785652064449 | 15.25 | 15 | 7.25 | 4.1 | 0.96 | 175 | Yes | [8 empty] | UL Damp | cUL Damp | GEARY LED MD FLUSH MOUNT-782 | Medium LED Ceiling Flush Mount |  | 7716493S-782.jpg | 77064.jpg
7716493S-839 | Medium LED Ceiling Flush Mount | Adaptability takes center stage with the Geary Collection. This series of traditional up-light pendants, semi-flush and flush-mount fixtures feature decoratively bowed arms and constructed of rectangular steel tubing. Geary is a true cross-collection piece, offered in four beautiful finishes Blacksmith, Brushed Nickel, Burnt Sienna and Heirloom Bronze. The Geary has a universal appeal matching 24 different Sea Gull Lighting interior collections. Offering subtle style with practical design, Geary is at home in almost any room. The fixtures have a fluid movement with a traditional look to complement a wide range of decor. | CEILING | Geary | Ceiling Lights | Blacksmith | 839 | Steel |  |  |  | Satin Etched Glass |  |  | 1 | No | 1000 | 3000 | 90 | 14 | 120 | 19 - Integrated | MODS - Modules |  | 5 | 100 | LED | 14 | 14 | 50000 | 0 | [12 empty] | 38.98 | 77.96 | 116.94 | D:12 1/2'' H:5 1/2'' | 3.2 | 12.5 |  |  | 5.5 | Key Slots | [6 empty] | No |  | No | [25 empty] | 6.5 | Black/White |  |  | Hardwired | 0 | 0 | 0 | 0 | 1 | 0 | 0 | 0 | 0 | 0 | 0 | 785652064456 | 15.25 | 15 | 7.25 | 4.3 | 0.96 | 175 | Yes | [8 empty] | UL Damp | cUL Damp | GEARY LED MD FLUSH MOUNT-839 | Medium LED Ceiling Flush Mount |  | 7716493S-839.jpg | 77064.jpg
7716493S-962 | Medium LED Ceiling Flush Mount | Adaptability takes center stage with the Geary Collection. This series of traditional up-light pendants, semi-flush and flush-mount fixtures feature decoratively bowed arms and constructed of rectangular steel tubing. Geary is a true cross-collection piece, offered in four beautiful finishes Blacksmith, Brushed Nickel, Burnt Sienna and Heirloom Bronze. The Geary has a universal appeal matching 24 different Sea Gull Lighting interior collections. Offering subtle style with practical design, Geary is at home in almost any room. The fixtures have a fluid movement with a traditional look to complement a wide range of decor. | CEILING | Geary | Ceiling Lights | Brushed Nickel | 962 | Steel |  |  |  | Satin Etched Glass |  |  | 1 | No | 1000 | 3000 | 90 | 14 | 120 | 19 - Integrated | MODS - Modules |  | 5 | 100 | LED | 14 | 14 | 50000 | 0 | [12 empty] | 38.98 | 77.96 | 116.94 | D:12 1/2'' H:5 1/2'' | 3.2 | 12.5 |  |  | 5.5 | Key Slots | [6 empty] | No |  | No | [25 empty] | 6.5 | Black/White |  |  | Hardwired | 0 | 0 | 0 | 0 | 1 | 0 | 0 | 0 | 0 | 0 | 0 | 785652064463 | 15.25 | 15 | 7.25 | 4.3 | 0.96 | 175 | Yes | [8 empty] | UL Damp | cUL Damp | GEARY LED MD FLUSH MOUNT-962 | Medium LED Ceiling Flush Mount |  | 7716493S-962.jpg | 77064.jpg
77164EN3-820 | Two Light Ceiling Flush Mount | The Del Prato collection by Sea Gull Lighting has a rustic transitional style making it a great choice for all décor styles. Sweeping curves add interest without complication. Coordinate Del Prato in the Chestnut Bronze finish with earth tone walls for an added level of sophistication. The Seeded, Acid-Etched glass shades with a Café Tint contribute to the overall impact as well. The assortment includes nine-light and five-light chandeliers, pendants in five sizes, both flush and semi-flush ceiling fixtures, as well as one-light, two-light, three-light and four-light wall/bath fixtures. Most of these fixtures easily convert to LED by purchasing LED replacement lamps sold separately. | CEILING | Del Prato | Ceiling Lights | Chestnut Bronze | 820 | Steel |  |  |  | Etched Cafe Tint Glass | 2 Medium A19 9.3w |  | 2 | Yes | [14 empty] | 0 | [12 empty] | 35.6 | 71.2 | 106.8 | D:12 1/2'' H:5 1/2'' | 3.2 | 12.5 |  |  | 5.5 | Key Slots | [6 empty] | No |  | No | [25 empty] | 6.5 | Black/White |  |  | Hardwired | 0 | 0 | 0 | 1 | 1 | 0 | 0 | 0 | 0 | 0 | 0 | 785652055614 | 14 | 14 | 7 | 4.3 | 0.794 | 175 | Yes | [8 empty] | UL Damp | cUL Damp | DEL PRATO 2L CEILING-820 | Two Light Ceiling Flush Mount |  | 77164EN3-820.jpg | 77164.jpg
7716502-710 | Small Two Light Semi-Flush Convertible Pendant | Adaptability takes center stage with the Geary Collection. This series of traditional up-light pendants, semi-flush and flush-mount fixtures feature decoratively bowed arms and constructed of rectangular steel tubing. Geary is a true cross-collection piece, offered in four beautiful finishes Blacksmith, Brushed Nickel, Burnt Sienna and Heirloom Bronze. The Geary has a universal appeal matching 24 different Sea Gull Lighting interior collections. Offering subtle style with practical design, Geary is at home in almost any room. The fixtures have a fluid movement with a traditional look to complement a wide range of decor. | CEILING | Geary | Ceiling Lights | Burnt Sienna | 710 | Steel | Satin Etched Glass | D:13" H:4.25" |  |  | 2 Medium A19 100w |  | 2 | No | [14 empty] | 0 | [12 empty] | 49.95 | 99.9 | 149.85 | D:13 7/8'' H:12 3/8'' O:50 1/4'' | 5.2 | 13.875 |  |  | 12.375 | Dual Mount |  | 11.375 | 50.25 |  |  |  | No |  | No | [20 empty] | D:4 7/8'' H:3/4'' Round |  |  |  |  | 72 | Brown | 36 |  | Hardwired | 0 | 0 | 0 | 0 | 1 | 0 | 0 | 1 | 1 | 0 | 0 | 785652001499 | 16 | 15.75 | 11 | 7.1 | 1.604 | 175 | Yes | [9 empty] | cETL Damp | GEARY 2L CEILING-710 | Small Two Light Semi-Flush Convertible Pendant |  | 7716502-710.png | 7716502.jpg
7716502-782 | Small Two Light Semi-Flush Convertible Pendant | Adaptability takes center stage with the Geary Collection. This series of traditional up-light pendants, semi-flush and flush-mount fixtures feature decoratively bowed arms and constructed of rectangular steel tubing. Geary is a true cross-collection piece, offered in four beautiful finishes Blacksmith, Brushed Nickel, Burnt Sienna and Heirloom Bronze. The Geary has a universal appeal matching 24 different Sea Gull Lighting interior collections. Offering subtle style with practical design, Geary is at home in almost any room. The fixtures have a fluid movement with a traditional look to complement a wide range of decor. | CEILING | Geary | Ceiling Lights | Heirloom Bronze | 782 | Steel | Satin Etched Glass | D:13" H:4.25" |  |  | 2 Medium A19 100w |  | 2 | No | [14 empty] | 0 | [12 empty] | 49.95 | 99.9 | 149.85 | D:13 7/8'' H:12 3/8'' O:50 1/4'' | 5.2 | 13.875 |  |  | 12.375 | Dual Mount |  | 11.375 | 50.25 |  |  |  | No |  | No | [20 empty] | D:4 7/8'' H:3/4'' Round |  |  |  |  | 72 | Brown | 36 |  | Hardwired | 0 | 0 | 0 | 0 | 1 | 0 | 0 | 1 | 1 | 0 | 0 | 785652001086 | 16 | 16 | 11 | 6.6 | 1.63 | 175 | Yes | [9 empty] | cETL Damp | GEARY 2L CEILING-782 | Small Two Light Semi-Flush Convertible Pendant |  | 7716502-782.png | 7716502.jpg
7716502-839 | Small Two Light Semi-Flush Convertible Pendant | Adaptability takes center stage with the Geary Collection. This series of traditional up-light pendants, semi-flush and flush-mount fixtures feature decoratively bowed arms and constructed of rectangular steel tubing. Geary is a true cross-collection piece, offered in four beautiful finishes Blacksmith, Brushed Nickel, Burnt Sienna and Heirloom Bronze. The Geary has a universal appeal matching 24 different Sea Gull Lighting interior collections. Offering subtle style with practical design, Geary is at home in almost any room. The fixtures have a fluid movement with a traditional look to complement a wide range of decor. | CEILING | Geary | Ceiling Lights | Blacksmith | 839 | Steel | Satin Etched Glass | D:13" H:4.25" |  |  | 2 Medium A19 100w |  | 2 | No | [14 empty] | 0 | [12 empty] | 49.95 | 99.9 | 149.85 | D:13 7/8'' H:12 3/8'' O:50 1/4'' | 5.2 | 13.875 |  |  | 12.375 | Dual Mount |  | 11.375 | 50.25 |  |  |  | No |  | No | [20 empty] | D:4 7/8'' H:3/4'' Round |  |  |  |  | 72 | Black | 36 |  | Hardwired | 0 | 0 | 0 | 0 | 1 | 0 | 0 | 1 | 1 | 0 | 0 | 785652001505 | 16 | 16 | 11 | 7 | 1.63 | 175 | Yes | [9 empty] | cETL Damp | GEARY 2L CEILING-839 | Small Two Light Semi-Flush Convertible Pendant |  | 7716502-839.png | 7716502.jpg
7716502-962 | Small Two Light Semi-Flush Convertible Pendant | Adaptability takes center stage with the Geary Collection. This series of traditional up-light pendants, semi-flush and flush-mount fixtures feature decoratively bowed arms and constructed of rectangular steel tubing. Geary is a true cross-collection piece, offered in four beautiful finishes Blacksmith, Brushed Nickel, Burnt Sienna and Heirloom Bronze. The Geary has a universal appeal matching 24 different Sea Gull Lighting interior collections. Offering subtle style with practical design, Geary is at home in almost any room. The fixtures have a fluid movement with a traditional look to complement a wide range of decor. | CEILING | Geary | Ceiling Lights | Brushed Nickel | 962 | Steel | Satin Etched Glass | D:13" H:4.25" |  |  | 2 Medium A19 100w |  | 2 | No | [14 empty] | 0 | [12 empty] | 49.95 | 99.9 | 149.85 | D:13 7/8'' H:12 3/8'' O:50 1/4'' | 5.2 | 13.875 |  |  | 12.375 | Dual Mount |  | 11.375 | 50.25 |  |  |  | No |  | No | [20 empty] | D:4 7/8'' H:3/4'' Round |  |  |  |  | 72 | Clear Silver | 36 |  | Hardwired | 0 | 0 | 0 | 0 | 1 | 0 | 0 | 1 | 1 | 0 | 0 | 785652001512 | 16 | 16 | 11 | 6.6 | 1.63 | 175 | Yes | [9 empty] | cETL Damp | GEARY 2L CEILING-962 | Small Two Light Semi-Flush Convertible Pendant |  | 7716502-962.png | 7716502.jpg
7716502EN3-710 | Small Two Light Semi-Flush Convertible Pendant | Adaptability takes center stage with the Geary Collection. This series of traditional up-light pendants, semi-flush and flush-mount fixtures feature decoratively bowed arms and constructed of rectangular steel tubing. Geary is a true cross-collection piece, offered in four beautiful finishes Blacksmith, Brushed Nickel, Burnt Sienna and Heirloom Bronze. The Geary has a universal appeal matching 24 different Sea Gull Lighting interior collections. Offering subtle style with practical design, Geary is at home in almost any room. The fixtures have a fluid movement with a traditional look to complement a wide range of decor. | CEILING | Geary | Ceiling Lights | Burnt Sienna | 710 | Steel | Satin Etched Glass | D:13" H:4.25" |  |  | 2 Medium A19 9.3w |  | 2 | Yes | [14 empty] | 0 | [12 empty] | 62.98 | 125.96 | 188.94 | D:13 7/8'' H:12 3/8'' O:50 1/4'' | 5.2 | 13.875 |  |  | 12.375 | Dual Mount |  | 11.375 | 50.25 |  |  |  | No |  | No | [20 empty] | D:4 7/8'' H:3/4'' Round |  |  |  |  | 72 | Brown | 36 |  | Hardwired | 0 | 0 | 0 | 1 | 1 | 0 | 0 | 0 | 1 | 0 | 0 | 785652060656 | 16 | 15.75 | 11 | 7.1 | 1.604 | 175 | Yes | [9 empty] | cETL Damp | GEARY 2L CEILING-710 | Small Two Light Semi-Flush Convertible Pendant |  | 7716502EN3-710.png | 7716502EN3.jpg
7716502EN3-782 | Small Two Light Semi-Flush Convertible Pendant | Adaptability takes center stage with the Geary Collection. This series of traditional up-light pendants, semi-flush and flush-mount fixtures feature decoratively bowed arms and constructed of rectangular steel tubing. Geary is a true cross-collection piece, offered in four beautiful finishes Blacksmith, Brushed Nickel, Burnt Sienna and Heirloom Bronze. The Geary has a universal appeal matching 24 different Sea Gull Lighting interior collections. Offering subtle style with practical design, Geary is at home in almost any room. The fixtures have a fluid movement with a traditional look to complement a wide range of decor. | CEILING | Geary | Ceiling Lights | Heirloom Bronze | 782 | Steel | Satin Etched Glass | D:13" H:4.25" |  |  | 2 Medium A19 9.3w |  | 2 | Yes | [14 empty] | 0 | [12 empty] | 62.98 | 125.96 | 188.94 | D:13 7/8'' H:12 3/8'' O:50 1/4'' | 5.2 | 13.875 |  |  | 12.375 | Dual Mount |  | 11.375 | 50.25 |  |  |  | No |  | No | [20 empty] | D:4 7/8'' H:3/4'' Round |  |  |  |  | 72 | Brown | 36 |  | Hardwired | 0 | 0 | 0 | 1 | 1 | 0 | 0 | 0 | 1 | 0 | 0 | 785652060663 | 16 | 16 | 11 | 6.6 | 1.63 | 175 | Yes | [9 empty] | cETL Damp | GEARY 2L CEILING-782 | Small Two Light Semi-Flush Convertible Pendant |  | 7716502EN3-782.png | 7716502EN3.jpg
7716502EN3-839 | Small Two Light Semi-Flush Convertible Pendant | Adaptability takes center stage with the Geary Collection. This series of traditional up-light pendants, semi-flush and flush-mount fixtures feature decoratively bowed arms and constructed of rectangular steel tubing. Geary is a true cross-collection piece, offered in four beautiful finishes Blacksmith, Brushed Nickel, Burnt Sienna and Heirloom Bronze. The Geary has a universal appeal matching 24 different Sea Gull Lighting interior collections. Offering subtle style with practical design, Geary is at home in almost any room. The fixtures have a fluid movement with a traditional look to complement a wide range of decor. | CEILING | Geary | Ceiling Lights | Blacksmith | 839 | Steel | Satin Etched Glass | D:13" H:4.25" |  |  | 2 Medium A19 9.3w |  | 2 | Yes | [14 empty] | 0 | [12 empty] | 62.98 | 125.96 | 188.94 | D:13 7/8'' H:12 3/8'' O:50 1/4'' | 5.2 | 13.875 |  |  | 12.375 | Dual Mount |  | 11.375 | 50.25 |  |  |  | No |  | No | [20 empty] | D:4 7/8'' H:3/4'' Round |  |  |  |  | 72 | Black | 36 |  | Hardwired | 0 | 0 | 0 | 1 | 1 | 0 | 0 | 0 | 1 | 0 | 0 | 785652060670 | 16 | 16 | 11 | 7 | 1.63 | 175 | Yes | [9 empty] | cETL Damp | GEARY 2L CEILING-839 | Small Two Light Semi-Flush Convertible Pendant |  | 7716502EN3-839.png | 7716502EN3.jpg
7716502EN3-962 | Small Two Light Semi-Flush Convertible Pendant | Adaptability takes center stage with the Geary Collection. This series of traditional up-light pendants, semi-flush and flush-mount fixtures feature decoratively bowed arms and constructed of rectangular steel tubing. Geary is a true cross-collection piece, offered in four beautiful finishes Blacksmith, Brushed Nickel, Burnt Sienna and Heirloom Bronze. The Geary has a universal appeal matching 24 different Sea Gull Lighting interior collections. Offering subtle style with practical design, Geary is at home in almost any room. The fixtures have a fluid movement with a traditional look to complement a wide range of decor. | CEILING | Geary | Ceiling Lights | Brushed Nickel | 962 | Steel | Satin Etched Glass | D:13" H:4.25" |  |  | 2 Medium A19 9.3w |  | 2 | Yes | [14 empty] | 0 | [12 empty] | 62.98 | 125.96 | 188.94 | D:13 7/8'' H:12 3/8'' O:50 1/4'' | 5.2 | 13.875 |  |  | 12.375 | Dual Mount |  | 11.375 | 50.25 |  |  |  | No |  | No | [20 empty] | D:4 7/8'' H:3/4'' Round |  |  |  |  | 72 | Clear Silver | 36 |  | Hardwired | 0 | 0 | 0 | 1 | 1 | 0 | 0 | 0 | 1 | 0 | 0 | 785652060687 | 16 | 16 | 11 | 6.6 | 1.63 | 175 | Yes | [9 empty] | cETL Damp | GEARY 2L CEILING-962 | Small Two Light Semi-Flush Convertible Pendant |  | 7716502EN3-962.png | 7716502EN3.jpg
7716503-710 | Medium Three Light Semi-Flush Convertible Pendant | Adaptability takes center stage with the Geary Collection. This series of traditional up-light pendants, semi-flush and flush-mount fixtures feature decoratively bowed arms and constructed of rectangular steel tubing. Geary is a true cross-collection piece, offered in four beautiful finishes Blacksmith, Brushed Nickel, Burnt Sienna and Heirloom Bronze. The Geary has a universal appeal matching 24 different Sea Gull Lighting interior collections. Offering subtle style with practical design, Geary is at home in almost any room. The fixtures have a fluid movement with a traditional look to complement a wide range of decor. | CEILING | Geary | Ceiling Lights | Burnt Sienna | 710 | Steel | Satin Etched Glass | D:17.75" H:5.25" |  |  | 3 Medium A19 100w |  | 3 | No | [14 empty] | 0 | [12 empty] | 77.98 | 155.96 | 233.94 | D:18 5/8'' H:16 3/8'' O:54 1/4'' | 8 | 18.625 |  |  | 16.375 | Dual Mount |  | 14.875 | 54.25 |  |  |  | No |  | No | [20 empty] | D:4 7/8'' H:3/4'' Round |  |  |  |  | 72 | Brown | 36 |  | Hardwired | 0 | 0 | 0 | 0 | 1 | 0 | 0 | 1 | 1 | 0 | 0 | 785652001529 | 21.25 | 21 | 12.5 | 11 | 3.228 | 250 | Yes | [9 empty] | cETL Damp | GEARY 3L CEILING-710 | Medium Three Light Semi-Flush Convertible Pendant |  | 7716503-710.png | 7716503.jpg
7716503-782 | Medium Three Light Semi-Flush Convertible Pendant | Adaptability takes center stage with the Geary Collection. This series of traditional up-light pendants, semi-flush and flush-mount fixtures feature decoratively bowed arms and constructed of rectangular steel tubing. Geary is a true cross-collection piece, offered in four beautiful finishes Blacksmith, Brushed Nickel, Burnt Sienna and Heirloom Bronze. The Geary has a universal appeal matching 24 different Sea Gull Lighting interior collections. Offering subtle style with practical design, Geary is at home in almost any room. The fixtures have a fluid movement with a traditional look to complement a wide range of decor. | CEILING | Geary | Ceiling Lights | Heirloom Bronze | 782 | Steel | Satin Etched Glass | D:17.75" H:5.25" |  |  | 3 Medium A19 100w |  | 3 | No | [14 empty] | 0 | [12 empty] | 77.98 | 155.96 | 233.94 | D:18 5/8'' H:16 3/8'' O:54 1/4'' | 8 | 18.625 |  |  | 16.375 | Dual Mount |  | 14.875 | 54.25 |  |  |  | No |  | No | [20 empty] | D:4 7/8'' H:3/4'' Round |  |  |  |  | 72 | Brown | 36 |  | Hardwired | 0 | 0 | 0 | 0 | 1 | 0 | 0 | 1 | 1 | 0 | 0 | 785652001536 | 21.25 | 21 | 12.5 | 11 | 3.228 | 250 | Yes | [9 empty] | cETL Damp | GEARY 3L CEILING-782 | Medium Three Light Semi-Flush Convertible Pendant |  | 7716503-782.png | 7716503.jpg
7716503-839 | Medium Three Light Semi-Flush Convertible Pendant | Adaptability takes center stage with the Geary Collection. This series of traditional up-light pendants, semi-flush and flush-mount fixtures feature decoratively bowed arms and constructed of rectangular steel tubing. Geary is a true cross-collection piece, offered in four beautiful finishes Blacksmith, Brushed Nickel, Burnt Sienna and Heirloom Bronze. The Geary has a universal appeal matching 24 different Sea Gull Lighting interior collections. Offering subtle style with practical design, Geary is at home in almost any room. The fixtures have a fluid movement with a traditional look to complement a wide range of decor. | CEILING | Geary | Ceiling Lights | Blacksmith | 839 | Steel | Satin Etched Glass | D:17.75" H:5.25" |  |  | 3 Medium A19 100w |  | 3 | No | [14 empty] | 0 | [12 empty] | 77.98 | 155.96 | 233.94 | D:18 5/8'' H:16 3/8'' O:54 1/4'' | 8 | 18.625 |  |  | 16.375 | Dual Mount |  | 14.875 | 54.25 |  |  |  | No |  | No | [20 empty] | D:4 7/8'' H:3/4'' Round |  |  |  |  | 72 | Black | 36 |  | Hardwired | 0 | 0 | 0 | 0 | 1 | 0 | 0 | 1 | 1 | 0 | 0 | 785652001093 | 21.25 | 21 | 12.5 | 11 | 3.228 | 250 | Yes | [9 empty] | cETL Damp | GEARY 3L CEILING-839 | Medium Three Light Semi-Flush Convertible Pendant |  | 7716503-839.png | 7716503.jpg
7716503-962 | Medium Three Light Semi-Flush Convertible Pendant | Adaptability takes center stage with the Geary Collection. This series of traditional up-light pendants, semi-flush and flush-mount fixtures feature decoratively bowed arms and constructed of rectangular steel tubing. Geary is a true cross-collection piece, offered in four beautiful finishes Blacksmith, Brushed Nickel, Burnt Sienna and Heirloom Bronze. The Geary has a universal appeal matching 24 different Sea Gull Lighting interior collections. Offering subtle style with practical design, Geary is at home in almost any room. The fixtures have a fluid movement with a traditional look to complement a wide range of decor. | CEILING | Geary | Ceiling Lights | Brushed Nickel | 962 | Steel | Satin Etched Glass | D:17.75" H:5.25" |  |  | 3 Medium A19 100w |  | 3 | No | [14 empty] | 0 | [12 empty] | 77.98 | 155.96 | 233.94 | D:18 5/8'' H:16 3/8'' O:54 1/4'' | 8 | 18.625 |  |  | 16.375 | Dual Mount |  | 14.875 | 54.25 |  |  |  | No |  | No | [20 empty] | D:4 7/8'' H:3/4'' Round |  |  |  |  | 72 | Clear Silver | 36 |  | Hardwired | 0 | 0 | 0 | 0 | 1 | 0 | 0 | 1 | 1 | 0 | 0 | 785652001543 | 21.25 | 21 | 12.5 | 11 | 3.228 | 250 | Yes | [9 empty] | cETL Damp | GEARY 3L CEILING-962 | Medium Three Light Semi-Flush Convertible Pendant |  | 7716503-962.png | 7716503.jpg
7716503EN3-710 | Medium Three Light Semi-Flush Convertible Pendant | Adaptability takes center stage with the Geary Collection. This series of traditional up-light pendants, semi-flush and flush-mount fixtures feature decoratively bowed arms and constructed of rectangular steel tubing. Geary is a true cross-collection piece, offered in four beautiful finishes Blacksmith, Brushed Nickel, Burnt Sienna and Heirloom Bronze. The Geary has a universal appeal matching 24 different Sea Gull Lighting interior collections. Offering subtle style with practical design, Geary is at home in almost any room. The fixtures have a fluid movement with a traditional look to complement a wide range of decor. | CEILING | Geary | Ceiling Lights | Burnt Sienna | 710 | Steel | Satin Etched Glass | D:17.75" H:5.25" |  |  | 3 Medium A19 9.3w |  | 3 | Yes | [14 empty] | 0 | [12 empty] | 97.98 | 195.96 | 293.94 | D:18 5/8'' H:16 3/8'' O:54 1/4'' | 8 | 18.625 |  |  | 16.375 | Dual Mount |  | 14.875 | 54.25 |  |  |  | No |  | No | [20 empty] | D:4 7/8'' H:3/4'' Round |  |  |  |  | 72 | Brown | 36 |  | Hardwired | 0 | 0 | 0 | 1 | 1 | 0 | 0 | 0 | 1 | 0 | 0 | 785652060694 | 21.25 | 21 | 12.5 | 11 | 3.228 | 250 | Yes | [9 empty] | cETL Damp | GEARY 3L CEILING-710 | Medium Three Light Semi-Flush Convertible Pendant |  | 7716503EN3-710.png | 7716503EN3.jpg
7716503EN3-782 | Medium Three Light Semi-Flush Convertible Pendant | Adaptability takes center stage with the Geary Collection. This series of traditional up-light pendants, semi-flush and flush-mount fixtures feature decoratively bowed arms and constructed of rectangular steel tubing. Geary is a true cross-collection piece, offered in four beautiful finishes Blacksmith, Brushed Nickel, Burnt Sienna and Heirloom Bronze. The Geary has a universal appeal matching 24 different Sea Gull Lighting interior collections. Offering subtle style with practical design, Geary is at home in almost any room. The fixtures have a fluid movement with a traditional look to complement a wide range of decor. | CEILING | Geary | Ceiling Lights | Heirloom Bronze | 782 | Steel | Satin Etched Glass | D:17.75" H:5.25" |  |  | 3 Medium A19 9.3w |  | 3 | Yes | [14 empty] | 0 | [12 empty] | 97.98 | 195.96 | 293.94 | D:18 5/8'' H:16 3/8'' O:54 1/4'' | 8 | 18.625 |  |  | 16.375 | Dual Mount |  | 14.875 | 54.25 |  |  |  | No |  | No | [20 empty] | D:4 7/8'' H:3/4'' Round |  |  |  |  | 72 | Brown | 36 |  | Hardwired | 0 | 0 | 0 | 1 | 1 | 0 | 0 | 0 | 1 | 0 | 0 | 785652060700 | 21.25 | 21 | 12.5 | 11 | 3.228 | 250 | Yes | [9 empty] | cETL Damp | GEARY 3L CEILING-782 | Medium Three Light Semi-Flush Convertible Pendant |  | 7716503EN3-782.png | 7716503EN3.jpg
7716503EN3-839 | Medium Three Light Semi-Flush Convertible Pendant | Adaptability takes center stage with the Geary Collection. This series of traditional up-light pendants, semi-flush and flush-mount fixtures feature decoratively bowed arms and constructed of rectangular steel tubing. Geary is a true cross-collection piece, offered in four beautiful finishes Blacksmith, Brushed Nickel, Burnt Sienna and Heirloom Bronze. The Geary has a universal appeal matching 24 different Sea Gull Lighting interior collections. Offering subtle style with practical design, Geary is at home in almost any room. The fixtures have a fluid movement with a traditional look to complement a wide range of decor. | CEILING | Geary | Ceiling Lights | Blacksmith | 839 | Steel | Satin Etched Glass | D:17.75" H:5.25" |  |  | 3 Medium A19 9.3w |  | 3 | Yes | [14 empty] | 0 | [12 empty] | 97.98 | 195.96 | 293.94 | D:18 5/8'' H:16 3/8'' O:54 1/4'' | 8 | 18.625 |  |  | 16.375 | Dual Mount |  | 14.875 | 54.25 |  |  |  | No |  | No | [20 empty] | D:4 7/8'' H:3/4'' Round |  |  |  |  | 72 | Black | 36 |  | Hardwired | 0 | 0 | 0 | 1 | 1 | 0 | 0 | 0 | 1 | 0 | 0 | 785652060717 | 21.25 | 21 | 12.5 | 11 | 3.228 | 250 | Yes | [9 empty] | cETL Damp | GEARY 3L CEILING-839 | Medium Three Light Semi-Flush Convertible Pendant |  | 7716503EN3-839.png | 7716503EN3.jpg
7716503EN3-962 | Medium Three Light Semi-Flush Convertible Pendant | Adaptability takes center stage with the Geary Collection. This series of traditional up-light pendants, semi-flush and flush-mount fixtures feature decoratively bowed arms and constructed of rectangular steel tubing. Geary is a true cross-collection piece, offered in four beautiful finishes Blacksmith, Brushed Nickel, Burnt Sienna and Heirloom Bronze. The Geary has a universal appeal matching 24 different Sea Gull Lighting interior collections. Offering subtle style with practical design, Geary is at home in almost any room. The fixtures have a fluid movement with a traditional look to complement a wide range of decor. | CEILING | Geary | Ceiling Lights | Brushed Nickel | 962 | Steel | Satin Etched Glass | D:17.75" H:5.25" |  |  | 3 Medium A19 9.3w |  | 3 | Yes | [14 empty] | 0 | [12 empty] | 97.98 | 195.96 | 293.94 | D:18 5/8'' H:16 3/8'' O:54 1/4'' | 8 | 18.625 |  |  | 16.375 | Dual Mount |  | 14.875 | 54.25 |  |  |  | No |  | No | [20 empty] | D:4 7/8'' H:3/4'' Round |  |  |  |  | 72 | Clear Silver | 36 |  | Hardwired | 0 | 0 | 0 | 1 | 1 | 0 | 0 | 0 | 1 | 0 | 0 | 785652060724 | 21.25 | 21 | 12.5 | 11 | 3.228 | 250 | Yes | [9 empty] | cETL Damp | GEARY 3L CEILING-962 | Medium Three Light Semi-Flush Convertible Pendant |  | 7716503EN3-962.png | 7716503EN3.jpg
7716504-710 | Large Four Light Semi-Flush Convertible Pendant | Adaptability takes center stage with the Geary Collection. This series of traditional up-light pendants, semi-flush and flush-mount fixtures feature decoratively bowed arms and constructed of rectangular steel tubing. Geary is a true cross-collection piece, offered in four beautiful finishes Blacksmith, Brushed Nickel, Burnt Sienna and Heirloom Bronze. The Geary has a universal appeal matching 24 different Sea Gull Lighting interior collections. Offering subtle style with practical design, Geary is at home in almost any room. The fixtures have a fluid movement with a traditional look to complement a wide range of decor. | CEILING | Geary | Ceiling Lights | Burnt Sienna | 710 | Steel | Satin Etched Glass | D:24" H:6.75" |  |  | 4 Medium A19 100w |  | 4 | No | [14 empty] | 0 | [12 empty] | 146.48 | 292.96 | 439.44 | D:25'' H:18 1/2'' O:56 1/2'' | 13 | 25 |  |  | 18.5 | Dual Mount |  | 17 | 56.5 |  |  |  | No |  | No | [20 empty] | D:4 7/8'' H:3/4'' Round |  |  |  |  | 72 | Brown | 36 |  | Hardwired | 0 | 0 | 0 | 0 | 1 | 0 | 0 | 1 | 1 | 0 | 0 | 785652001550 | 27.75 | 27.5 | 14.25 | 21.2 | 6.293 | 250 | Yes | [9 empty] | cETL Damp | GEARY 4L CEILING-710 | Large Four Light Semi-Flush Convertible Pendant |  | 7716504-710.png | 7716504.jpg
7716504-782 | Large Four Light Semi-Flush Convertible Pendant | Adaptability takes center stage with the Geary Collection. This series of traditional up-light pendants, semi-flush and flush-mount fixtures feature decoratively bowed arms and constructed of rectangular steel tubing. Geary is a true cross-collection piece, offered in four beautiful finishes Blacksmith, Brushed Nickel, Burnt Sienna and Heirloom Bronze. The Geary has a universal appeal matching 24 different Sea Gull Lighting interior collections. Offering subtle style with practical design, Geary is at home in almost any room. The fixtures have a fluid movement with a traditional look to complement a wide range of decor. | CEILING | Geary | Ceiling Lights | Heirloom Bronze | 782 | Steel | Satin Etched Glass | D:24" H:6.75" |  |  | 4 Medium A19 100w |  | 4 | No | [14 empty] | 0 | [12 empty] | 146.48 | 292.96 | 439.44 | D:25'' H:18 1/2'' O:56 1/2'' | 13 | 25 |  |  | 18.5 | Dual Mount |  | 17 | 56.5 |  |  |  | No |  | No | [20 empty] | D:4 7/8'' H:3/4'' Round |  |  |  |  | 72 | Brown | 36 |  | Hardwired | 0 | 0 | 0 | 0 | 1 | 0 | 0 | 1 | 1 | 0 | 0 | 785652001567 | 27.75 | 27.5 | 14.25 | 21.2 | 6.293 | 250 | Yes | [9 empty] | cETL Damp | GEARY 4L CEILING-782 | Large Four Light Semi-Flush Convertible Pendant |  | 7716504-782.png | 7716504.jpg
7716504-839 | Large Four Light Semi-Flush Convertible Pendant | Adaptability takes center stage with the Geary Collection. This series of traditional up-light pendants, semi-flush and flush-mount fixtures feature decoratively bowed arms and constructed of rectangular steel tubing. Geary is a true cross-collection piece, offered in four beautiful finishes Blacksmith, Brushed Nickel, Burnt Sienna and Heirloom Bronze. The Geary has a universal appeal matching 24 different Sea Gull Lighting interior collections. Offering subtle style with practical design, Geary is at home in almost any room. The fixtures have a fluid movement with a traditional look to complement a wide range of decor. | CEILING | Geary | Ceiling Lights | Blacksmith | 839 | Steel | Satin Etched Glass | D:24" H:6.75" |  |  | 4 Medium A19 100w |  | 4 | No | [14 empty] | 0 | [12 empty] | 146.48 | 292.96 | 439.44 | D:25'' H:18 1/2'' O:56 1/2'' | 13 | 25 |  |  | 18.5 | Dual Mount |  | 17 | 56.5 |  |  |  | No |  | No | [20 empty] | D:4 7/8'' H:3/4'' Round |  |  |  |  | 72 | Black | 36 |  | Hardwired | 0 | 0 | 0 | 0 | 1 | 0 | 0 | 1 | 1 | 0 | 0 | 785652001574 | 27.75 | 27.5 | 14.25 | 21.2 | 6.293 | 250 | Yes | [9 empty] | cETL Damp | GEARY 4L CEILING-839 | Large Four Light Semi-Flush Convertible Pendant |  | 7716504-839.png | 7716504.jpg
7716504-962 | Large Four Light Semi-Flush Convertible Pendant | Adaptability takes center stage with the Geary Collection. This series of traditional up-light pendants, semi-flush and flush-mount fixtures feature decoratively bowed arms and constructed of rectangular steel tubing. Geary is a true cross-collection piece, offered in four beautiful finishes Blacksmith, Brushed Nickel, Burnt Sienna and Heirloom Bronze. The Geary has a universal appeal matching 24 different Sea Gull Lighting interior collections. Offering subtle style with practical design, Geary is at home in almost any room. The fixtures have a fluid movement with a traditional look to complement a wide range of decor. | CEILING | Geary | Ceiling Lights | Brushed Nickel | 962 | Steel | Satin Etched Glass | D:24" H:6.75" |  |  | 4 Medium A19 100w |  | 4 | No | [14 empty] | 0 | [12 empty] | 146.48 | 292.96 | 439.44 | D:25'' H:18 1/2'' O:56 1/2'' | 13 | 25 |  |  | 18.5 | Dual Mount |  | 17 | 56.5 |  |  |  | No |  | No | [20 empty] | D:4 7/8'' H:3/4'' Round |  |  |  |  | 72 | Clear Silver | 36 |  | Hardwired | 0 | 0 | 0 | 0 | 1 | 0 | 0 | 1 | 1 | 0 | 0 | 785652001581 | 27.75 | 27.5 | 14.25 | 21.2 | 6.293 | 250 | Yes | [9 empty] | cETL Damp | GEARY 4L CEILING-962 | Large Four Light Semi-Flush Convertible Pendant |  | 7716504-962.png | 7716504.jpg
7716504EN3-710 | Large Four Light Semi-Flush Convertible Pendant | Adaptability takes center stage with the Geary Collection. This series of traditional up-light pendants, semi-flush and flush-mount fixtures feature decoratively bowed arms and constructed of rectangular steel tubing. Geary is a true cross-collection piece, offered in four beautiful finishes Blacksmith, Brushed Nickel, Burnt Sienna and Heirloom Bronze. The Geary has a universal appeal matching 24 different Sea Gull Lighting interior collections. Offering subtle style with practical design, Geary is at home in almost any room. The fixtures have a fluid movement with a traditional look to complement a wide range of decor. | CEILING | Geary | Ceiling Lights | Burnt Sienna | 710 | Steel | Satin Etched Glass | D:24" H:6.75" |  |  | 4 Medium A19 9.3w |  | 4 | Yes | [14 empty] | 0 | [12 empty] | 169.98 | 339.96 | 509.94 | D:25'' H:18 1/2'' O:56 1/2'' | 13 | 25 |  |  | 18.5 | Dual Mount |  | 17 | 56.5 |  |  |  | No |  | No | [20 empty] | D:4 7/8'' H:3/4'' Round |  |  |  |  | 72 | Brown | 36 |  | Hardwired | 0 | 0 | 0 | 1 | 1 | 0 | 0 | 0 | 1 | 0 | 0 | 785652060731 | 27.75 | 27.5 | 14.25 | 21.2 | 6.293 | 250 | Yes | [9 empty] | cETL Damp | GEARY 4L CEILING-710 | Large Four Light Semi-Flush Convertible Pendant |  | 7716504EN3-710.png | 7716504EN3.jpg
7716504EN3-782 | Large Four Light Semi-Flush Convertible Pendant | Adaptability takes center stage with the Geary Collection. This series of traditional up-light pendants, semi-flush and flush-mount fixtures feature decoratively bowed arms and constructed of rectangular steel tubing. Geary is a true cross-collection piece, offered in four beautiful finishes Blacksmith, Brushed Nickel, Burnt Sienna and Heirloom Bronze. The Geary has a universal appeal matching 24 different Sea Gull Lighting interior collections. Offering subtle style with practical design, Geary is at home in almost any room. The fixtures have a fluid movement with a traditional look to complement a wide range of decor. | CEILING | Geary | Ceiling Lights | Heirloom Bronze | 782 | Steel | Satin Etched Glass | D:24" H:6.75" |  |  | 4 Medium A19 9.3w |  | 4 | Yes | [14 empty] | 0 | [12 empty] | 169.98 | 339.96 | 509.94 | D:25'' H:18 1/2'' O:56 1/2'' | 13 | 25 |  |  | 18.5 | Dual Mount |  | 17 | 56.5 |  |  |  | No |  | No | [20 empty] | D:4 7/8'' H:3/4'' Round |  |  |  |  | 72 | Brown | 36 |  | Hardwired | 0 | 0 | 0 | 1 | 1 | 0 | 0 | 0 | 1 | 0 | 0 | 785652060748 | 27.75 | 27.5 | 14.25 | 21.2 | 6.293 | 250 | Yes | [9 empty] | cETL Damp | GEARY 4L CEILING-782 | Large Four Light Semi-Flush Convertible Pendant |  | 7716504EN3-782.png | 7716504EN3.jpg
7716504EN3-839 | Large Four Light Semi-Flush Convertible Pendant | Adaptability takes center stage with the Geary Collection. This series of traditional up-light pendants, semi-flush and flush-mount fixtures feature decoratively bowed arms and constructed of rectangular steel tubing. Geary is a true cross-collection piece, offered in four beautiful finishes Blacksmith, Brushed Nickel, Burnt Sienna and Heirloom Bronze. The Geary has a universal appeal matching 24 different Sea Gull Lighting interior collections. Offering subtle style with practical design, Geary is at home in almost any room. The fixtures have a fluid movement with a traditional look to complement a wide range of decor. | CEILING | Geary | Ceiling Lights | Blacksmith | 839 | Steel | Satin Etched Glass | D:24" H:6.75" |  |  | 4 Medium A19 9.3w |  | 4 | Yes | [14 empty] | 0 | [12 empty] | 169.98 | 339.96 | 509.94 | D:25'' H:18 1/2'' O:56 1/2'' | 13 | 25 |  |  | 18.5 | Dual Mount |  | 17 | 56.5 |  |  |  | No |  | No | [20 empty] | D:4 7/8'' H:3/4'' Round |  |  |  |  | 72 | Black | 36 |  | Hardwired | 0 | 0 | 0 | 1 | 1 | 0 | 0 | 0 | 1 | 0 | 0 | 785652060755 | 27.75 | 27.5 | 14.25 | 21.2 | 6.293 | 250 | Yes | [9 empty] | cETL Damp | GEARY 4L CEILING-839 | Large Four Light Semi-Flush Convertible Pendant |  | 7716504EN3-839.png | 7716504EN3.jpg
7716504EN3-962 | Large Four Light Semi-Flush Convertible Pendant | Adaptability takes center stage with the Geary Collection. This series of traditional up-light pendants, semi-flush and flush-mount fixtures feature decoratively bowed arms and constructed of rectangular steel tubing. Geary is a true cross-collection piece, offered in four beautiful finishes Blacksmith, Brushed Nickel, Burnt Sienna and Heirloom Bronze. The Geary has a universal appeal matching 24 different Sea Gull Lighting interior collections. Offering subtle style with practical design, Geary is at home in almost any room. The fixtures have a fluid movement with a traditional look to complement a wide range of decor. | CEILING | Geary | Ceiling Lights | Brushed Nickel | 962 | Steel | Satin Etched Glass | D:24" H:6.75" |  |  | 4 Medium A19 9.3w |  | 4 | Yes | [14 empty] | 0 | [12 empty] | 169.98 | 339.96 | 509.94 | D:25'' H:18 1/2'' O:56 1/2'' | 13 | 25 |  |  | 18.5 | Dual Mount |  | 17 | 56.5 |  |  |  | No |  | No | [20 empty] | D:4 7/8'' H:3/4'' Round |  |  |  |  | 72 | Clear Silver | 36 |  | Hardwired | 0 | 0 | 0 | 1 | 1 | 0 | 0 | 0 | 1 | 0 | 0 | 785652060762 | 27.75 | 27.5 | 14.25 | 21.2 | 6.293 | 250 | Yes | [9 empty] | cETL Damp | GEARY 4L CEILING-962 | Large Four Light Semi-Flush Convertible Pendant |  | 7716504EN3-962.png | 7716504EN3.jpg
7716593S-05 | Large LED Ceiling Flush Mount | Adaptability takes center stage with the Geary Collection. This series of traditional up-light pendants, semi-flush and flush-mount fixtures feature decoratively bowed arms and constructed of rectangular steel tubing. Geary is a true cross-collection piece, offered in four beautiful finishes Blacksmith, Brushed Nickel, Burnt Sienna and Heirloom Bronze. The Geary has a universal appeal matching 24 different Sea Gull Lighting interior collections. Offering subtle style with practical design, Geary is at home in almost any room. The fixtures have a fluid movement with a traditional look to complement a wide range of decor. | CEILING | Geary | Ceiling Lights | Chrome | 5 | Steel |  |  |  | Satin Etched Glass |  |  | 2 | No | 2000 | 3000 | 90 | 28 | 120 | 19 - Integrated | MODS - Modules |  | 5 | 100 | LED | 28 | 28 | 50000 | 0 | [12 empty] | 57.98 | 115.96 | 173.94 | D:14 1/2'' H:6 1/2'' | 4.1 | 14.5 |  |  | 6.5 | Key Slots | [6 empty] | No |  | No | [25 empty] | 6.5 | Black/White |  |  | Hardwired | 0 | 0 | 0 | 0 | 1 | 0 | 0 | 0 | 0 | 0 | 0 | 785652064487 | 17 | 17 | 8 | 5.9 | 1.338 | 175 | Yes | [8 empty] | UL Damp | cUL Damp | GEARY LED LG FLUSH MOUNT-05 | Large LED Ceiling Flush Mount |  | 7716593S-05.jpg | 77065.jpg
7716593S-710 | Large LED Ceiling Flush Mount | Adaptability takes center stage with the Geary Collection. This series of traditional up-light pendants, semi-flush and flush-mount fixtures feature decoratively bowed arms and constructed of rectangular steel tubing. Geary is a true cross-collection piece, offered in four beautiful finishes Blacksmith, Brushed Nickel, Burnt Sienna and Heirloom Bronze. The Geary has a universal appeal matching 24 different Sea Gull Lighting interior collections. Offering subtle style with practical design, Geary is at home in almost any room. The fixtures have a fluid movement with a traditional look to complement a wide range of decor. | CEILING | Geary | Ceiling Lights | Burnt Sienna | 710 | Steel |  |  |  | Amber Scavo Glass |  |  | 2 | No | 2000 | 3000 | 90 | 28 | 120 | 19 - Integrated | MODS - Modules |  | 5 | 100 | LED | 28 | 28 | 50000 | 0 | [12 empty] | 57.98 | 115.96 | 173.94 | D:14 1/2'' H:6 1/2'' | 4.1 | 14.5 |  |  | 6.5 | Key Slots | [6 empty] | No |  | No | [25 empty] | 6.5 | Black/White |  |  | Hardwired | 0 | 0 | 0 | 0 | 1 | 0 | 0 | 0 | 0 | 0 | 0 | 785652064494 | 17 | 17 | 8 | 5.9 | 1.338 | 175 | Yes | [8 empty] | UL Damp | cUL Damp | GEARY LED LG FLUSH MOUNT-710 | Large LED Ceiling Flush Mount |  | 7716593S-710.jpg | 77065.jpg
7716593S-782 | Large LED Ceiling Flush Mount | Adaptability takes center stage with the Geary Collection. This series of traditional up-light pendants, semi-flush and flush-mount fixtures feature decoratively bowed arms and constructed of rectangular steel tubing. Geary is a true cross-collection piece, offered in four beautiful finishes Blacksmith, Brushed Nickel, Burnt Sienna and Heirloom Bronze. The Geary has a universal appeal matching 24 different Sea Gull Lighting interior collections. Offering subtle style with practical design, Geary is at home in almost any room. The fixtures have a fluid movement with a traditional look to complement a wide range of decor. | CEILING | Geary | Ceiling Lights | Heirloom Bronze | 782 | Steel |  |  |  | Satin Etched Glass |  |  | 2 | No | 2000 | 3000 | 90 | 28 | 120 | 19 - Integrated | MODS - Modules |  | 5 | 100 | LED | 28 | 28 | 50000 | 0 | [12 empty] | 57.98 | 115.96 | 173.94 | D:14 1/2'' H:6 1/2'' | 4.1 | 14.5 |  |  | 6.5 | Key Slots | [6 empty] | No |  | No | [25 empty] | 6.5 | Black/White |  |  | Hardwired | 0 | 0 | 0 | 0 | 1 | 0 | 0 | 0 | 0 | 0 | 0 | 785652064500 | 17 | 17 | 8 | 5.9 | 1.338 | 175 | Yes | [8 empty] | UL Damp | cUL Damp | GEARY LED LG FLUSH MOUNT-782 | Large LED Ceiling Flush Mount |  | 7716593S-782.jpg | 77065.jpg
7716593S-839 | Large LED Ceiling Flush Mount | Adaptability takes center stage with the Geary Collection. This series of traditional up-light pendants, semi-flush and flush-mount fixtures feature decoratively bowed arms and constructed of rectangular steel tubing. Geary is a true cross-collection piece, offered in four beautiful finishes Blacksmith, Brushed Nickel, Burnt Sienna and Heirloom Bronze. The Geary has a universal appeal matching 24 different Sea Gull Lighting interior collections. Offering subtle style with practical design, Geary is at home in almost any room. The fixtures have a fluid movement with a traditional look to complement a wide range of decor. | CEILING | Geary | Ceiling Lights | Blacksmith | 839 | Steel |  |  |  | Satin Etched Glass |  |  | 2 | No | 2000 | 3000 | 90 | 28 | 120 | 19 - Integrated | MODS - Modules |  | 5 | 100 | LED | 28 | 28 | 50000 | 0 | [12 empty] | 57.98 | 115.96 | 173.94 | D:14 1/2'' H:6 1/2'' | 4.1 | 14.5 |  |  | 6.5 | Key Slots | [6 empty] | No |  | No | [25 empty] | 6.5 | Black/White |  |  | Hardwired | 0 | 0 | 0 | 0 | 1 | 0 | 0 | 0 | 0 | 0 | 0 | 785652064517 | 17 | 17 | 8 | 5.9 | 1.338 | 175 | Yes | [8 empty] | UL Damp | cUL Damp | GEARY LED LG FLUSH MOUNT-839 | Large LED Ceiling Flush Mount |  | 7716593S-839.jpg | 77065.jpg
7716593S-962 | Large LED Ceiling Flush Mount | Adaptability takes center stage with the Geary Collection. This series of traditional up-light pendants, semi-flush and flush-mount fixtures feature decoratively bowed arms and constructed of rectangular steel tubing. Geary is a true cross-collection piece, offered in four beautiful finishes Blacksmith, Brushed Nickel, Burnt Sienna and Heirloom Bronze. The Geary has a universal appeal matching 24 different Sea Gull Lighting interior collections. Offering subtle style with practical design, Geary is at home in almost any room. The fixtures have a fluid movement with a traditional look to complement a wide range of decor. | CEILING | Geary | Ceiling Lights | Brushed Nickel | 962 | Steel |  |  |  | Satin Etched Glass |  |  | 2 | No | 2000 | 3000 | 90 | 28 | 120 | 19 - Integrated | MODS - Modules |  | 5 | 100 | LED | 28 | 28 | 50000 | 0 | [12 empty] | 57.98 | 115.96 | 173.94 | D:14 1/2'' H:6 1/2'' | 4.1 | 14.5 |  |  | 6.5 | Key Slots | [6 empty] | No |  | No | [25 empty] | 6.5 | Black/White |  |  | Hardwired | 0 | 0 | 0 | 0 | 1 | 0 | 0 | 0 | 0 | 0 | 0 | 785652064524 | 17 | 17 | 8 | 5.9 | 1.338 | 175 | Yes | [8 empty] | UL Damp | cUL Damp | GEARY LED LG FLUSH MOUNT-962 | Large LED Ceiling Flush Mount |  | 7716593S-962.jpg | 77065.jpg
7716602-782 | Two Light Semi-Flush Convertible Pendant | The subtle detail of the Bannock lighting collection by Sea Gull Lighting allows this transitional design to easily fit into any décor. The sleek, sweeping arms and Satin-Etched glass shades add touches of elegance to its streamlined profile. Equally at home in a contemporary, urban setting or a traditional décor in the suburbs, the full Bannock lighting collection is available in two beautiful finishes, Brushed Nickel and Heirloom Bronze. The Bannock collection includes three-, five- and nine-light chandeliers, one-light mini pendant, two-light semi-flush convertible pendant, and one-, two-, three- and four-light bath vanity fixtures. Incandescent and ENERGY STAR-qualified LED lamping are available; all fixtures are California Title 24 compliant. | CEILING | Bannock | Ceiling Lights | Heirloom Bronze | 782 | Steel | Satin Etched Glass | D:11.5" H:4.25" |  |  | 2 Medium A19 75w |  | 2 | No | [14 empty] | 0 | [12 empty] | 79.45 | 158.9 | 238.35 | D:13 1/2'' H:11 1/4'' O:49 1/2'' | 5.2 | 13.5 |  |  | 11.25 | Dual Mount |  | 10.5 | 49.5 |  |  |  | No |  | No | [20 empty] | D:5 1/4'' H:1 3/8'' Round |  |  |  |  | 72 | Brown | 36 |  | Hardwired | 0 | 0 | 0 | 0 | 1 | 0 | 0 | 1 | 1 | 0 | 0 | 785652001741 | 16.25 | 16.25 | 11.75 | 6.6 | 1.796 | 250 | Yes | [9 empty] | cETL Damp | BANNOCK 2L CEILING-782 | Two Light Semi-Flush Convertible Pendant |  | 7716602-782.jpg | 7716602.jpg
7716602-962 | Two Light Semi-Flush Convertible Pendant | The subtle detail of the Bannock lighting collection by Sea Gull Lighting allows this transitional design to easily fit into any décor. The sleek, sweeping arms and Satin-Etched glass shades add touches of elegance to its streamlined profile. Equally at home in a contemporary, urban setting or a traditional décor in the suburbs, the full Bannock lighting collection is available in two beautiful finishes, Brushed Nickel and Heirloom Bronze. The Bannock collection includes three-, five- and nine-light chandeliers, one-light mini pendant, two-light semi-flush convertible pendant, and one-, two-, three- and four-light bath vanity fixtures. Incandescent and ENERGY STAR-qualified LED lamping are available; all fixtures are California Title 24 compliant. | CEILING | Bannock | Ceiling Lights | Brushed Nickel | 962 | Steel | Satin Etched Glass | D:11.5" H:4.25" |  |  | 2 Medium A19 75w |  | 2 | No | [14 empty] | 0 | [12 empty] | 79.45 | 158.9 | 238.35 | D:13 1/2'' H:11 1/4'' O:49 1/2'' | 5.2 | 13.5 |  |  | 11.25 | Dual Mount |  | 10.5 | 49.5 |  |  |  | No |  | No | [20 empty] | D:5 1/4'' H:1 3/8'' Round |  |  |  |  | 72 | Brown | 36 |  | Hardwired | 0 | 0 | 0 | 0 | 1 | 0 | 0 | 1 | 1 | 0 | 0 | 785652001758 | 16.25 | 16.25 | 11.75 | 6.6 | 1.796 | 250 | Yes | [9 empty] | cETL Damp | BANNOCK 2L CEILING-962 | Two Light Semi-Flush Convertible Pendant |  | 7716602-962.jpg | 7716602.jpg
7716602EN3-782 | Two Light Semi-Flush Convertible Pendant | The subtle detail of the Bannock lighting collection by Sea Gull Lighting allows this transitional design to easily fit into any décor. The sleek, sweeping arms and Satin-Etched glass shades add touches of elegance to its streamlined profile. Equally at home in a contemporary, urban setting or a traditional décor in the suburbs, the full Bannock lighting collection is available in two beautiful finishes, Brushed Nickel and Heirloom Bronze. The Bannock collection includes three-, five- and nine-light chandeliers, one-light mini pendant, two-light semi-flush convertible pendant, and one-, two-, three- and four-light bath vanity fixtures. Incandescent and ENERGY STAR-qualified LED lamping are available; all fixtures are California Title 24 compliant. | CEILING | Bannock | Ceiling Lights | Heirloom Bronze | 782 | Steel | Satin Etched Glass | D:11.5" H:4.25" |  |  | 2 Medium A19 9.3w |  | 2 | Yes | [14 empty] | 0 | [12 empty] | 90.45 | 180.9 | 271.35 | D:13 1/2'' H:11 1/4'' O:49 1/2'' | 5.2 | 13.5 |  |  | 11.25 | Dual Mount |  | 10.5 | 49.5 |  |  |  | No |  | No | [20 empty] | D:5 1/4'' H:1 3/8'' Round |  |  |  |  | 72 | Brown | 36 |  | Hardwired | 0 | 0 | 0 | 1 | 1 | 0 | 0 | 0 | 1 | 0 | 0 | 785652052057 | 16.25 | 16.25 | 11.75 | 6.6 | 1.796 | 250 | Yes | [9 empty] | cETL Damp | BANNOCK 2L CEILING-782 | Two Light Semi-Flush Convertible Pendant |  | 7716602EN3-782.jpg | 7716602.jpg
7716602EN3-962 | Two Light Semi-Flush Convertible Pendant | The subtle detail of the Bannock lighting collection by Sea Gull Lighting allows this transitional design to easily fit into any décor. The sleek, sweeping arms and Satin-Etched glass shades add touches of elegance to its streamlined profile. Equally at home in a contemporary, urban setting or a traditional décor in the suburbs, the full Bannock lighting collection is available in two beautiful finishes, Brushed Nickel and Heirloom Bronze. The Bannock collection includes three-, five- and nine-light chandeliers, one-light mini pendant, two-light semi-flush convertible pendant, and one-, two-, three- and four-light bath vanity fixtures. Incandescent and ENERGY STAR-qualified LED lamping are available; all fixtures are California Title 24 compliant. | CEILING | Bannock | Ceiling Lights | Brushed Nickel | 962 | Steel | Satin Etched Glass | D:11.5" H:4.25" |  |  | 2 Medium A19 9.3w |  | 2 | Yes | [14 empty] | 0 | [12 empty] | 90.45 | 180.9 | 271.35 | D:13 1/2'' H:11 1/4'' O:49 1/2'' | 5.2 | 13.5 |  |  | 11.25 | Dual Mount |  | 10.5 | 49.5 |  |  |  | No |  | No | [20 empty] | D:5 1/4'' H:1 3/8'' Round |  |  |  |  | 72 | Clear Silver | 36 |  | Hardwired | 0 | 0 | 0 | 1 | 1 | 0 | 0 | 0 | 1 | 0 | 0 | 785652052064 | 16.25 | 16.25 | 11.75 | 6.6 | 1.796 | 250 | Yes | [9 empty] | cETL Damp | BANNOCK 2L CEILING-962 | Two Light Semi-Flush Convertible Pendant |  | 7716602EN3-962.jpg | 7716602.jpg
77174-962 | Two Light Semi-Flush Convertible Pendant | The aviation-inspired Brockton collection from Sea Gull Lighting will elevate your style quotient. The prominent design features flow together effortlessly, creating a profile with flair. With a truly transitional design, these pieces are equally at home in a traditional or contemporary setting. Offered in a Brush Nickel finish with White Alabaster glass shades or in a Burnt Sienna finish with Amber Scavo glass shades. The assortment includes nine-light, five-light and three-light chandeliers, pendants in four sizes, both flush and semi-flush ceiling fixtures, and one-light, two-light, and three-light wall/bath fixtures. Brockton features both incandescent and ENERGY STAR-qualified LED lighting fixtures; all fixtures are California Title 24 compliant. | CEILING | Brockton | Ceiling Lights | Brushed Nickel | 962 | Steel | Etched White Alabaster Glass | D:12" H:5.125" | D:12" |  | 2 Medium A19 100w |  | 2 | No | [14 empty] | 0 | [12 empty] | 79.5 | 159 | 238.5 | D:14 1/2'' H:15 3/4'' O:54 3/4'' | 6.3 | 14.5 |  |  | 15.75 | Dual Mount |  | 13.75 | 54.75 |  |  |  | No |  | No | [20 empty] | D:5 5/16'' H:2 3/4'' Round |  |  |  |  | 120 | Clear | 36 |  | Hardwired | 0 | 0 | 0 | 0 | 1 | 0 | 0 | 1 | 1 | 0 | 0 | 785652217319 | 17.25 | 17.25 | 12.75 | 8.4 | 2.196 | 250 | Yes | [8 empty] | UL Dry | cUL Dry | BROCKTON 2L CEILING-962 | Two Light Semi-Flush Convertible Pendant |  | 77174-962.jpg | 77174.jpg
77174EN3-962 | Two Light Semi-Flush Convertible Pendant | The aviation-inspired Brockton collection from Sea Gull Lighting will elevate your style quotient. The prominent design features flow together effortlessly, creating a profile with flair. With a truly transitional design, these pieces are equally at home in a traditional or contemporary setting. Offered in a Brush Nickel finish with White Alabaster glass shades or in a Burnt Sienna finish with Amber Scavo glass shades. The assortment includes nine-light, five-light and three-light chandeliers, pendants in four sizes, both flush and semi-flush ceiling fixtures, and one-light, two-light, and three-light wall/bath fixtures. Brockton features both incandescent and ENERGY STAR-qualified LED lighting fixtures; all fixtures are California Title 24 compliant. | CEILING | Brockton | Ceiling Lights | Brushed Nickel | 962 | Steel | Etched White Alabaster Glass | D:12" H:5.125" | D:12" |  | 2 Medium A19 9.3w |  | 2 | Yes | [14 empty] | 0 | [12 empty] | 88.5 | 177 | 265.5 | D:14 1/2'' H:15 3/4'' O:54 3/4'' | 6.3 | 14.5 |  |  | 15.75 | Dual Mount |  | 13.75 | 54.75 |  |  |  | No |  | No | [20 empty] | D:5 5/16'' H:2 3/4'' Round |  |  |  |  | 120 | Clear | 36 |  | Hardwired | 0 | 0 | 0 | 1 | 1 | 0 | 0 | 0 | 1 | 0 | 0 | 785652055645 | 17.25 | 17.25 | 12.75 | 8.4 | 2.196 | 250 | Yes | [8 empty] | UL Dry | cUL Dry | BROCKTON 2L CEILING-962 | Two Light Semi-Flush Convertible Pendant |  | 77174EN3-962.jpg | 77174.jpg
7724503-710 | Three Light Ceiling Convertible Pendant | The transitional styling of the Hanford lighting collection by Sea Gull Lighting is evident in its elegant symmetry articulated by long, sweeping arms. Tapered Etched glass shades produce a soft uplight and make Hanford complementary to a wide array of décor from traditional to contemporary. Offered in both Brushed Nickel and Burnt Sienna finishes, the collection includes five-, nine- and fifteen-light chandeliers, a three-light hall/foyer light, a one-light mini pendant, a three-light pendant, a three-light semi-flush mount which can convert into a pendant, and one-, two-, three- and four-light bath fixtures. Incandescent and ENERGY STAR-qualified LED lamping are available; all fixtures are California Title 24 compliant. | CEILING | Hanford | Ceiling Lights | Burnt Sienna | 710 | Steel | Satin Etched Glass | D:18.875" H:5.4375" |  |  | 3 Medium A19 100w |  | 3 | No | [14 empty] | 0 | [12 empty] | 136.98 | 273.96 | 410.94 | D:20 5/8'' H:14 1/4'' O:52 5/8'' | 13.8 | 20.625 |  |  | 14.25 | Center Lock-Up |  | 11.75 | 52.625 |  |  |  | No |  | No | [20 empty] | D:5'' H:7/8'' Round |  |  |  |  | 72 | Brown | 36 |  | Hardwired | 0 | 0 | 0 | 0 | 1 | 0 | 0 | 1 | 1 | 0 | 0 | 785652111143 | 23 | 22.75 | 12 | 17.3 | 3.634 | 175 | Yes | [9 empty] | cETL Damp | HANFORD 3L CEILING-710 | Three Light Ceiling Convertible Pendant |  | 7724503-710.jpg | 7724503.jpg
7724503-962 | Three Light Ceiling Convertible Pendant | The transitional styling of the Hanford lighting collection by Sea Gull Lighting is evident in its elegant symmetry articulated by long, sweeping arms. Tapered Etched glass shades produce a soft uplight and make Hanford complementary to a wide array of décor from traditional to contemporary. Offered in both Brushed Nickel and Burnt Sienna finishes, the collection includes five-, nine- and fifteen-light chandeliers, a three-light hall/foyer light, a one-light mini pendant, a three-light pendant, a three-light semi-flush mount which can convert into a pendant, and one-, two-, three- and four-light bath fixtures. Incandescent and ENERGY STAR-qualified LED lamping are available; all fixtures are California Title 24 compliant. | CEILING | Hanford | Ceiling Lights | Brushed Nickel | 962 | Steel | Satin Etched Glass | D:18.875" H:5.4375" |  |  | 3 Medium A19 100w |  | 3 | No | [14 empty] | 0 | [12 empty] | 136.98 | 273.96 | 410.94 | D:20 5/8'' H:14 1/4'' O:52 5/8'' | 13.8 | 20.625 |  |  | 14.25 | Center Lock-Up |  | 11.75 | 52.625 |  |  |  | No |  | No | [20 empty] | D:5'' H:7/8'' Round |  |  |  |  | 72 | Clear Silver | 36 |  | Hardwired | 0 | 0 | 0 | 0 | 1 | 0 | 0 | 1 | 1 | 0 | 0 | 785652111167 | 22.75 | 22.75 | 12 | 17.7 | 3.594 | 175 | Yes | [9 empty] | cETL Damp | HANFORD 3L CEILING-962 | Three Light Ceiling Convertible Pendant |  | 7724503-962.jpg | 7724503.jpg
7724503EN3-710 | Three Light Ceiling Convertible Pendant | The transitional styling of the Hanford lighting collection by Sea Gull Lighting is evident in its elegant symmetry articulated by long, sweeping arms. Tapered Etched glass shades produce a soft uplight and make Hanford complementary to a wide array of décor from traditional to contemporary. Offered in both Brushed Nickel and Burnt Sienna finishes, the collection includes five-, nine- and fifteen-light chandeliers, a three-light hall/foyer light, a one-light mini pendant, a three-light pendant, a three-light semi-flush mount which can convert into a pendant, and one-, two-, three- and four-light bath fixtures. Incandescent and ENERGY STAR-qualified LED lamping are available; all fixtures are California Title 24 compliant. | CEILING | Hanford | Ceiling Lights | Burnt Sienna | 710 | Steel | Satin Etched Glass | D:18.875" H:5.4375" |  |  | 3 Medium A19 9.3w |  | 3 | Yes | [14 empty] | 0 | [12 empty] | 149.98 | 299.96 | 449.94 | D:20 5/8'' H:14 1/4'' O:52 5/8'' | 13.8 | 20.625 |  |  | 14.25 | Center Lock-Up |  | 11.75 | 52.625 |  |  |  | No |  | No | [20 empty] | D:5'' H:7/8'' Round |  |  |  |  | 72 | Brown | 36 |  | Hardwired | 0 | 0 | 0 | 1 | 1 | 0 | 0 | 0 | 1 | 0 | 0 | 785652045820 | 23 | 22.75 | 12 | 17.3 | 3.634 | 175 | Yes | [9 empty] | cETL Damp | HANFORD 3L CEILING-710 | Three Light Ceiling Convertible Pendant |  | 7724503EN3-710.jpg | 7724503.jpg
7724503EN3-962 | Three Light Ceiling Convertible Pendant | The transitional styling of the Hanford lighting collection by Sea Gull Lighting is evident in its elegant symmetry articulated by long, sweeping arms. Tapered Etched glass shades produce a soft uplight and make Hanford complementary to a wide array of décor from traditional to contemporary. Offered in both Brushed Nickel and Burnt Sienna finishes, the collection includes five-, nine- and fifteen-light chandeliers, a three-light hall/foyer light, a one-light mini pendant, a three-light pendant, a three-light semi-flush mount which can convert into a pendant, and one-, two-, three- and four-light bath fixtures. Incandescent and ENERGY STAR-qualified LED lamping are available; all fixtures are California Title 24 compliant. | CEILING | Hanford | Ceiling Lights | Brushed Nickel | 962 | Steel | Satin Etched Glass | D:18.875" H:5.4375" |  |  | 3 Medium A19 9.3w |  | 3 | Yes | [14 empty] | 0 | [12 empty] | 149.98 | 299.96 | 449.94 | D:20 5/8'' H:14 1/4'' O:52 5/8'' | 13.8 | 20.625 |  |  | 14.25 | Center Lock-Up |  | 11.75 | 52.625 |  |  |  | No |  | No | [20 empty] | D:5'' H:7/8'' Round |  |  |  |  | 72 | Clear Silver | 36 |  | Hardwired | 0 | 0 | 0 | 1 | 1 | 0 | 0 | 0 | 1 | 0 | 0 | 785652045837 | 22.75 | 22.75 | 12 | 17.7 | 3.594 | 175 | Yes | [9 empty] | cETL Damp | HANFORD 3L CEILING-962 | Three Light Ceiling Convertible Pendant |  | 7724503EN3-962.jpg | 7724503.jpg
7724602-778 | Two Light Semi-Flush Convertible Pendant | The silhouette of the modern Alturas lighting collection by Sea Gull Lighting features an interlocking, spherical steel frame, which harkens back to the Unisphere constructed for the 1964 New York World's Fair. The minimalist Alturas Collection draws the eye to the soft, warm glow of the light emitted from the cylindrical Satin Etched glass shades. The full assortment includes three-, five- and nine-light chandeliers, a one-light mini pendant, a three-light pendant, a two-light semi flush which is convertible into a pendant, and one-, two-, three- and four-light bath fixtures. All fixtures are offered in Brushed Oil Rubbed Bronze, Brushed Nickel and Satin Bronze finishes, the bath fixtures are also offered in Chrome finish. Incandescent and ENERGY STAR-qualified LED lamping are available; all fixtures are California Title 24 compliant. | CEILING | Alturas | Ceiling Lights | Brushed Oil Rubbed Bronze | 778 | Steel | Etched / White Inside Glass | D:12" H:6" |  |  | 2 Medium A19 60w |  | 2 | No | [14 empty] | 0 | [12 empty] | 89.48 | 178.96 | 268.44 | D:14'' H:16 3/8'' O:53 5/8'' | 7 | 14 |  |  | 16.375 | Center Lock-Up |  | 14.875 | 53.625 |  |  |  | No |  | No | [20 empty] | D:5 1/8'' H:3/4'' Round |  |  |  |  | 72 | Brown | 36 |  | Hardwired | 0 | 0 | 0 | 0 | 1 | 0 | 0 | 1 | 1 | 0 | 0 | 785652067235 | 16.25 | 16 | 12.625 | 9.4 | 1.9 | 175 | Yes | [9 empty] | cETL Damp | ALTURAS 2L CEILING-778 | Two Light Semi-Flush Convertible Pendant |  | 7724602-778.png | 7724602.jpg
7724602-848 | Two Light Semi-Flush Convertible Pendant | The silhouette of the modern Alturas lighting collection by Sea Gull Lighting features an interlocking, spherical steel frame, which harkens back to the Unisphere constructed for the 1964 New York World's Fair. The minimalist Alturas Collection draws the eye to the soft, warm glow of the light emitted from the cylindrical Satin Etched glass shades. The full assortment includes three-, five- and nine-light chandeliers, a one-light mini pendant, a three-light pendant, a two-light semi flush which is convertible into a pendant, and one-, two-, three- and four-light bath fixtures. All fixtures are offered in Brushed Oil Rubbed Bronze, Brushed Nickel and Satin Bronze finishes, the bath fixtures are also offered in Chrome finish. Incandescent and ENERGY STAR-qualified LED lamping are available; all fixtures are California Title 24 compliant. | CEILING | Alturas | Ceiling Lights | Satin Bronze | 848 | Steel | Etched / White Inside Glass | D:12" H:6" |  |  | 2 Medium A19 60w |  | 2 | No | [14 empty] | 0 | [12 empty] | 89.48 | 178.96 | 268.44 | D:14'' H:16 3/8'' O:53 5/8'' | 7 | 14 |  |  | 16.375 | Center Lock-Up |  | 14.875 | 53.625 |  |  |  | No |  | No | [20 empty] | D:5 1/8'' H:3/4'' Round |  |  |  |  | 72 | Gold | 36 |  | Hardwired | 0 | 0 | 0 | 0 | 1 | 0 | 0 | 1 | 1 | 0 | 0 | 785652000652 | 16 | 16 | 12.75 | 9 | 1.889 | 175 | Yes | [9 empty] | cETL Damp | ALTURAS 2L CEILING-848 | Two Light Semi-Flush Convertible Pendant |  | 7724602-848.jpg | 7724602.jpg
7724602-962 | Two Light Semi-Flush Convertible Pendant | The silhouette of the modern Alturas lighting collection by Sea Gull Lighting features an interlocking, spherical steel frame, which harkens back to the Unisphere constructed for the 1964 New York World's Fair. The minimalist Alturas Collection draws the eye to the soft, warm glow of the light emitted from the cylindrical Satin Etched glass shades. The full assortment includes three-, five- and nine-light chandeliers, a one-light mini pendant, a three-light pendant, a two-light semi flush which is convertible into a pendant, and one-, two-, three- and four-light bath fixtures. All fixtures are offered in Brushed Oil Rubbed Bronze, Brushed Nickel and Satin Bronze finishes, the bath fixtures are also offered in Chrome finish. Incandescent and ENERGY STAR-qualified LED lamping are available; all fixtures are California Title 24 compliant. | CEILING | Alturas | Ceiling Lights | Brushed Nickel | 962 | Steel | Etched / White Inside Glass | D:12" H:6" |  |  | 2 Medium A19 60w |  | 2 | No | [14 empty] | 0 | [12 empty] | 95.48 | 190.96 | 286.44 | D:14'' H:16 3/8'' O:53 5/8'' | 7 | 14 |  |  | 16.375 | Center Lock-Up |  | 14.875 | 53.625 |  |  |  | No |  | No | [20 empty] | D:5 1/8'' H:3/4'' Round |  |  |  |  | 72 | Clear Silver | 36 |  | Hardwired | 0 | 0 | 0 | 0 | 1 | 0 | 0 | 1 | 1 | 0 | 0 | 785652108983 | 16 | 16 | 13 | 9.3 | 1.926 | 175 | Yes | [9 empty] | cETL Damp | ALTURAS 2L CEILING-962 | Two Light Semi-Flush Convertible Pendant |  | 7724602-962.jpg | 7724602.jpg
7724602EN3-778 | Two Light Semi-Flush Convertible Pendant | The silhouette of the modern Alturas lighting collection by Sea Gull Lighting features an interlocking, spherical steel frame, which harkens back to the Unisphere constructed for the 1964 New York World's Fair. The minimalist Alturas Collection draws the eye to the soft, warm glow of the light emitted from the cylindrical Satin Etched glass shades. The full assortment includes three-, five- and nine-light chandeliers, a one-light mini pendant, a three-light pendant, a two-light semi flush which is convertible into a pendant, and one-, two-, three- and four-light bath fixtures. All fixtures are offered in Brushed Oil Rubbed Bronze, Brushed Nickel and Satin Bronze finishes, the bath fixtures are also offered in Chrome finish. Incandescent and ENERGY STAR-qualified LED lamping are available; all fixtures are California Title 24 compliant. | CEILING | Alturas | Ceiling Lights | Brushed Oil Rubbed Bronze | 778 | Steel | Etched / White Inside Glass | D:12" H:6" |  |  | 2 Medium A19 9.3w |  | 2 | Yes | [14 empty] | 0 | [12 empty] | 99.98 | 199.96 | 299.94 | D:14'' H:16 3/8'' O:53 5/8'' | 7 | 14 |  |  | 16.375 | Center Lock-Up |  | 14.875 | 53.625 |  |  |  | No |  | No | [20 empty] | D:5 1/8'' H:3/4'' Round |  |  |  |  | 72 | Brown | 36 |  | Hardwired | 0 | 0 | 0 | 1 | 1 | 0 | 0 | 0 | 1 | 0 | 0 | 785652068133 | 16.25 | 16 | 12.625 | 9.4 | 1.9 | 175 | Yes | [9 empty] | cETL Damp | ALTURAS 2L LED CEILING-778 | Two Light Semi-Flush Convertible Pendant |  | 7724602EN3-778.png | 7724602.jpg
7724602EN3-848 | Two Light Semi-Flush Convertible Pendant | The silhouette of the modern Alturas lighting collection by Sea Gull Lighting features an interlocking, spherical steel frame, which harkens back to the Unisphere constructed for the 1964 New York World's Fair. The minimalist Alturas Collection draws the eye to the soft, warm glow of the light emitted from the cylindrical Satin Etched glass shades. The full assortment includes three-, five- and nine-light chandeliers, a one-light mini pendant, a three-light pendant, a two-light semi flush which is convertible into a pendant, and one-, two-, three- and four-light bath fixtures. All fixtures are offered in Brushed Oil Rubbed Bronze, Brushed Nickel and Satin Bronze finishes, the bath fixtures are also offered in Chrome finish. Incandescent and ENERGY STAR-qualified LED lamping are available; all fixtures are California Title 24 compliant. | CEILING | Alturas | Ceiling Lights | Satin Bronze | 848 | Steel | Etched / White Inside Glass | D:12" H:6" |  |  | 2 Medium A19 9.3w |  | 2 | Yes | [14 empty] | 0 | [12 empty] | 99.98 | 199.96 | 299.94 | D:14'' H:16 3/8'' O:53 5/8'' | 7 | 14 |  |  | 16.375 | Center Lock-Up |  | 14.875 | 53.625 |  |  |  | No |  | No | [20 empty] | D:5 1/8'' H:3/4'' Round |  |  |  |  | 72 | Gold | 36 |  | Hardwired | 0 | 0 | 0 | 1 | 1 | 0 | 0 | 0 | 1 | 0 | 0 | 785652052071 | 16 | 16 | 12.75 | 9 | 1.889 | 175 | Yes | [9 empty] | cETL Damp | ALTURAS 2L CEILING-848 | Two Light Semi-Flush Convertible Pendant |  | 7724602EN3-848.jpg | 7724602.jpg
7724602EN3-962 | Two Light Semi-Flush Convertible Pendant | The silhouette of the modern Alturas lighting collection by Sea Gull Lighting features an interlocking, spherical steel frame, which harkens back to the Unisphere constructed for the 1964 New York World's Fair. The minimalist Alturas Collection draws the eye to the soft, warm glow of the light emitted from the cylindrical Satin Etched glass shades. The full assortment includes three-, five- and nine-light chandeliers, a one-light mini pendant, a three-light pendant, a two-light semi flush which is convertible into a pendant, and one-, two-, three- and four-light bath fixtures. All fixtures are offered in Brushed Oil Rubbed Bronze, Brushed Nickel and Satin Bronze finishes, the bath fixtures are also offered in Chrome finish. Incandescent and ENERGY STAR-qualified LED lamping are available; all fixtures are California Title 24 compliant. | CEILING | Alturas | Ceiling Lights | Brushed Nickel | 962 | Steel | Etched / White Inside Glass | D:12" H:6" |  |  | 2 Medium A19 9.3w |  | 2 | Yes | [14 empty] | 0 | [12 empty] | 99.95 | 199.9 | 299.85 | D:14'' H:16 3/8'' O:53 5/8'' | 7 | 14 |  |  | 16.375 | Center Lock-Up |  | 14.875 | 53.625 |  |  |  | No |  | No | [20 empty] | D:5 1/8'' H:3/4'' Round |  |  |  |  | 72 | Clear Silver | 36 |  | Hardwired | 0 | 0 | 0 | 1 | 1 | 0 | 0 | 0 | 1 | 0 | 0 | 785652052088 | 16 | 16 | 13 | 9.3 | 1.926 | 175 | Yes | [9 empty] | cETL Damp | ALTURAS 2L CEILING-962 | Two Light Semi-Flush Convertible Pendant |  | 7724602EN3-962.jpg | 7724602.jpg
7724903-846 | Three Light Semi-Flush Mount | The transitional Socorro lighting collection by Sea Gull Lighting features a classic, barbed Quatrefoil profile - wholly updated by combining a distressed Cerused Oak finish on the decorative silhouette with the rich Stardust finish on the metal bobeches and decorative strapping to create undeniable rustic charm. While still offered in its original finish Stardust, the Socorro has been beautifully updated with our popular Washed Pine and Chrome finish to offer a modern take on this timeless industrial beauty. The collection includes a four-light mini-chandelier, medium and large six-light chandeliers, and four-light and six-light hall / foyer pendants. Incandescent candelabra base lamping. | CEILING | Socorro | Ceiling Lights | Stardust / Cerused Oak | 846 / 735 | Steel |  |  |  |  | 3 Candelabra Torpedo 60w |  | 3 | No | [14 empty] | 0 | [12 empty] | 104.5 | N/A | 313.5 | D:15 1/2'' H:15 1/2'' |  | 15.5 |  |  | 15.5 | Cap Nuts | [6 empty] | No |  | No | [20 empty] | D:5'' H:1 1/2'' Round |  |  |  |  | 6.5 | Black/White |  |  | Hardwired | 0 | 0 | 0 | 0 | 1 | 0 | 0 | 1 | 0 | 0 | 0 | 785652078040 | 20.5 | 20.5 | 21.5 | 10.7 | 5.229 | 250 | Yes | [9 empty] | cETL Damp | SOCORRO 3L SEMFLUSH-846 | Three Light Semi-Flush Mount |  | 7724903-846.jpg | 7724903.jpg
7724903EN-846 | Three Light Semi-Flush Mount | The transitional Socorro lighting collection by Sea Gull Lighting features a classic, barbed Quatrefoil profile - wholly updated by combining a distressed Cerused Oak finish on the decorative silhouette with the rich Stardust finish on the metal bobeches and decorative strapping to create undeniable rustic charm. While still offered in its original finish Stardust, the Socorro has been beautifully updated with our popular Washed Pine and Chrome finish to offer a modern take on this timeless industrial beauty. The collection includes a four-light mini-chandelier, medium and large six-light chandeliers, and four-light and six-light hall / foyer pendants. Incandescent candelabra base lamping. | CEILING | Socorro | Ceiling Lights | Stardust / Cerused Oak | 846 / 735 | Steel |  |  |  |  | 3 Candelabra Torpedo 3.5w |  | 3 | Yes | [14 empty] | 0 | [12 empty] | 122.5 | N/A | 367.5 | D:15 1/2'' H:15 1/2'' |  | 15.5 |  |  | 15.5 | Cap Nuts | [6 empty] | No |  | No | [20 empty] | D:5'' H:1 1/2'' Round |  |  |  |  | 6.5 | Black/White |  |  | Hardwired | 0 | 0 | 0 | 1 | 1 | 0 | 0 | 0 | 0 | 0 | 0 | 785652082221 | [16 empty] | cETL Damp | SOCORRO 3L SEMFLUSH-846 | Three Light Semi-Flush Mount |  | 7724903EN-846.jpg | 7724903EN.jpg
77262-710 | Two Light Flush / Semi-Flush Convertible | The sleek, fabric shades and smooth acrylic diffusers of the Dayna shade pendant collection by Sea Gull Lighting combine to create a warm glow. Finished-off with decorative metal finials to secure the White Acrylic diffusers in place, these fixtures convey a tailored look while creating both ambient and task lighting. The assortment includes two-light, three-light and four-light pendants and a two-light flush /semi-flush convertible all with classic drum shades, as well as a large four-light pendant with an angular trapezoidal shade, and all are offered in either Brushed Nickel or Burnt Sienna finishes with either Cream or Beige Faux Linen fabric shades. Both incandescent lamping and ENERGY STAR-qualified LED lamping are available; all fixtures are California Title 24 compliant. | CEILING | Dayna Shade Pendants | Ceiling Lights | Burnt Sienna | 710 | Steel | Linen Fabric | D:14" H:8.5" |  | White Acrylic | 2 Medium A19 100w |  | 2 | No | [14 empty] | 0 | [12 empty] | 99.95 | 199.9 | 299.85 | D:14'' H:8 1/2'' | 3.3 | 14 |  |  | 8.5 | Cap Nuts |  | 12.75 |  |  |  |  | No |  | No | [20 empty] | D:5'' H:1'' Round |  |  |  |  | 6.5 |  |  |  | Hardwired | 0 | 0 | 0 | 0 | 1 | 0 | 0 | 1 | 0 | 0 | 0 | 785652222610 | 15.5 | 15.58 | 12 | 5.9 | 1.677 | 250 | Yes | [8 empty] | UL Dry | cUL Dry | DAYNA 2L CEILING-710 | Two Light Flush / Semi-Flush Convertible |  | 77262-710.jpg | 77262.jpg
77262-962 | Two Light Flush / Semi-Flush Convertible | The sleek, fabric shades and smooth acrylic diffusers of the Dayna shade pendant collection by Sea Gull Lighting combine to create a warm glow. Finished-off with decorative metal finials to secure the White Acrylic diffusers in place, these fixtures convey a tailored look while creating both ambient and task lighting. The assortment includes two-light, three-light and four-light pendants and a two-light flush /semi-flush convertible all with classic drum shades, as well as a large four-light pendant with an angular trapezoidal shade, and all are offered in either Brushed Nickel or Burnt Sienna finishes with either Cream or Beige Faux Linen fabric shades. Both incandescent lamping and ENERGY STAR-qualified LED lamping are available; all fixtures are California Title 24 compliant. | CEILING | Dayna Shade Pendants | Ceiling Lights | Brushed Nickel | 962 | Steel | Faux Silk Fabric | D:14" H:8.5" |  | White Acrylic | 2 Medium A19 100w |  | 2 | No | [14 empty] | 0 | [12 empty] | 99.95 | 199.9 | 299.85 | D:14'' H:8 1/2'' | 3.3 | 14 |  |  | 8.5 | Cap Nuts |  | 12.75 |  |  |  |  | No |  | No | [20 empty] | D:5'' H:1'' Round |  |  |  |  | 6.5 |  |  |  | Hardwired | 0 | 0 | 0 | 0 | 1 | 0 | 0 | 1 | 0 | 0 | 0 | 785652222597 | 15.5 | 15.58 | 12 | 5.9 | 1.677 | 250 | Yes | [8 empty] | C-UL-US Dry |  | DAYNA 2L CEILING-962 | Two Light Flush / Semi-Flush Convertible |  | 77262-962.jpg | 77262.jpg
77262EN3-710 | Two Light Flush / Semi-Flush Convertible | The sleek, fabric shades and smooth acrylic diffusers of the Dayna shade pendant collection by Sea Gull Lighting combine to create a warm glow. Finished-off with decorative metal finials to secure the White Acrylic diffusers in place, these fixtures convey a tailored look while creating both ambient and task lighting. The assortment includes two-light, three-light and four-light pendants and a two-light flush /semi-flush convertible all with classic drum shades, as well as a large four-light pendant with an angular trapezoidal shade, and all are offered in either Brushed Nickel or Burnt Sienna finishes with either Cream or Beige Faux Linen fabric shades. Both incandescent lamping and ENERGY STAR-qualified LED lamping are available; all fixtures are California Title 24 compliant. | CEILING | Dayna Shade Pendants | Ceiling Lights | Burnt Sienna | 710 | Steel | Faux Silk Fabric | D:14" H:8.5" |  | White Acrylic | 2 Medium A19 9.3w |  | 2 | Yes | [14 empty] | 0 | [12 empty] | 112.98 | 225.96 | 338.94 | D:14'' H:8 1/2'' | 3.3 | 14 |  |  | 8.5 | Cap Nuts |  | 12.75 |  |  |  |  | No |  | No | [20 empty] | D:5'' H:1'' Round |  |  |  |  | 6.5 | Black/White |  |  | Hardwired | 0 | 0 | 0 | 1 | 1 | 0 | 0 | 0 | 0 | 0 | 0 | 785652052095 | 15.5 | 15.5 | 12 | 5.9 | 1.668 | 250 | Yes | [8 empty] | C-UL-US Dry |  | DAYNA 2L CEILING-710 | Two Light Flush / Semi-Flush Convertible |  | 77262EN3-710.jpg | 77262.jpg
77262EN3-962 | Two Light Flush / Semi-Flush Convertible | The sleek, fabric shades and smooth acrylic diffusers of the Dayna shade pendant collection by Sea Gull Lighting combine to create a warm glow. Finished-off with decorative metal finials to secure the White Acrylic diffusers in place, these fixtures convey a tailored look while creating both ambient and task lighting. The assortment includes two-light, three-light and four-light pendants and a two-light flush /semi-flush convertible all with classic drum shades, as well as a large four-light pendant with an angular trapezoidal shade, and all are offered in either Brushed Nickel or Burnt Sienna finishes with either Cream or Beige Faux Linen fabric shades. Both incandescent lamping and ENERGY STAR-qualified LED lamping are available; all fixtures are California Title 24 compliant. | CEILING | Dayna Shade Pendants | Ceiling Lights | Brushed Nickel | 962 | Steel | Faux Silk Fabric | D:14" H:8.5" |  | White Acrylic | 2 Medium A19 9.3w |  | 2 | Yes | [14 empty] | 0 | [12 empty] | 112.98 | 225.96 | 338.94 | D:14'' H:8 1/2'' | 3.3 | 14 |  |  | 8.5 | Cap Nuts |  | 12.75 |  |  |  |  | No |  | No | [20 empty] | D:5'' H:1'' Round |  |  |  |  | 6.5 | Black/White |  |  | Hardwired | 0 | 0 | 0 | 1 | 1 | 0 | 0 | 0 | 0 | 0 | 0 | 785652052101 | 15.5 | 15.8 | 12 | 5.9 | 1.701 | 250 | Yes | [8 empty] | C-UL-US Dry |  | DAYNA 2L CEILING-962 | Two Light Flush / Semi-Flush Convertible |  | 77262EN3-962.jpg | 77262.jpg
77263-710 | One Light Ceiling Flush Mount | Adaptability takes center stage with the Geary Collection. This series of traditional up-light pendants, semi-flush and flush-mount fixtures feature decoratively bowed arms and constructed of rectangular steel tubing. Geary is a true cross-collection piece, offered in four beautiful finishes Blacksmith, Brushed Nickel, Burnt Sienna and Heirloom Bronze. The Geary has a universal appeal matching 24 different Sea Gull Lighting interior collections. Offering subtle style with practical design, Geary is at home in almost any room. The fixtures have a fluid movement with a traditional look to complement a wide range of decor. | CEILING | Geary | Ceiling Lights | Burnt Sienna | 710 | Steel |  |  |  | Satin Etched Glass | 1 Medium A19 100w |  | 1 | No | [14 empty] | 0 | [12 empty] | 23.98 | 47.96 | 71.94 | D:10 1/2'' H:5 1/2'' | 2.5 | 10.5 |  |  | 5.5 | Key Slots | [6 empty] | No |  | No | [25 empty] | 6.5 |  |  | N/A | Hardwired | 0 | 0 | 0 | 0 | 1 | 0 | 0 | 1 | 0 | 0 | 0 | 785652244131 | 11 | 11 | 6.5 | 3.1 | 0.455 | 125 | Yes | [8 empty] | UL Damp | cUL Damp | GEARY 1L FLUSH MOUNT-710 | One Light Ceiling Flush Mount |  | 77263-710.jpg | 77263.jpg
7726393S-710 | Small LED Ceiling Flush Mount | Adaptability takes center stage with the Geary Collection. This series of traditional up-light pendants, semi-flush and flush-mount fixtures feature decoratively bowed arms and constructed of rectangular steel tubing. Geary is a true cross-collection piece, offered in four beautiful finishes Blacksmith, Brushed Nickel, Burnt Sienna and Heirloom Bronze. The Geary has a universal appeal matching 24 different Sea Gull Lighting interior collections. Offering subtle style with practical design, Geary is at home in almost any room. The fixtures have a fluid movement with a traditional look to complement a wide range of decor. | CEILING | Geary | Ceiling Lights | Burnt Sienna | 710 | Steel |  |  |  | Satin Etched Glass |  |  | 1 | No | 1000 | 3000 | 90 | 14 | 120 | 19 - Integrated | MODS - Modules |  | 5 | 100 | LED | 14 | 14 | 50000 | 0 | [12 empty] | 31.48 | 62.96 | 94.44 | D:10 1/2'' H:5 1/2'' | 2.3 | 10.5 |  |  | 5.5 | Key Slots | [6 empty] | No |  | No | [25 empty] | 6.5 |  |  |  | Hardwired | 0 | 0 | 0 | 0 | 1 | 0 | 0 | 0 | 0 | 0 | 0 | 785652064548 | 13.5 | 13.25 | 7 | 3.3 | 0.725 | 175 | Yes | [8 empty] | C-UL-US Damp |  | GEARY LED SM FLUSH MOUNT-710 | Small LED Ceiling Flush Mount |  | 7726393S-710.jpg | 77063.jpg
77263EN3-710 | One Light Ceiling Flush Mount | Adaptability takes center stage with the Geary Collection. This series of traditional up-light pendants, semi-flush and flush-mount fixtures feature decoratively bowed arms and constructed of rectangular steel tubing. Geary is a true cross-collection piece, offered in four beautiful finishes Blacksmith, Brushed Nickel, Burnt Sienna and Heirloom Bronze. The Geary has a universal appeal matching 24 different Sea Gull Lighting interior collections. Offering subtle style with practical design, Geary is at home in almost any room. The fixtures have a fluid movement with a traditional look to complement a wide range of decor. | CEILING | Geary | Ceiling Lights | Burnt Sienna | 710 | Steel |  |  |  | Satin Etched Glass | 1 Medium A19 9.3w |  | 1 | Yes | [14 empty] | 0 | [12 empty] | 28.98 | 57.96 | 86.94 | D:10 1/2'' H:5 1/2'' | 2.3 | 10.5 |  |  | 5.5 | Key Slots | [6 empty] | No |  | No | [25 empty] | 6.5 | Black/White |  |  | Hardwired | 0 | 0 | 0 | 1 | 1 | 0 | 0 | 0 | 0 | 0 | 0 | 785652052118 | 11 | 11 | 6.5 | 3.1 | 0.455 | 125 | Yes | [8 empty] | C-UL-US Damp |  | GEARY 1L LED FLUSH MOUNT-710 | One Light Ceiling Flush Mount |  | 77263EN3-710.jpg | 77263.jpg
77264-710 | Two Light Ceiling Flush Mount | Adaptability takes center stage with the Geary Collection. This series of traditional up-light pendants, semi-flush and flush-mount fixtures feature decoratively bowed arms and constructed of rectangular steel tubing. Geary is a true cross-collection piece, offered in four beautiful finishes Blacksmith, Brushed Nickel, Burnt Sienna and Heirloom Bronze. The Geary has a universal appeal matching 24 different Sea Gull Lighting interior collections. Offering subtle style with practical design, Geary is at home in almost any room. The fixtures have a fluid movement with a traditional look to complement a wide range of decor. | CEILING | Geary | Ceiling Lights | Burnt Sienna | 710 | Steel |  |  |  | Satin Etched Glass | 2 Medium A19 60w |  | 2 | No | [14 empty] | 0 | [12 empty] | 33.98 | 67.96 | 101.94 | D:13 1/4'' H:6 1/4'' | 3.2 | 13.25 |  |  | 6.25 | Key Slots | [6 empty] | No |  | No | [25 empty] | 6.5 |  |  |  | Hardwired | 0 | 0 | 0 | 0 | 1 | 0 | 0 | 1 | 0 | 0 | 0 | 785652244179 | 14 | 13.5 | 7 | 4.1 | 0.766 | 175 | Yes | [8 empty] | UL Damp | cUL Damp | GEARY 2L FLUSH MOUNT-710 | Two Light Ceiling Flush Mount |  | 77263-710.jpg | 77264.jpg
7726493S-710 | Medium LED Ceiling Flush Mount | Adaptability takes center stage with the Geary Collection. This series of traditional up-light pendants, semi-flush and flush-mount fixtures feature decoratively bowed arms and constructed of rectangular steel tubing. Geary is a true cross-collection piece, offered in four beautiful finishes Blacksmith, Brushed Nickel, Burnt Sienna and Heirloom Bronze. The Geary has a universal appeal matching 24 different Sea Gull Lighting interior collections. Offering subtle style with practical design, Geary is at home in almost any room. The fixtures have a fluid movement with a traditional look to complement a wide range of decor. | CEILING | Geary | Ceiling Lights | Burnt Sienna | 710 | Steel |  |  |  | Satin Etched Glass |  |  | 1 | No | 1000 | 3000 | 90 | 14 | 120 | 19 - Integrated | MODS - Modules |  | 5 | 100 | LED | 14 | 14 | 50000 | 0 | [12 empty] | 38.98 | 77.96 | 116.94 | D:12 1/2'' H:5 1/2'' | 3.2 | 12.5 |  |  | 5.5 | Key Slots | [6 empty] | No |  | No | [25 empty] | 6.5 |  |  |  | Hardwired | 0 | 0 | 0 | 0 | 1 | 0 | 0 | 0 | 0 | 0 | 0 | 785652064555 | 15.25 | 15 | 7 | 4 | 0.927 | 175 | Yes | [8 empty] | UL Damp | cUL Damp | GEARY LED MD FLUSH MOUNT-710 | Medium LED Ceiling Flush Mount |  | 7726493S-710.jpg | 77264.jpg
77264EN3-710 | Two Light Ceiling Flush Mount | Adaptability takes center stage with the Geary Collection. This series of traditional up-light pendants, semi-flush and flush-mount fixtures feature decoratively bowed arms and constructed of rectangular steel tubing. Geary is a true cross-collection piece, offered in four beautiful finishes Blacksmith, Brushed Nickel, Burnt Sienna and Heirloom Bronze. The Geary has a universal appeal matching 24 different Sea Gull Lighting interior collections. Offering subtle style with practical design, Geary is at home in almost any room. The fixtures have a fluid movement with a traditional look to complement a wide range of decor. | CEILING | Geary | Ceiling Lights | Burnt Sienna | 710 | Steel |  |  |  | Satin Etched Glass | 2 Medium A19 9.3w |  | 2 | Yes | [14 empty] | 0 | [12 empty] | 44.48 | 88.96 | 133.44 | D:12 1/2'' H:5 1/2'' | 3.2 | 12.5 |  |  | 5.5 | Key Slots | [6 empty] | No |  | No | [25 empty] | 6.5 | Black/White |  |  | Hardwired | 0 | 0 | 0 | 1 | 1 | 0 | 0 | 0 | 0 | 0 | 0 | 785652052125 | 14 | 13.5 | 7 | 4.1 | 0.766 | 175 | Yes | [8 empty] | C-UL-US Damp |  | GEARY 2L LED FLUSH MOUNT-710 | Two Light Ceiling Flush Mount |  | 77264EN3-710.jpg | 77264.jpg
77265-710 | Three Light Ceiling Flush Mount | Adaptability takes center stage with the Geary Collection. This series of traditional up-light pendants, semi-flush and flush-mount fixtures feature decoratively bowed arms and constructed of rectangular steel tubing. Geary is a true cross-collection piece, offered in four beautiful finishes Blacksmith, Brushed Nickel, Burnt Sienna and Heirloom Bronze. The Geary has a universal appeal matching 24 different Sea Gull Lighting interior collections. Offering subtle style with practical design, Geary is at home in almost any room. The fixtures have a fluid movement with a traditional look to complement a wide range of decor. | CEILING | Geary | Ceiling Lights | Burnt Sienna | 710 | Steel |  |  |  | Satin Etched Glass | 3 Medium A19 60w |  | 3 | No | [14 empty] | 0 | [12 empty] | 47.48 | 94.96 | 142.44 | D:15 1/4'' H:6 1/2'' | 4.1 | 15.25 |  |  | 6.5 | Key Slots | [6 empty] | No |  | No | [25 empty] | 6.5 |  |  |  | Hardwired | 0 | 0 | 0 | 0 | 1 | 0 | 0 | 1 | 0 | 0 | 0 | 785652244223 | 15 | 15 | 8.5 | 5.7 | 1.107 | 175 | Yes | [8 empty] | UL Damp | cUL Damp | GEARY 3L FLUSH MOUNT-710 | Three Light Ceiling Flush Mount |  | 77264-710.jpg | 77265.jpg
7726593S-710 | Large LED Ceiling Flush Mount | Adaptability takes center stage with the Geary Collection. This series of traditional up-light pendants, semi-flush and flush-mount fixtures feature decoratively bowed arms and constructed of rectangular steel tubing. Geary is a true cross-collection piece, offered in four beautiful finishes Blacksmith, Brushed Nickel, Burnt Sienna and Heirloom Bronze. The Geary has a universal appeal matching 24 different Sea Gull Lighting interior collections. Offering subtle style with practical design, Geary is at home in almost any room. The fixtures have a fluid movement with a traditional look to complement a wide range of decor. | CEILING | Geary | Ceiling Lights | Burnt Sienna | 710 | Steel |  |  |  | Satin Etched Glass |  |  | 2 | No | 2000 | 3000 | 90 | 28 | 120 | 19 - Integrated | MODS - Modules |  | 5 | 100 | LED | 28 | 28 | 50000 | 0 | [12 empty] | 57.98 | 115.96 | 173.94 | D:14 1/2'' H:6 1/2'' | 4.6 | 14.5 |  |  | 6.5 | Key Slots | [6 empty] | No |  | No | [25 empty] | 6.5 |  |  |  | Hardwired | 0 | 0 | 0 | 0 | 1 | 0 | 0 | 0 | 0 | 0 | 0 | 785652064562 | 17.25 | 17 | 8 | 5.9 | 1.358 | 175 | Yes | [8 empty] | UL Damp | cUL Damp | GEARY LED LG FLUSH MOUNT-710 | Large LED Ceiling Flush Mount |  | 7726593S-710.jpg | 77265.jpg
77265EN3-710 | Three Light Ceiling Flush Mount | Adaptability takes center stage with the Geary Collection. This series of traditional up-light pendants, semi-flush and flush-mount fixtures feature decoratively bowed arms and constructed of rectangular steel tubing. Geary is a true cross-collection piece, offered in four beautiful finishes Blacksmith, Brushed Nickel, Burnt Sienna and Heirloom Bronze. The Geary has a universal appeal matching 24 different Sea Gull Lighting interior collections. Offering subtle style with practical design, Geary is at home in almost any room. The fixtures have a fluid movement with a traditional look to complement a wide range of decor. | CEILING | Geary | Ceiling Lights | Burnt Sienna | 710 | Steel |  |  |  | Satin Etched Glass | 3 Medium A19 9.3w |  | 3 | Yes | [14 empty] | 0 | [12 empty] | 62.48 | 124.96 | 187.44 | D:14 1/2'' H:6 1/2'' | 4.1 | 14.5 |  |  | 6.5 | Key Slots | [6 empty] | No |  | No | [25 empty] | 6.5 | Black/White |  |  | Hardwired | 0 | 0 | 0 | 1 | 1 | 0 | 0 | 0 | 0 | 0 | 0 | 785652052132 | 15 | 15 | 8.5 | 5.7 | 1.107 | 175 | Yes | [8 empty] | C-UL-US Damp |  | GEARY 3L LED FLUSH MOUNT-710 | Three Light Ceiling Flush Mount |  | 77265EN3-710.jpg | 77265.jpg
7727802-839 | Two Light Ceiling Semi-Flush Mount | The Morill lighting collection by Sea Gull Lighting combines retro and industrial trends to make an impactful design statement. The warm, textured Blacksmith finish contrasts dramatically with the goblet-shaped, Clear Seeded glass shades which are especially dramatic when used with antique style Edison light bulbs, making the fixtures the perfect addition to any space. The rich Blacksmith finish adds another layer of retro design to the warm look. The assortment includes three-, five- and nine-light chandeliers; a three-light foyer pendant; a one-light sconce; and two-, three- and four-light bath vanity fixtures. All fixtures are California Title 24 compliant and easily convert to LED by purchasing LED lamps sold separately. | CEILING | Morill | Ceiling Lights | Blacksmith | 839 | Steel |  |  |  | Clear Seeded Glass | 2 Medium ST19 75w |  | 2 | No | [14 empty] | 0 | [12 empty] | 83.48 | 166.96 | 250.44 | D:15'' H:10 3/8'' | 5.2 | 15 |  |  | 10.375 | Center Pipe | [6 empty] | No |  | No | [20 empty] | D:6'' H:1 5/8'' Round |  |  |  |  | 6.5 | Black/White |  |  | Hardwired | 0 | 0 | 0 | 0 | 1 | 0 | 0 | 1 | 0 | 0 | 0 | 785652061011 | 19 | 18.5 | 11 | 8.4 | 2.238 | 250 | Yes | [9 empty] | cETL Damp | MORILL 2L SEMI-FLUSH MOUNT-839 | Two Light Ceiling Semi-Flush Mount |  | 7727802-839.jpg | 7727802.jpg
7728002-782 | Two Light Semi-Flush Convertible Pendant | The mid-century inspired Nance lighting collection by Sea Gull Lighting is a versatile transitional design which fits in a wide array of traditional or contemporary settings. The tapered, off-white, faux silk shades add warmth and sophistication. The large pendant and semi-flush faux silk drum shades are complemented nicely with Satin Etched Opal glass diffusers to soften the downlight. In either of the available Brushed Nickel or Heirloom Bronze finishes, all the Nance fixtures are timeless additions to any foyer, kitchen or dining area. The assortment includes three- five- and nine-light chandeliers; a one-light wall sconce; two- and three-light bath vanities and a two-light semi-flush convertible drum pendant. Incandescent and ENERGY STAR-qualified LED lamping are available; all fixtures are California Title 24 compliant. | CEILING | Nance | Ceiling Lights | Heirloom Bronze | 782 | Steel | Off-White Faux Silk Fabric | D:16.25" H:5" |  | Satin Etched Glass | 2 Medium A19 100w |  | 2 | No | [14 empty] | 0 | [12 empty] | 82.98 | 165.96 | 248.94 | D:16 1/4'' H:12'' | 6.2 | 16.25 |  |  | 12 | Dual Mount |  | 10.75 |  |  |  |  | No |  | No | [20 empty] | D:5'' H:1'' Round |  |  |  |  | 72 | Brown | 36 |  | Hardwired | 0 | 0 | 0 | 0 | 1 | 0 | 0 | 1 | 1 | 0 | 0 | 785652001987 | 18.25 | 18 | 9.75 | 7.8 | 1.854 | 175 | Yes | [8 empty] | ETL Damp | cETL Damp | NANCE 2L CEILING-782 | Two Light Semi-Flush Convertible Pendant |  | 7728002-782.jpg | 7728002.jpg
7728002-962 | Two Light Semi-Flush Convertible Pendant | The mid-century inspired Nance lighting collection by Sea Gull Lighting is a versatile transitional design which fits in a wide array of traditional or contemporary settings. The tapered, off-white, faux silk shades add warmth and sophistication. The large pendant and semi-flush faux silk drum shades are complemented nicely with Satin Etched Opal glass diffusers to soften the downlight. In either of the available Brushed Nickel or Heirloom Bronze finishes, all the Nance fixtures are timeless additions to any foyer, kitchen or dining area. The assortment includes three- five- and nine-light chandeliers; a one-light wall sconce; two- and three-light bath vanities and a two-light semi-flush convertible drum pendant. Incandescent and ENERGY STAR-qualified LED lamping are available; all fixtures are California Title 24 compliant. | CEILING | Nance | Ceiling Lights | Brushed Nickel | 962 | Steel | Off-White Faux Silk Fabric | D:16.25" H:5" |  | Satin Etched Glass | 2 Medium A19 100w |  | 2 | No | [14 empty] | 0 | [12 empty] | 82.98 | 165.96 | 248.94 | D:16 1/4'' H:12'' | 6.2 | 16.25 |  |  | 12 | Dual Mount |  | 10.75 |  |  |  |  | No |  | No | [20 empty] | D:5'' H:1'' Round |  |  |  |  | 72 | Clear Silver | 36 |  | Hardwired | 0 | 0 | 0 | 0 | 1 | 0 | 0 | 1 | 1 | 0 | 0 | 785652001994 | 18.5 | 18.5 | 9.75 | 7.8 | 1.931 | 175 | Yes | [8 empty] | ETL Damp | cETL Damp | NANCE 2L CEILING-962 | Two Light Semi-Flush Convertible Pendant |  | 7728002-962.jpg | 7728002.jpg
7728002EN3-782 | Two Light Semi-Flush Convertible Pendant | The mid-century inspired Nance lighting collection by Sea Gull Lighting is a versatile transitional design which fits in a wide array of traditional or contemporary settings. The tapered, off-white, faux silk shades add warmth and sophistication. The large pendant and semi-flush faux silk drum shades are complemented nicely with Satin Etched Opal glass diffusers to soften the downlight. In either of the available Brushed Nickel or Heirloom Bronze finishes, all the Nance fixtures are timeless additions to any foyer, kitchen or dining area. The assortment includes three- five- and nine-light chandeliers; a one-light wall sconce; two- and three-light bath vanities and a two-light semi-flush convertible drum pendant. Incandescent and ENERGY STAR-qualified LED lamping are available; all fixtures are California Title 24 compliant. | CEILING | Nance | Ceiling Lights | Heirloom Bronze | 782 | Steel | Off-White Faux Silk Fabric | D:16.25" H:5" |  | Satin Etched Glass | 2 Medium A19 9.3w |  | 2 | Yes | [14 empty] | 0 | [12 empty] | 94.48 | 188.96 | 283.44 | D:16 1/4'' H:12'' | 6.2 | 16.25 |  |  | 12 | Dual Mount |  | 10.75 |  |  |  |  | No |  | No | [20 empty] | D:5'' H:1'' Round |  |  |  |  | 72 | Brown | 36 |  | Hardwired | 0 | 0 | 0 | 1 | 1 | 0 | 0 | 0 | 1 | 0 | 0 | 785652046278 | 18.25 | 18 | 9.75 | 7.8 | 1.854 | 175 | Yes | [8 empty] | ETL Damp | cETL Damp | NANCE 2L CEILING-782 | Two Light Semi-Flush Convertible Pendant |  | 7728002EN3-782.jpg | 7728002.jpg
7728002EN3-962 | Two Light Semi-Flush Convertible Pendant | The mid-century inspired Nance lighting collection by Sea Gull Lighting is a versatile transitional design which fits in a wide array of traditional or contemporary settings. The tapered, off-white, faux silk shades add warmth and sophistication. The large pendant and semi-flush faux silk drum shades are complemented nicely with Satin Etched Opal glass diffusers to soften the downlight. In either of the available Brushed Nickel or Heirloom Bronze finishes, all the Nance fixtures are timeless additions to any foyer, kitchen or dining area. The assortment includes three- five- and nine-light chandeliers; a one-light wall sconce; two- and three-light bath vanities and a two-light semi-flush convertible drum pendant. Incandescent and ENERGY STAR-qualified LED lamping are available; all fixtures are California Title 24 compliant. | CEILING | Nance | Ceiling Lights | Brushed Nickel | 962 | Steel | Off-White Faux Silk Fabric | D:16.25" H:5" |  | Satin Etched Glass | 2 Medium A19 9.3w |  | 2 | Yes | [14 empty] | 0 | [12 empty] | 94.48 | 188.96 | 283.44 | D:16 1/4'' H:12'' | 6.2 | 16.25 |  |  | 12 | Dual Mount |  | 10.75 |  |  |  |  | No |  | No | [20 empty] | D:5'' H:1'' Round |  |  |  |  | 72 | Clear Silver | 36 |  | Hardwired | 0 | 0 | 0 | 1 | 1 | 0 | 0 | 0 | 1 | 0 | 0 | 785652046285 | 18.5 | 18.5 | 9.75 | 7.8 | 1.931 | 175 | Yes | [8 empty] | ETL Damp | cETL Damp | NANCE 2L CEILING-962 | Two Light Semi-Flush Convertible Pendant |  | 7728002EN3-962.jpg | 7728002.jpg
7728502-12 | Two Lgiht Semi-Flush Convertible Pendant | A distinctive mesh lampshade in the Gereon Collection harkens back to the industrial days of machine innovation, adding a rugged look of workmanship that transforms an interior's identity. At once stylistic and utilitarian, Gereon is available in a finely textured Black finish with medium base sockets. The muted glow of the bulbs beneath the mesh framing adds a rugged personality. The versatile Gereon fixtures are damp rated for covered outdoor installations as well. Available as a 1-light mini-pendant, 3-light and 4-light pendants, 2-light semi-flush ceiling mount, and 1-light wall sconce to adapt interior settings in a variety of ways. | CEILING | Gereon | Ceiling Lights | Black | 12 | Steel |  |  |  |  | 2 Medium ST19 60w |  | 2 | No | [14 empty] | 0 | [12 empty] | 114.48 | 228.96 | 343.44 | D:16'' H:11 3/4'' O:55'' | 5.8 | 16 |  |  | 11.75 | Dual Mount |  | 11 | 55 |  |  |  | No |  | No | [20 empty] | D:5'' H:3/4'' Round |  |  |  |  | 72 | Black |  |  | Hardwired | 0 | 0 | 0 | 0 | 1 | 0 | 0 | 1 | 0 | 0 | 0 | 785652061103 | 18.75 | 18.75 | 14.25 | 9.4 | 2.899 | 250 | Yes | [9 empty] | cETL Damp | GEREON 2L CEILING-12 | Two Lgiht Semi-Flush Convertible Pendant |  | 7728502-12.png | 7728502.jpg
7728502EN7-12 | Two Lgiht Semi-Flush Convertible Pendant | A distinctive mesh lampshade in the Gereon Collection harkens back to the industrial days of machine innovation, adding a rugged look of workmanship that transforms an interior's identity. At once stylistic and utilitarian, Gereon is available in a finely textured Black finish with medium base sockets. The muted glow of the bulbs beneath the mesh framing adds a rugged personality. The versatile Gereon fixtures are damp rated for covered outdoor installations as well. Available as a 1-light mini-pendant, 3-light and 4-light pendants, 2-light semi-flush ceiling mount, and 1-light wall sconce to adapt interior settings in a variety of ways. | CEILING | Gereon | Ceiling Lights | Black | 12 | Steel |  |  |  |  | 2 Medium A19 8.5w |  | 2 | Yes | [14 empty] | 0 | [12 empty] | 124.98 | 249.96 | 374.94 | D:16'' H:11 3/4'' O:55'' | 5.8 | 16 |  |  | 11.75 | Dual Mount |  | 11 | 55 |  |  |  | No |  | No | [20 empty] | D:5'' H:3/4'' Round |  |  |  |  | 72 | Black |  |  | Hardwired | 0 | 0 | 0 | 1 | 1 | 0 | 0 | 0 | 0 | 0 | 0 | 785652068812 | 18.75 | 18.75 | 14.25 | 9.4 | 2.899 | 250 | Yes | [9 empty] | cETL Damp | GEREON 2L LED CEILING-12 | Two Lgiht Semi-Flush Convertible Pendant |  | 7728502EN7-12.jpg | 7728502.jpg
7728602-802 | Two Lgiht Semi-Flush Convertible Pendant | Combine hanging art with light. Undulating with free-form hoops of welded cold-rolled steel, the Cowen Collection will redefine any room. As illumination escapes from the openings in the sculpted shade, the full menagerie comes together. The textured Obsidian Mist finish adds the final tactile element to this postmodern piece. The refined modern design comes to life with distressed gold metal accents. The Cowen collection is equally at home in a contemporary, urban setting or a traditional décor in the suburbs. The assortment includes one-light wall sconce; one-light mini-pendant; two-light semi-flush; three-light pendant; five-light island pendant and a six-light foyer light. All fixtures are California Title 24 compliant. | CEILING | Cowen | Ceiling Lights | Obsidian Mist | 802 | Steel |  |  |  |  | 2 Medium ST19 60w |  | 2 | No | [14 empty] | 0 | [12 empty] | 125.95 | 251.9 | 377.85 | D:16 5/8'' H:14'' O:53'' | 5.8 | 16.625 |  |  | 14 | Dual Mount |  | 12.625 | 53 |  |  |  | No |  | No | [20 empty] | D:5'' H:3/4'' Round |  |  |  |  | 72 | Black | 36 |  | Hardwired | 0 | 0 | 0 | 0 | 1 | 0 | 0 | 1 | 0 | 0 | 0 | 785652061172 | 19.5 | 19.5 | 15.5 | 14.5 | 3.411 | 175 | Yes | [9 empty] | cETL Damp | COWEN 2L CEILING-802 | Two Lgiht Semi-Flush Convertible Pendant |  | 7728602-802.png | 7728602.jpg
7728602EN7-802 | Two Lgiht Semi-Flush Convertible Pendant | Combine hanging art with light. Undulating with free-form hoops of welded cold-rolled steel, the Cowen Collection will redefine any room. As illumination escapes from the openings in the sculpted shade, the full menagerie comes together. The textured Obsidian Mist finish adds the final tactile element to this postmodern piece. The refined modern design comes to life with distressed gold metal accents. The Cowen collection is equally at home in a contemporary, urban setting or a traditional décor in the suburbs. The assortment includes one-light wall sconce; one-light mini-pendant; two-light semi-flush; three-light pendant; five-light island pendant and a six-light foyer light. All fixtures are California Title 24 compliant. | CEILING | Cowen | Ceiling Lights | Obsidian Mist | 802 | Steel |  |  |  |  | 2 Medium A19 8.5w |  | 2 | Yes | [14 empty] | 0 | [12 empty] | 144.98 | 289.96 | 434.94 | D:16 5/8'' H:14'' O:53'' | 5.8 | 16.625 |  |  | 14 | Dual Mount |  | 12.625 | 53 |  |  |  | No |  | No | [20 empty] | D:5'' H:3/4'' Round |  |  |  |  | 72 | Black | 36 |  | Hardwired | 0 | 0 | 0 | 1 | 1 | 0 | 0 | 0 | 0 | 0 | 0 | 785652068874 | 19.5 | 19.5 | 15.5 | 14.5 | 3.411 | 175 | Yes | [9 empty] | cETL Damp | COWEN 2L LED CEILING-802 | Two Lgiht Semi-Flush Convertible Pendant |  | 7728602EN7-802.jpg | 7728602.jpg
7728803-112 | Three Light Semi-Flush Mount |  | CEILING | Kemal | Ceiling Lights | Midnight Black | 112 | Steel | Etched / White Inside Glass | D:15.75" H:5.125" |  |  | 3 Medium A19 100w |  | 3 | No | [14 empty] | 0 | [12 empty] | 96.45 | 192.9 | 289.35 | D:16'' H:12 1/2'' | 9.5 | 16 |  |  | 12.5 | Cap Nuts | [6 empty] | No |  | No | [20 empty] | D:5'' H:7/8'' Round |  |  |  |  | 6.5 | Black/White |  |  | Hardwired | 0 | 0 | 0 | 0 | 1 | 0 | 0 | 1 | 0 | 0 | 0 | 785652079177 | [16 empty] | cETL Damp | CANFIELD 3L SEMI-FLUSH-112 | Three Light Semi-Flush Mount |  | 7728803-112.jpg | 7728803.jpg
7728803-710 | Three Light Semi-Flush Mount | Behind every seemingly simple design lies unerring attention to restraint and obsessive attention to the tiniest details. The Canfield collection by Sea Gull Lighting draws on the modernist traditions of "less is more". Essential functional elements dictate the aesthetics, and clean lines prevail. Layers of intricately finished hand-brushed steel progress vertically to the soft glow of light diffused through finely etched glass diffusors. Canfield offers a "whole home" lighting solution; offering lighting in every imaginable category from the auspicious 15 light 3-tier chandelier, to the concise mini-pendant and one-light sconces. The collection is available in hand brushed Burnt Sienna for a warm, tactile, almost Craftsman design style, or a brushed nickel to emphasize the more architectural elements of your interior. | CEILING | Canfield | Ceiling Lights | Burnt Sienna | 710 | Steel | Etched / White Inside Glass | D:15.75" H:5.125" |  |  | 3 Medium A19 100w |  | 3 | No | [14 empty] | 0 | [12 empty] | 99.98 | 199.96 | 299.94 | D:16'' H:12 1/2'' | 9.5 | 16 |  |  | 12.5 | Cap Nuts | [6 empty] | No |  | No | [20 empty] | D:5'' H:7/8'' Round |  |  |  |  | 6.5 | Black/White |  |  | Hardwired | 0 | 0 | 0 | 0 | 1 | 0 | 0 | 1 | 0 | 0 | 0 | 785652059940 | 19 | 18.5 | 12.5 | 10.5 | 2.543 | 175 | Yes | [9 empty] | cETL Damp | CANFIELD 3L SEMI-FLUSH-710 | Three Light Semi-Flush Mount |  | 7728803-710.png | 7728803.jpg
7728803-962 | Three Light Semi-Flush Mount | Behind every seemingly simple design lies unerring attention to restraint and obsessive attention to the tiniest details. The Canfield collection by Sea Gull Lighting draws on the modernist traditions of "less is more". Essential functional elements dictate the aesthetics, and clean lines prevail. Layers of intricately finished hand-brushed steel progress vertically to the soft glow of light diffused through finely etched glass diffusors. Canfield offers a "whole home" lighting solution; offering lighting in every imaginable category from the auspicious 15 light 3-tier chandelier, to the concise mini-pendant and one-light sconces. The collection is available in hand brushed Burnt Sienna for a warm, tactile, almost Craftsman design style, or a brushed nickel to emphasize the more architectural elements of your interior. | CEILING | Canfield | Ceiling Lights | Brushed Nickel | 962 | Steel | Etched / White Inside Glass | D:15.75" H:5.125" |  |  | 3 Medium A19 100w |  | 3 | No | [14 empty] | 0 | [12 empty] | 99.98 | 199.96 | 299.94 | D:16'' H:12 1/2'' | 9.5 | 16 |  |  | 12.5 | Cap Nuts | [6 empty] | No |  | No | [20 empty] | D:5'' H:7/8'' Round |  |  |  |  | 6.5 | Black/White |  |  | Hardwired | 0 | 0 | 0 | 0 | 1 | 0 | 0 | 1 | 0 | 0 | 0 | 785652059957 | 19 | 18.5 | 12.5 | 10.5 | 2.543 | 175 | Yes | [9 empty] | cETL Damp | CANFIELD 3L SEMI-FLUSH-962 | Three Light Semi-Flush Mount |  | 7728803-962.png | 7728803.jpg
7728803EN3-112 | Three Light Semi-Flush Mount |  | CEILING | Kemal | Ceiling Lights | Midnight Black | 112 | Steel | Etched / White Inside Glass | D:15.75" H:5.125" |  |  | 3 Medium A19 9.3w |  | 3 | Yes | [14 empty] | 0 | [12 empty] | 113.45 | 226.9 | 340.35 | D:16'' H:12 1/2'' | 9.5 | 16 |  |  | 12.5 | Cap Nuts | [6 empty] | No |  | No | [20 empty] | D:5'' H:7/8'' Round |  |  |  |  | 6.5 | Black/White |  |  | Hardwired | 0 | 0 | 0 | 1 | 1 | 0 | 0 | 0 | 0 | 0 | 0 | 785652080142 | [16 empty] | cETL Damp | CANFIELD 3L SEMI-FLUSH-112 | Three Light Semi-Flush Mount |  | 7728803EN3-112.jpg | 7728803EN3.jpg
7728803EN3-710 | Three Light Semi-Flush Mount | Behind every seemingly simple design lies unerring attention to restraint and obsessive attention to the tiniest details. The Canfield collection by Sea Gull Lighting draws on the modernist traditions of "less is more". Essential functional elements dictate the aesthetics, and clean lines prevail. Layers of intricately finished hand-brushed steel progress vertically to the soft glow of light diffused through finely etched glass diffusors. Canfield offers a "whole home" lighting solution; offering lighting in every imaginable category from the auspicious 15 light 3-tier chandelier, to the concise mini-pendant and one-light sconces. The collection is available in hand brushed Burnt Sienna for a warm, tactile, almost Craftsman design style, or a brushed nickel to emphasize the more architectural elements of your interior. | CEILING | Canfield | Ceiling Lights | Burnt Sienna | 710 | Steel | Etched / White Inside Glass | D:15.75" H:5.125" |  |  | 3 Medium A19 9.3w |  | 3 | Yes | [14 empty] | 0 | [12 empty] | 119.48 | 238.96 | 358.44 | D:16'' H:12 1/2'' | 9.5 | 16 |  |  | 12.5 | Cap Nuts | [6 empty] | No |  | No | [20 empty] | D:5'' H:7/8'' Round |  |  |  |  | 6.5 | Black/White |  |  | Hardwired | 0 | 0 | 0 | 1 | 1 | 0 | 0 | 0 | 0 | 0 | 0 | 785652060502 | 19 | 18.5 | 12.5 | 10.5 | 2.543 | 175 | Yes | [9 empty] | cETL Damp | CANFIELD 3L SEMI-FLUSH-710 | Three Light Semi-Flush Mount |  | 7728803EN3-710.jpg | 7728803EN3.jpg
7728803EN3-962 | Three Light Semi-Flush Mount | Behind every seemingly simple design lies unerring attention to restraint and obsessive attention to the tiniest details. The Canfield collection by Sea Gull Lighting draws on the modernist traditions of "less is more". Essential functional elements dictate the aesthetics, and clean lines prevail. Layers of intricately finished hand-brushed steel progress vertically to the soft glow of light diffused through finely etched glass diffusors. Canfield offers a "whole home" lighting solution; offering lighting in every imaginable category from the auspicious 15 light 3-tier chandelier, to the concise mini-pendant and one-light sconces. The collection is available in hand brushed Burnt Sienna for a warm, tactile, almost Craftsman design style, or a brushed nickel to emphasize the more architectural elements of your interior. | CEILING | Canfield | Ceiling Lights | Brushed Nickel | 962 | Steel | Etched / White Inside Glass | D:15.75" H:5.125" |  |  | 3 Medium A19 9.3w |  | 3 | Yes | [14 empty] | 0 | [12 empty] | 119.48 | 238.96 | 358.44 | D:16'' H:12 1/2'' | 9.5 | 16 |  |  | 12.5 | Cap Nuts | [6 empty] | No |  | No | [20 empty] | D:5'' H:7/8'' Round |  |  |  |  | 6.5 | Black/White |  |  | Hardwired | 0 | 0 | 0 | 1 | 1 | 0 | 0 | 0 | 0 | 0 | 0 | 785652060519 | 19 | 18.5 | 12.5 | 10.5 | 2.543 | 175 | Yes | [9 empty] | cETL Damp | CANFIELD 3L SEMI-FLUSH-962 | Three Light Semi-Flush Mount |  | 7728803EN3-962.jpg | 7728803EN3.jpg
7731504-808 | Four Light Semi-Flush Mount | Light, airy, feminine, and ever so sophisticated! Let your personal panache and style shine through with the timeless, French Country -influenced Carra pendants. A lantern-like shape enhanced with intricate lines and candle tubes give this lantern an antique feel. The beautiful assortment includes three-light, four-light and six-light pendants, a four-light semi-flush and a two-light wall sconce. | CEILING | Carra | Ceiling Lights | Weathered Zinc / White Wash | 797 / 808 | Steel |  |  |  |  | 4 Candelabra B10 Torpedo 60w |  | 4 | No | [14 empty] | 0 | [12 empty] | 88.48 | 176.96 | 265.44 | D:15 1/4'' H:12'' | 4.84 | 15.25 |  |  | 12 | Cap Nuts | [6 empty] | No |  | No | [20 empty] | D:5'' H:7/8'' Round |  |  |  |  | 6.5 | Black/White |  |  | Hardwired | 0 | 0 | 0 | 0 | 1 | 0 | 0 | 1 | 0 | 0 | 0 | 785652069581 | 17 | 17 | 14.38 | 7 | 2.405 | 250 | Yes | [9 empty] | cETL Damp | CARRA 4L SEMFLSH-808 | Four Light Semi-Flush Mount |  | 7731504-808.jpg | 7731504.jpg
7731504EN-808 | Four Light Semi-Flush Mount | Light, airy, feminine, and ever so sophisticated! Let your personal panache and style shine through with the timeless, French Country -influenced Carra pendants. A lantern-like shape enhanced with intricate lines and candle tubes give this lantern an antique feel. The beautiful assortment includes three-light, four-light and six-light pendants, a four-light semi-flush and a two-light wall sconce. | CEILING | Carra | Ceiling Lights | Weathered Zinc / White Wash | 797 / 808 | Steel |  |  |  |  | 4 Candelabra B10 Torpedo 3.5w |  | 4 | Yes | [14 empty] | 0 | [12 empty] | 110.48 | 220.96 | 331.44 | D:15 1/4'' H:12'' | 4.84 | 15.25 |  |  | 12 | Cap Nuts | [6 empty] | No |  | No | [20 empty] | D:5'' H:7/8'' Round |  |  |  |  | 6.5 | Black/White |  |  | Hardwired | 0 | 0 | 0 | 1 | 1 | 0 | 0 | 0 | 0 | 0 | 0 | 785652071348 | 17 | 17 | 14.38 | 7 | 2.405 | 250 | Yes | [9 empty] | cETL Damp | CARRA 4L LED SEMFLSH-808 | Four Light Semi-Flush Mount |  | 7731504EN-808.jpg | 7731504EN.jpg
77316-710 | Three Light Semi-Flush Convertible Pendant | With classic proportions and minimalist glass accents, the Lemont lighting collection by Sea Gull Lighting offers transitional style in a beautiful profile. The design features just enough flourish to create a soft, romantic figure. For those looking for simple elegance, Lemont is a perfect choice. Offered in Antique Brushed Nickel finish with Etched White Alabaster glass or Burnt Sienna finish with Café Tint glass. The assortment includes nine-light, six-light, five-light and three-light chandeliers, pendants in five sizes, both flush and semi-flush ceiling fixtures, as well as one-light, two-light, three-light and four-light wall/bath fixtures. Both incandescent lamping and ENERGY STAR-qualified LED lamping are available. All fixtures are California Title 24 compliant. | CEILING | Lemont | Ceiling Lights | Burnt Sienna | 710 | Steel | Cafe Tint Glass | D:15.75" H:5.375" | D:4.125" |  | 3 Medium A19 75w |  | 3 | No | [14 empty] | 0 | [12 empty] | 74.5 | 149 | 223.5 | D:16 1/2'' H:15 3/4'' O:140 1/4'' | 6 | 16.5 |  |  | 15.75 | Center Lock-Up |  | 13.75 | 140.25 |  |  |  | No |  | No | [20 empty] | D:5'' H:1'' Round |  |  |  |  | 144 | Brown | 120 |  | Hardwired | 0 | 0 | 0 | 0 | 1 | 0 | 0 | 1 | 1 | 0 | 0 | 785652225697 | 17.75 | 17.75 | 15.25 | 10.4 | 2.78 | 250 | Yes | [8 empty] | UL Dry | cUL Dry | LEMONT 3L CEILING-710 | Three Light Semi-Flush Convertible Pendant |  | 77316-710.jpg | 77316.jpg
77316-965 | Three Light Semi-Flush Convertible Pendant | With classic proportions and minimalist glass accents, the Lemont lighting collection by Sea Gull Lighting offers transitional style in a beautiful profile. The design features just enough flourish to create a soft, romantic figure. For those looking for simple elegance, Lemont is a perfect choice. Offered in Antique Brushed Nickel finish with Etched White Alabaster glass or Burnt Sienna finish with Café Tint glass. The assortment includes nine-light, six-light, five-light and three-light chandeliers, pendants in five sizes, both flush and semi-flush ceiling fixtures, as well as one-light, two-light, three-light and four-light wall/bath fixtures. Both incandescent lamping and ENERGY STAR-qualified LED lamping are available. All fixtures are California Title 24 compliant. | CEILING | Lemont | Ceiling Lights | Antique Brushed Nickel | 965 | Steel | Etched White Alabaster Glass | D:15.75" H:5.375" | D:15.75" |  | 3 Medium A19 75w |  | 3 | No | [14 empty] | 0 | [12 empty] | 74.5 | 149 | 223.5 | D:16 1/2'' H:15 3/4'' O:140 1/4'' | 6 | 16.5 |  |  | 15.75 | Center Lock-Up |  | 13.75 | 140.25 |  |  |  | No |  | No | [20 empty] | D:5'' H:1'' Round |  |  |  |  | 144 | Clear | 120 |  | Hardwired | 0 | 0 | 0 | 0 | 1 | 0 | 0 | 1 | 1 | 0 | 0 | 785652216435 | 17.75 | 17.75 | 15.25 | 10.4 | 2.78 | 250 | Yes | [8 empty] | UL Dry | cUL Dry | LEMONT 3L CEILING-965 | Three Light Semi-Flush Convertible Pendant |  | 77316-965.jpg | 77316.jpg
77316EN3-710 | Three Light Semi-Flush Convertible Pendant | With classic proportions and minimalist glass accents, the Lemont lighting collection by Sea Gull Lighting offers transitional style in a beautiful profile. The design features just enough flourish to create a soft, romantic figure. For those looking for simple elegance, Lemont is a perfect choice. Offered in Antique Brushed Nickel finish with Etched White Alabaster glass or Burnt Sienna finish with Café Tint glass. The assortment includes nine-light, six-light, five-light and three-light chandeliers, pendants in five sizes, both flush and semi-flush ceiling fixtures, as well as one-light, two-light, three-light and four-light wall/bath fixtures. Both incandescent lamping and ENERGY STAR-qualified LED lamping are available. All fixtures are California Title 24 compliant. | CEILING | Lemont | Ceiling Lights | Burnt Sienna | 710 | Steel | Cafe Tint Glass | D:15.75" H:5.375" | D:15.75" |  | 3 Medium A19 9.3w |  | 3 | Yes | [14 empty] | 0 | [12 empty] | 89.5 | 179 | 268.5 | D:16 1/2'' H:17 1/4'' O:140 1/4'' | 6 | 16.5 |  |  | 17.25 | Center Lock-Up |  | 13.75 | 140.25 |  |  |  | No |  | No | [20 empty] | D:5'' H:1'' Round |  |  |  |  | 144 | Brown | 120 |  | Hardwired | 0 | 0 | 0 | 1 | 1 | 0 | 0 | 0 | 1 | 0 | 0 | 785652055676 | 17.75 | 17.75 | 15.25 | 10.4 | 2.78 | 250 | Yes | [8 empty] | C-UL-US Dry |  | LEMONT 3L CEILING-710 | Three Light Semi-Flush Convertible Pendant |  | 77316EN3-710.jpg | 77316.jpg
77316EN3-965 | Three Light Semi-Flush Convertible Pendant | With classic proportions and minimalist glass accents, the Lemont lighting collection by Sea Gull Lighting offers transitional style in a beautiful profile. The design features just enough flourish to create a soft, romantic figure. For those looking for simple elegance, Lemont is a perfect choice. Offered in Antique Brushed Nickel finish with Etched White Alabaster glass or Burnt Sienna finish with Café Tint glass. The assortment includes nine-light, six-light, five-light and three-light chandeliers, pendants in five sizes, both flush and semi-flush ceiling fixtures, as well as one-light, two-light, three-light and four-light wall/bath fixtures. Both incandescent lamping and ENERGY STAR-qualified LED lamping are available. All fixtures are California Title 24 compliant. | CEILING | Lemont | Ceiling Lights | Antique Brushed Nickel | 965 | Steel | Etched White Alabaster Glass | D:15.75" H:5.375" | D:15.75" |  | 3 Medium A19 9.3w |  | 3 | Yes | [14 empty] | 0 | [12 empty] | 89.5 | 179 | 268.5 | D:16 1/2'' H:17 1/4'' O:140 1/4'' | 6 | 16.5 |  |  | 17.25 | Center Lock-Up |  | 13.75 | 140.25 |  |  |  | No |  | No | [20 empty] | D:5'' H:1'' Round |  |  |  |  | 144 | Clear | 120 |  | Hardwired | 0 | 0 | 0 | 1 | 1 | 0 | 0 | 0 | 1 | 0 | 0 | 785652055683 | 17.75 | 17.75 | 15.25 | 10.4 | 2.78 | 250 | Yes | [8 empty] | C-UL-US Dry |  | LEMONT 3L CEILING-965 | Three Light Semi-Flush Convertible Pendant |  | 77316EN3-965.jpg | 77316.jpg
7737302-782 | Two Light Semi-Flush Mount | Elmwood Park by Sea Gull Collection has clear glass tube shades with an inner white glass element that softens the light and helps cast an even glow. A cylinder of etched glass is centered within a larger cylinder of clear glass which encircles each light bulb to create this stunning visual effect. The full assortment includes three-, five-and nine-light chandeliers, a four-light linear, one-light mini pendant, a three-light pendant, a two-light semi flush which is convertible into a pendant, and one-, two-, three- and four-light bath fixtures. All fixtures offered in either a Brushed Nickel or Brushed Oil Rubbed Bronze. Incandescent and ENERGY STAR-qualified LED lamping are available; all fixtures are California Title 24 compliant. | CEILING | Elmwood Park | Ceiling Lights | Heirloom Bronze | 782 | Steel | Satin Etched Glass | D:12" H:4.5" |  |  | 2 Medium A19 75w |  | 2 | No | [14 empty] | 0 | [12 empty] | 64.98 | 129.96 | 194.94 | D:15'' H:11'' | 6.17 | 15 |  |  | 11 | Cap Nuts | [6 empty] | No |  | No | [20 empty] | D:5'' H:3/4'' Round |  |  |  |  | 6.5 | Black/White |  |  | Hardwired | 0 | 0 | 0 | 0 | 1 | 0 | 0 | 1 | 0 | 0 | 0 | 785652070099 | 18 | 17.5 | 13.5 | 8.4 | 2.461 | 250 | Yes | [9 empty] | cETL Damp | ELMWOOD PARK 2L SEMFLSH-782 | Two Light Semi-Flush Mount |  | 7737302-782.jpg | 7737302.jpg
7737302-962 | Two Light Semi-Flush Mount | Elmwood Park by Sea Gull Collection has clear glass tube shades with an inner white glass element that softens the light and helps cast an even glow. A cylinder of etched glass is centered within a larger cylinder of clear glass which encircles each light bulb to create this stunning visual effect. The full assortment includes three-, five-and nine-light chandeliers, a four-light linear, one-light mini pendant, a three-light pendant, a two-light semi flush which is convertible into a pendant, and one-, two-, three- and four-light bath fixtures. All fixtures offered in either a Brushed Nickel or Brushed Oil Rubbed Bronze. Incandescent and ENERGY STAR-qualified LED lamping are available; all fixtures are California Title 24 compliant. | CEILING | Elmwood Park | Ceiling Lights | Brushed Nickel | 962 | Steel | Off White Organza Silk | D:15" H:5.625" |  |  | 2 Medium A19 75w |  | 2 | No | [14 empty] | 0 | [12 empty] | 64.98 | 129.96 | 194.94 | D:15'' H:11'' | 6.17 | 15 |  |  | 11 | Cap Nuts | [6 empty] | No |  | No | [20 empty] | D:5'' H:3/4'' Round |  |  |  |  | 6.5 | Black/White |  |  | Hardwired | 0 | 0 | 0 | 0 | 1 | 0 | 0 | 1 | 0 | 0 | 0 | 785652070105 | 18.25 | 18 | 13.75 | 8.5 | 2.614 | 250 | Yes | [9 empty] | cETL Damp | ELMWOOD PARK 2L SEMFLSH-962 | Two Light Semi-Flush Mount |  | 7737302-962.jpg | 7737302.jpg
7737302EN3-782 | Two Light Semi-Flush Mount | Elmwood Park by Sea Gull Collection has clear glass tube shades with an inner white glass element that softens the light and helps cast an even glow. A cylinder of etched glass is centered within a larger cylinder of clear glass which encircles each light bulb to create this stunning visual effect. The full assortment includes three-, five-and nine-light chandeliers, a four-light linear, one-light mini pendant, a three-light pendant, a two-light semi flush which is convertible into a pendant, and one-, two-, three- and four-light bath fixtures. All fixtures offered in either a Brushed Nickel or Brushed Oil Rubbed Bronze. Incandescent and ENERGY STAR-qualified LED lamping are available; all fixtures are California Title 24 compliant. | CEILING | Elmwood Park | Ceiling Lights | Heirloom Bronze | 782 | Steel | Off White Organza Silk | D:15" H:5.625" |  |  | 2 Medium A19 9.3w |  | 2 | Yes | [14 empty] | 0 | [12 empty] | 74.98 | 149.96 | 224.94 | D:15'' H:11'' | 6.17 | 15 |  |  | 11 | Cap Nuts | [6 empty] | No |  | No | [20 empty] | D:5'' H:3/4'' Round |  |  |  |  | 6.5 | Black/White |  |  | Hardwired | 0 | 0 | 0 | 1 | 1 | 0 | 0 | 0 | 0 | 0 | 0 | 785652071799 | 18 | 17.5 | 13.5 | 8.4 | 2.461 | 250 | Yes | [9 empty] | cETL Damp | ELMWOOD PRK 2L LED SEMFLSH-782 | Two Light Semi-Flush Mount |  | 7737302EN3-782.jpg | 7737302EN3.jpg
7737302EN3-962 | Two Light Semi-Flush Mount | Elmwood Park by Sea Gull Collection has clear glass tube shades with an inner white glass element that softens the light and helps cast an even glow. A cylinder of etched glass is centered within a larger cylinder of clear glass which encircles each light bulb to create this stunning visual effect. The full assortment includes three-, five-and nine-light chandeliers, a four-light linear, one-light mini pendant, a three-light pendant, a two-light semi flush which is convertible into a pendant, and one-, two-, three- and four-light bath fixtures. All fixtures offered in either a Brushed Nickel or Brushed Oil Rubbed Bronze. Incandescent and ENERGY STAR-qualified LED lamping are available; all fixtures are California Title 24 compliant. | CEILING | Elmwood Park | Ceiling Lights | Brushed Nickel | 962 | Steel | Off White Organza Silk | D:15" H:5.625" |  |  | 2 Medium A19 9.3w |  | 2 | Yes | [14 empty] | 0 | [12 empty] | 74.98 | 149.96 | 224.94 | D:15'' H:11'' | 6.17 | 15 |  |  | 11 | Cap Nuts | [6 empty] | No |  | No | [20 empty] | D:5'' H:3/4'' Round |  |  |  |  | 6.5 | Black/White |  |  | Hardwired | 0 | 0 | 0 | 1 | 1 | 0 | 0 | 0 | 0 | 0 | 0 | 785652071805 | 18.25 | 18 | 13.75 | 8.5 | 2.614 | 250 | Yes | [9 empty] | cETL Damp | ELMWOOD PRK 2L LED SEMFLSH-962 | Two Light Semi-Flush Mount |  | 7737302EN3-962.jpg | 7737302EN3.jpg
7737303-782 | Three Light Semi-Flush Mount | Elmwood Park by Sea Gull Collection has clear glass tube shades with an inner white glass element that softens the light and helps cast an even glow. A cylinder of etched glass is centered within a larger cylinder of clear glass which encircles each light bulb to create this stunning visual effect. The full assortment includes three-, five-and nine-light chandeliers, a four-light linear, one-light mini pendant, a three-light pendant, a two-light semi flush which is convertible into a pendant, and one-, two-, three- and four-light bath fixtures. All fixtures offered in either a Brushed Nickel or Brushed Oil Rubbed Bronze. Incandescent and ENERGY STAR-qualified LED lamping are available; all fixtures are California Title 24 compliant. | CEILING | Elmwood Park | Ceiling Lights | Heirloom Bronze | 782 | Steel | Off White Organza Silk | D:15" H:5.625" |  |  | 3 Medium A19 75w |  | 3 | No | [14 empty] | 0 | [12 empty] | 109.48 | 218.96 | 328.44 | D:19'' H:15 3/4'' | 9.7 | 19 |  |  | 15.75 | Cap Nuts | [6 empty] | No |  | No | [20 empty] | D:5'' H:3/4'' Round |  |  |  |  | 6.5 | Black/White |  |  | Hardwired | 0 | 0 | 0 | 0 | 1 | 0 | 0 | 1 | 0 | 0 | 0 | 785652070112 | 22.25 | 22.25 | 12 | 13.3 | 3.438 | 250 | Yes | [9 empty] | cETL Damp | ELMWOOD PARK 3L SEMFLSH-782 | Three Light Semi-Flush Mount |  | 7737303-782.jpg | 7737303.jpg
7737303-962 | Three Light Semi-Flush Mount | Elmwood Park by Sea Gull Collection has clear glass tube shades with an inner white glass element that softens the light and helps cast an even glow. A cylinder of etched glass is centered within a larger cylinder of clear glass which encircles each light bulb to create this stunning visual effect. The full assortment includes three-, five-and nine-light chandeliers, a four-light linear, one-light mini pendant, a three-light pendant, a two-light semi flush which is convertible into a pendant, and one-, two-, three- and four-light bath fixtures. All fixtures offered in either a Brushed Nickel or Brushed Oil Rubbed Bronze. Incandescent and ENERGY STAR-qualified LED lamping are available; all fixtures are California Title 24 compliant. | CEILING | Elmwood Park | Ceiling Lights | Brushed Nickel | 962 | Steel | Off White Organza Silk | D:15" H:5.625" |  |  | 3 Medium A19 75w |  | 3 | No | [14 empty] | 0 | [12 empty] | 109.48 | 218.96 | 328.44 | D:19'' H:15 3/4'' | 9.7 | 19 |  |  | 15.75 | Cap Nuts | [6 empty] | No |  | No | [20 empty] | D:5'' H:3/4'' Round |  |  |  |  | 6.5 | Black/White |  |  | Hardwired | 0 | 0 | 0 | 0 | 1 | 0 | 0 | 1 | 0 | 0 | 0 | 785652070129 | 22.25 | 22.25 | 12 | 12.8 | 3.438 | 250 | Yes | [9 empty] | cETL Damp | ELMWOOD PARK 3L SEMFLSH-962 | Three Light Semi-Flush Mount |  | 7737303-962.jpg | 7737303.jpg
7737303EN3-782 | Three Light Semi-Flush Mount | Elmwood Park by Sea Gull Collection has clear glass tube shades with an inner white glass element that softens the light and helps cast an even glow. A cylinder of etched glass is centered within a larger cylinder of clear glass which encircles each light bulb to create this stunning visual effect. The full assortment includes three-, five-and nine-light chandeliers, a four-light linear, one-light mini pendant, a three-light pendant, a two-light semi flush which is convertible into a pendant, and one-, two-, three- and four-light bath fixtures. All fixtures offered in either a Brushed Nickel or Brushed Oil Rubbed Bronze. Incandescent and ENERGY STAR-qualified LED lamping are available; all fixtures are California Title 24 compliant. | CEILING | Elmwood Park | Ceiling Lights | Heirloom Bronze | 782 | Steel | Off White Organza Silk | D:15" H:5.625" |  |  | 3 Medium A19 9.3w |  | 3 | Yes | [14 empty] | 0 | [12 empty] | 124.98 | 249.96 | 374.94 | D:19'' H:15 3/4'' | 9.7 | 19 |  |  | 15.75 | Cap Nuts | [6 empty] | No |  | No | [20 empty] | D:5'' H:3/4'' Round |  |  |  |  | 6.5 | Black/White |  |  | Hardwired | 0 | 0 | 0 | 1 | 1 | 0 | 0 | 0 | 0 | 0 | 0 | 785652071812 | 22.25 | 22.25 | 12 | 13.3 | 3.438 | 250 | Yes | [9 empty] | cETL Damp | ELMWOOD PRK 3L LED SEMFLSH-782 | Three Light Semi-Flush Mount |  | 7737303EN3-782.jpg | 7737303EN3.jpg
7737303EN3-962 | Three Light Semi-Flush Mount | Elmwood Park by Sea Gull Collection has clear glass tube shades with an inner white glass element that softens the light and helps cast an even glow. A cylinder of etched glass is centered within a larger cylinder of clear glass which encircles each light bulb to create this stunning visual effect. The full assortment includes three-, five-and nine-light chandeliers, a four-light linear, one-light mini pendant, a three-light pendant, a two-light semi flush which is convertible into a pendant, and one-, two-, three- and four-light bath fixtures. All fixtures offered in either a Brushed Nickel or Brushed Oil Rubbed Bronze. Incandescent and ENERGY STAR-qualified LED lamping are available; all fixtures are California Title 24 compliant. | CEILING | Elmwood Park | Ceiling Lights | Brushed Nickel | 962 | Steel | Off White Organza Silk | D:15" H:5.625" |  |  | 3 Medium A19 9.3w |  | 3 | Yes | [14 empty] | 0 | [12 empty] | 124.98 | 249.96 | 374.94 | D:19'' H:15 3/4'' | 9.7 | 19 |  |  | 15.75 | Cap Nuts | [6 empty] | No |  | No | [20 empty] | D:5'' H:3/4'' Round |  |  |  |  | 6.5 | Black/White |  |  | Hardwired | 0 | 0 | 0 | 1 | 1 | 0 | 0 | 0 | 0 | 0 | 0 | 785652071829 | 22.25 | 22.25 | 12 | 12.8 | 3.438 | 250 | Yes | [9 empty] | cETL Damp | ELMWOOD PRK 3L LED SEMFLSH-962 | Three Light Semi-Flush Mount |  | 7737303EN3-962.jpg | 7737303EN3.jpg
7739002-782 | Two Light Semi-Flush | The Emmons lighting collection by Sea Gull Lighting combines form and function in a traditional empire silhouette. Trumpeted Satin Etched glass shades and a circular finial further enhance the design. Cluster three sizes together in a multi-fixture installation to make a beautifully dramatic statement in the living room, foyer, entryway or family room. The Emmons collection comes in two finishes: Brushed Nickel and Heirloom Bronze. Its assortment includes three-, five- and nine-light chandeliers; one-light mini pendant, three-light pendant, two-light semi-flush mount; one-light wall sconce; and two-, three- and four- light bath vanity fixtures. Incandescent and ENERGY STAR-qualified LED lamping are available; all fixtures are California Title 24 compliant. | CEILING | Emmons | Ceiling Lights | Heirloom Bronze | 782 | Steel | Satin Etched Glass | D:13" H:3.5" |  |  | 2 Medium A19 100w |  | 2 | No | [14 empty] | 0 | [12 empty] | 58.98 | 117.96 | 176.94 | D:13'' H:8 7/8'' | 4.3 | 13 |  |  | 8.875 | Cap Nuts | [6 empty] | No |  | No | [20 empty] | D:5'' DP:7/8'' Round |  |  |  |  | 6.5 | Black/White |  |  | Hardwired | 0 | 0 | 0 | 0 | 1 | 0 | 0 | 1 | 0 | 0 | 0 | 785652002922 | 17.5 | 17 | 10.5 | 5.7 | 1.808 | 250 | Yes | [9 empty] | cETL Damp | EMMONS 2L CEILING-782 | Two Light Semi-Flush |  | 7739002-782.jpg | 7739002.jpg
7739002-962 | Two Light Semi-Flush | The Emmons lighting collection by Sea Gull Lighting combines form and function in a traditional empire silhouette. Trumpeted Satin Etched glass shades and a circular finial further enhance the design. Cluster three sizes together in a multi-fixture installation to make a beautifully dramatic statement in the living room, foyer, entryway or family room. The Emmons collection comes in two finishes: Brushed Nickel and Heirloom Bronze. Its assortment includes three-, five- and nine-light chandeliers; one-light mini pendant, three-light pendant, two-light semi-flush mount; one-light wall sconce; and two-, three- and four- light bath vanity fixtures. Incandescent and ENERGY STAR-qualified LED lamping are available; all fixtures are California Title 24 compliant. | CEILING | Emmons | Ceiling Lights | Brushed Nickel | 962 | Steel | Satin Etched Glass | D:13" H:3.5" |  |  | 2 Medium A19 100w |  | 2 | No | [14 empty] | 0 | [12 empty] | 58.98 | 117.96 | 176.94 | D:13'' H:8 7/8'' | 4.3 | 13 |  |  | 8.875 | Cap Nuts | [6 empty] | No |  | No | [20 empty] | D:5'' DP:7/8'' Round |  |  |  |  | 6.5 | Black/White |  |  | Hardwired | 0 | 0 | 0 | 0 | 1 | 0 | 0 | 1 | 0 | 0 | 0 | 785652002939 | 17.5 | 17 | 10.5 | 5.7 | 1.808 | 250 | Yes | [9 empty] | cETL Damp | EMMONS 2L CEILING-962 | Two Light Semi-Flush |  | 7739002-962.jpg | 7739002.jpg
7739002EN3-782 | Two Light Semi-Flush | The Emmons lighting collection by Sea Gull Lighting combines form and function in a traditional empire silhouette. Trumpeted Satin Etched glass shades and a circular finial further enhance the design. Cluster three sizes together in a multi-fixture installation to make a beautifully dramatic statement in the living room, foyer, entryway or family room. The Emmons collection comes in two finishes: Brushed Nickel and Heirloom Bronze. Its assortment includes three-, five- and nine-light chandeliers; one-light mini pendant, three-light pendant, two-light semi-flush mount; one-light wall sconce; and two-, three- and four- light bath vanity fixtures. Incandescent and ENERGY STAR-qualified LED lamping are available; all fixtures are California Title 24 compliant. | CEILING | Emmons | Ceiling Lights | Heirloom Bronze | 782 | Steel | Satin Etched Glass | D:13" H:3.5" |  |  | 2 Medium A19 9.3w |  | 2 | Yes | [14 empty] | 0 | [12 empty] | 71.48 | 142.96 | 214.44 | D:13'' H:8 7/8'' | 4.3 | 13 |  |  | 8.875 | Cap Nuts | [6 empty] | No |  | No | [20 empty] | D:5'' DP:7/8'' Round |  |  |  |  | 6.5 | Black/White |  |  | Hardwired | 0 | 0 | 0 | 1 | 1 | 0 | 0 | 0 | 0 | 0 | 0 | 785652052149 | 17.5 | 17 | 10.5 | 5.7 | 1.808 | 250 | Yes | [9 empty] | cETL Damp | EMMONS 2L CEILING-782 | Two Light Semi-Flush |  | 7739002EN3-782.jpg | 7739002.jpg
7739002EN3-962 | Two Light Semi-Flush | The Emmons lighting collection by Sea Gull Lighting combines form and function in a traditional empire silhouette. Trumpeted Satin Etched glass shades and a circular finial further enhance the design. Cluster three sizes together in a multi-fixture installation to make a beautifully dramatic statement in the living room, foyer, entryway or family room. The Emmons collection comes in two finishes: Brushed Nickel and Heirloom Bronze. Its assortment includes three-, five- and nine-light chandeliers; one-light mini pendant, three-light pendant, two-light semi-flush mount; one-light wall sconce; and two-, three- and four- light bath vanity fixtures. Incandescent and ENERGY STAR-qualified LED lamping are available; all fixtures are California Title 24 compliant. | CEILING | Emmons | Ceiling Lights | Brushed Nickel | 962 | Steel | Satin Etched Glass | D:13" H:3.5" |  |  | 2 Medium A19 9.3w |  | 2 | Yes | [14 empty] | 0 | [12 empty] | 71.48 | 142.96 | 214.44 | D:13'' H:8 7/8'' | 4.3 | 13 |  |  | 8.875 | Cap Nuts | [6 empty] | No |  | No | [20 empty] | D:5'' DP:7/8'' Round |  |  |  |  | 6.5 | Black/White |  |  | Hardwired | 0 | 0 | 0 | 1 | 1 | 0 | 0 | 0 | 0 | 0 | 0 | 785652052156 | 17.5 | 17 | 10.5 | 5.7 | 1.808 | 250 | Yes | [9 empty] | cETL Damp | EMMONS 2L CEILING-962 | Two Light Semi-Flush |  | 7739002EN3-962.jpg | 7739002.jpg
7739102-710 | Two Light Semi-Flush Convertible Pendant | The Hettinger lighting collection by Sea Gull Lighting combines a traditional look with chic, modern charm. The minimalism of the tubular glass shades balances with the unique, outward-curve of the semi-circular arm detail. It’s available in three finishes - Burnt Sienna and Brushed Nickel for the whole collection, and Chrome for the bath vanities. The assortment includes six- and nine-light chandeliers; a one-light wall sconce; two-, three- and four-light bath vanity fixtures; a three-light pendant and two- light semi-flush convertible pendant. Incandescent and ENERGY STAR-qualified LED lamping are available; all fixtures are California Title 24 compliant. | CEILING | Hettinger | Ceiling Lights | Burnt Sienna | 710 | Steel | Etched / White Inside Glass | D:13" H:4.75" |  |  | 2 Medium A19 100w |  | 2 | No | [14 empty] | 0 | [12 empty] | 83.48 | 166.96 | 250.44 | D:13 1/4'' H:11 3/8'' O:49'' | 7.3 | 13.25 |  |  | 11.375 | Center Lock-Up |  | 10.375 | 49 |  |  |  | No |  | No | [20 empty] | D:5 1/8'' H:3/4'' Round |  |  |  |  | 120 | Brown | 36 |  | Hardwired | 0 | 0 | 0 | 0 | 1 | 0 | 0 | 1 | 1 | 0 | 0 | 785652002168 | 15.5 | 15.25 | 11.5 | 9.1 | 1.573 | 175 | Yes | [9 empty] | cETL Damp | HETTINGER 2L CEILING-710 | Two Light Semi-Flush Convertible Pendant |  | 7739102-710.jpg | 7739102.jpg
7739102-962 | Two Light Semi-Flush Convertible Pendant | The Hettinger lighting collection by Sea Gull Lighting combines a traditional look with chic, modern charm. The minimalism of the tubular glass shades balances with the unique, outward-curve of the semi-circular arm detail. It’s available in three finishes - Burnt Sienna and Brushed Nickel for the whole collection, and Chrome for the bath vanities. The assortment includes six- and nine-light chandeliers; a one-light wall sconce; two-, three- and four-light bath vanity fixtures; a three-light pendant and two- light semi-flush convertible pendant. Incandescent and ENERGY STAR-qualified LED lamping are available; all fixtures are California Title 24 compliant. | CEILING | Hettinger | Ceiling Lights | Brushed Nickel | 962 | Steel | Etched / White Inside Glass | D:13" H:4.75" |  |  | 2 Medium A19 100w |  | 2 | No | [14 empty] | 0 | [12 empty] | 83.48 | 166.96 | 250.44 | D:13 1/4'' H:11 3/8'' O:49'' | 7.3 | 13.25 |  |  | 11.375 | Center Lock-Up |  | 10.375 | 49 |  |  |  | No |  | No | [20 empty] | D:5 1/8'' H:3/4'' Round |  |  |  |  | 120 | Clear Silver | 36 |  | Hardwired | 0 | 0 | 0 | 0 | 1 | 0 | 0 | 1 | 1 | 0 | 0 | 785652002175 | 15.5 | 15.25 | 11.5 | 9.1 | 1.573 | 175 | Yes | [9 empty] | cETL Damp | HETTINGER 2L CEILING-962 | Two Light Semi-Flush Convertible Pendant |  | 7739102-962.jpg | 7739102.jpg
7739102EN3-710 | Two Light Semi-Flush Convertible Pendant | The Hettinger lighting collection by Sea Gull Lighting combines a traditional look with chic, modern charm. The minimalism of the tubular glass shades balances with the unique, outward-curve of the semi-circular arm detail. It’s available in three finishes - Burnt Sienna and Brushed Nickel for the whole collection, and Chrome for the bath vanities. The assortment includes six- and nine-light chandeliers; a one-light wall sconce; two-, three- and four-light bath vanity fixtures; a three-light pendant and two- light semi-flush convertible pendant. Incandescent and ENERGY STAR-qualified LED lamping are available; all fixtures are California Title 24 compliant. | CEILING | Hettinger | Ceiling Lights | Burnt Sienna | 710 | Steel | Etched / White Inside Glass | D:13" H:4.75" |  |  | 2 Medium A19 9.3w |  | 2 | Yes | [14 empty] | 0 | [12 empty] | 94.98 | 189.96 | 284.94 | D:13 1/4'' H:11 3/8'' O:49'' | 7.3 | 13.25 |  |  | 11.375 | Center Lock-Up |  | 10.375 | 49 |  |  |  | No |  | No | [20 empty] | D:5 1/8'' H:3/4'' Round |  |  |  |  | 120 | Brown | 36 |  | Hardwired | 0 | 0 | 0 | 1 | 1 | 0 | 0 | 0 | 1 | 0 | 0 | 785652052163 | 15.5 | 15.25 | 11.5 | 9.1 | 1.573 | 175 | Yes | [9 empty] | cETL Damp | HETTINGER 2L CEILING-710 | Two Light Semi-Flush Convertible Pendant |  | 7739102EN3-710.jpg | 7739102.jpg
7739102EN3-962 | Two Light Semi-Flush Convertible Pendant | The Hettinger lighting collection by Sea Gull Lighting combines a traditional look with chic, modern charm. The minimalism of the tubular glass shades balances with the unique, outward-curve of the semi-circular arm detail. It’s available in three finishes - Burnt Sienna and Brushed Nickel for the whole collection, and Chrome for the bath vanities. The assortment includes six- and nine-light chandeliers; a one-light wall sconce; two-, three- and four-light bath vanity fixtures; a three-light pendant and two- light semi-flush convertible pendant. Incandescent and ENERGY STAR-qualified LED lamping are available; all fixtures are California Title 24 compliant. | CEILING | Hettinger | Ceiling Lights | Brushed Nickel | 962 | Steel | Etched / White Inside Glass | D:13" H:4.75" |  |  | 2 Medium A19 9.3w |  | 2 | Yes | [14 empty] | 0 | [12 empty] | 94.98 | 189.96 | 284.94 | D:13 1/4'' H:11 3/8'' O:49'' | 7.3 | 13.25 |  |  | 11.375 | Center Lock-Up |  | 10.375 | 49 |  |  |  | No |  | No | [20 empty] | D:5 1/8'' H:3/4'' Round |  |  |  |  | 120 | Clear Silver | 36 |  | Hardwired | 0 | 0 | 0 | 1 | 1 | 0 | 0 | 0 | 1 | 0 | 0 | 785652052170 | 15.5 | 15.25 | 11.5 | 9.1 | 1.573 | 175 | Yes | [9 empty] | cETL Damp | HETTINGER 2L CEILING-962 | Two Light Semi-Flush Convertible Pendant |  | 7739102EN3-962.jpg | 7739102.jpg
7739803-710 | Three Light Semi-Flush Mount |  | CEILING | Norwood | Ceiling Lights | Burnt Sienna | 710 | Steel | Clear Highlighted Satin Etched Glass | D:15" H:5.875" |  |  | 3 Medium A19 75w |  | 3 | No | [14 empty] | 0 | [12 empty] | 104.5 | 209 | 313.5 | D:15 1/4'' H:13'' |  | 15.25 |  |  | 13 | Cap Nuts | [6 empty] | No |  | No | [20 empty] | D:5'' H:3/4'' Round |  |  |  |  | 6.5 | Black/White |  |  | Hardwired | 0 | 0 | 0 | 0 | 1 | 0 | 0 | 1 | 0 | 0 | 0 | 785652079207 | [16 empty] | cETL Damp | NORWOOD 3L SEMFLUSH-710 | Three Light Semi-Flush Mount |  | 7739803-710.jpg | 7739803.jpg
7739803-962 | Three Light Semi-Flush Mount |  | CEILING | Norwood | Ceiling Lights | Brushed Nickel | 962 | Steel | Clear Highlighted Satin Etched Glass | D:15" H:5.875" |  |  | 3 Medium A19 75w |  | 3 | No | [14 empty] | 0 | [12 empty] | 104.5 | 209 | 313.5 | D:15 1/4'' H:13'' |  | 15.25 |  |  | 13 | Cap Nuts | [6 empty] | No |  | No | [20 empty] | D:5'' H:3/4'' Round |  |  |  |  | 6.5 | Black/White |  |  | Hardwired | 0 | 0 | 0 | 0 | 1 | 0 | 0 | 1 | 0 | 0 | 0 | 785652079214 | [16 empty] | cETL Damp | NORWOOD 3L SEMFLUSH-962 | Three Light Semi-Flush Mount |  | 7739803-962.jpg | 7739803.jpg
7739803EN3-710 | Three Light Semi-Flush Mount |  | CEILING | Norwood | Ceiling Lights | Burnt Sienna | 710 | Steel | Clear Highlighted Satin Etched Glass | D:15" H:5.875" |  |  | 3 Medium A19 9.3w |  | 3 | Yes | [14 empty] | 0 | [12 empty] | 119.5 | 239 | 358.5 | D:15 1/4'' H:13'' |  | 15.25 |  |  | 13 | Cap Nuts | [6 empty] | No |  | No | [20 empty] | D:5'' H:3/4'' Round |  |  |  |  | 6.5 | Black/White |  |  | Hardwired | 0 | 0 | 0 | 1 | 1 | 0 | 0 | 0 | 0 | 0 | 0 | 785652080401 | [16 empty] | cETL Damp | NORWOOD 3L SEMFLUSH-710 | Three Light Semi-Flush Mount |  | 7739803EN3-710.jpg | 7739803EN3.jpg
7739803EN3-962 | Three Light Semi-Flush Mount |  | CEILING | Norwood | Ceiling Lights | Brushed Nickel | 962 | Steel | Clear Highlighted Satin Etched Glass | D:15" H:5.875" |  |  | 3 Medium A19 9.3w |  | 3 | Yes | [14 empty] | 0 | [12 empty] | 119.5 | 239 | 358.5 | D:15 1/4'' H:13'' |  | 15.25 |  |  | 13 | Cap Nuts | [6 empty] | No |  | No | [20 empty] | D:5'' H:3/4'' Round |  |  |  |  | 6.5 | Black/White |  |  | Hardwired | 0 | 0 | 0 | 1 | 1 | 0 | 0 | 0 | 0 | 0 | 0 | 785652080418 | [16 empty] | cETL Damp | NORWOOD 3L SEMFLUSH-962 | Three Light Semi-Flush Mount |  | 7739803EN3-962.jpg | 7739803EN3.jpg
77436-05 | One Light Semi-Flush Mount | The classic schoolhouse light fixture has been an American icon for almost 90 years. The Academy collection from Sea Gull Lighting is today’s interpretation of these utilitarian lights which have enjoyed resurgence in popularity given their clean, versatile design. Today, top designers regularly select this ubiquitous look for applications in almost every room of the house. Available in Chrome, Brushed Nickel and Heirloom Bronze finishes. Many of the fixtures are available with incandescent lamping or ENERGY STAR-qualified LED lamping. The Academy collection includes pendants in four sizes, semi-flush ceiling fixtures in two sizes, and one-light, two-light, three-light and four-light wall/bath fixtures. Damp Listed. Most of these fixtures easily convert to LED by purchasing LED replacement lamps sold separately. | CEILING | Academy | Ceiling Lights | Chrome | 5 | Steel | Satin White Glass | D:11.5" H:7" | D:11.5" |  | 1 Medium A19 75w |  | 1 | No | [14 empty] | 0 | [12 empty] | 85.98 | 171.96 | 257.94 | D:11 1/2'' H:11 3/4'' | 3.7 | 11.5 |  |  | 11.75 | Cap Nuts | [6 empty] | No |  | No | [20 empty] | D:6 5/8'' H:3'' Round |  |  |  |  | 6.5 |  |  |  | Hardwired | 0 | 0 | 0 | 0 | 1 | 0 | 0 | 1 | 0 | 0 | 0 | 785652227738 | 14.5 | 14.5 | 15 | 5.9 | 1.825 | 250 | Yes | [9 empty] | cETL Damp | ACADEMY 1L CEILING-05 | One Light Semi-Flush Mount |  | 77436-05.jpg | 77436.jpg
77436-782 | One Light Semi-Flush Mount | The classic schoolhouse light fixture has been an American icon for almost 90 years. The Academy collection from Sea Gull Lighting is today’s interpretation of these utilitarian lights which have enjoyed resurgence in popularity given their clean, versatile design. Today, top designers regularly select this ubiquitous look for applications in almost every room of the house. Available in Chrome, Brushed Nickel and Heirloom Bronze finishes. Many of the fixtures are available with incandescent lamping or ENERGY STAR-qualified LED lamping. The Academy collection includes pendants in four sizes, semi-flush ceiling fixtures in two sizes, and one-light, two-light, three-light and four-light wall/bath fixtures. Damp Listed. Most of these fixtures easily convert to LED by purchasing LED replacement lamps sold separately. | CEILING | Academy | Ceiling Lights | Heirloom Bronze | 782 | Steel | Satin White Glass | D:11.5" H:7" | D:11.5" |  | 1 Medium A19 75w |  | 1 | No | [14 empty] | 0 | [12 empty] | 85.98 | 171.96 | 257.94 | D:11 1/2'' H:11 3/4'' | 3.7 | 11.5 |  |  | 11.75 | Cap Nuts | [6 empty] | No |  | No | [20 empty] | D:6 5/8'' H:3'' Round |  |  |  |  | 6.5 |  |  |  | Hardwired | 0 | 0 | 0 | 0 | 1 | 0 | 0 | 1 | 0 | 0 | 0 | 785652217197 | 14.5 | 14.5 | 15 | 5.9 | 1.825 | 250 | Yes | [9 empty] | cETL Damp | ACADEMY 1L CEILING-782 | One Light Semi-Flush Mount |  | 77436-782.jpg | 77436.jpg
77436-962 | One Light Semi-Flush Mount | The classic schoolhouse light fixture has been an American icon for almost 90 years. The Academy collection from Sea Gull Lighting is today’s interpretation of these utilitarian lights which have enjoyed resurgence in popularity given their clean, versatile design. Today, top designers regularly select this ubiquitous look for applications in almost every room of the house. Available in Chrome, Brushed Nickel and Heirloom Bronze finishes. Many of the fixtures are available with incandescent lamping or ENERGY STAR-qualified LED lamping. The Academy collection includes pendants in four sizes, semi-flush ceiling fixtures in two sizes, and one-light, two-light, three-light and four-light wall/bath fixtures. Damp Listed. Most of these fixtures easily convert to LED by purchasing LED replacement lamps sold separately. | CEILING | Academy | Ceiling Lights | Brushed Nickel | 962 | Steel | Satin White Glass | D:11.5" H:7" | D:11.5" |  | 1 Medium A19 75w |  | 1 | No | [14 empty] | 0 | [12 empty] | 85.98 | 171.96 | 257.94 | D:11 1/2'' H:11 3/4'' | 3.7 | 11.5 |  |  | 11.75 | Cap Nuts | [6 empty] | No |  | No | [20 empty] | D:6 5/8'' H:3'' Round |  |  |  |  | 6.5 |  |  |  | Hardwired | 0 | 0 | 0 | 0 | 1 | 0 | 0 | 1 | 0 | 0 | 0 | 785652217203 | 14.5 | 14.5 | 15 | 5.9 | 1.825 | 250 | Yes | [9 empty] | cETL Damp | ACADEMY 1L CEILING-962 | One Light Semi-Flush Mount |  | 77436-962.jpg | 77436.jpg
77436EN3-05 | Medium One Light Semi-Flush Mount | The classic schoolhouse light fixture has been an American icon for almost 90 years. The Academy collection from Sea Gull Lighting is today’s interpretation of these utilitarian lights which have enjoyed resurgence in popularity given their clean, versatile design. Today, top designers regularly select this ubiquitous look for applications in almost every room of the house. Available in Chrome, Brushed Nickel and Heirloom Bronze finishes. Many of the fixtures are available with incandescent lamping or ENERGY STAR-qualified LED lamping. The Academy collection includes pendants in four sizes, semi-flush ceiling fixtures in two sizes, and one-light, two-light, three-light and four-light wall/bath fixtures. Damp Listed. Most of these fixtures easily convert to LED by purchasing LED replacement lamps sold separately. | CEILING | Academy | Ceiling Lights | Chrome | 5 | Steel | Satin White Glass | D:11.5" H:7" | D:11.5" |  | 1 Medium A19 9.3w |  | 1 | Yes | [14 empty] | 0 | [12 empty] | 88.98 | 177.96 | 266.94 | D:11 1/2'' H:11 3/4'' | 3.7 | 11.5 |  |  | 11.75 | Cap Nuts | [6 empty] | No |  | No | [20 empty] | D:6 5/8'' H:3'' Round |  |  |  |  | 6.5 | Black/White |  |  | Hardwired | 0 | 0 | 0 | 1 | 1 | 0 | 0 | 0 | 0 | 0 | 0 | 785652052187 | 14.5 | 14.5 | 15 | 5.9 | 1.825 | 250 | Yes | [9 empty] | cETL Damp | ACADEMY 1L CEILING-05 | Medium One Light Semi-Flush Mount |  | 77436EN3-05.jpg | 77436.jpg
77436EN3-782 | Medium One Light Semi-Flush Mount | The classic schoolhouse light fixture has been an American icon for almost 90 years. The Academy collection from Sea Gull Lighting is today’s interpretation of these utilitarian lights which have enjoyed resurgence in popularity given their clean, versatile design. Today, top designers regularly select this ubiquitous look for applications in almost every room of the house. Available in Chrome, Brushed Nickel and Heirloom Bronze finishes. Many of the fixtures are available with incandescent lamping or ENERGY STAR-qualified LED lamping. The Academy collection includes pendants in four sizes, semi-flush ceiling fixtures in two sizes, and one-light, two-light, three-light and four-light wall/bath fixtures. Damp Listed. Most of these fixtures easily convert to LED by purchasing LED replacement lamps sold separately. | CEILING | Academy | Ceiling Lights | Heirloom Bronze | 782 | Steel | Satin White Glass | D:11.5" H:7" | D:11.5" |  | 1 Medium A19 9.3w |  | 1 | Yes | [14 empty] | 0 | [12 empty] | 88.98 | 177.96 | 266.94 | D:11 1/2'' H:11 3/4'' | 3.7 | 11.5 |  |  | 11.75 | Cap Nuts | [6 empty] | No |  | No | [20 empty] | D:6 5/8'' H:3'' Round |  |  |  |  | 6.5 | Black/White |  |  | Hardwired | 0 | 0 | 0 | 1 | 1 | 0 | 0 | 0 | 0 | 0 | 0 | 785652052194 | 14.5 | 14.5 | 15 | 5.9 | 1.825 | 250 | Yes | [9 empty] | cETL Damp | ACADEMY 1L CEILING-782 | Medium One Light Semi-Flush Mount |  | 77436EN3-782.jpg | 77436.jpg
77436EN3-962 | Medium One Light Semi-Flush Mount | The classic schoolhouse light fixture has been an American icon for almost 90 years. The Academy collection from Sea Gull Lighting is today’s interpretation of these utilitarian lights which have enjoyed resurgence in popularity given their clean, versatile design. Today, top designers regularly select this ubiquitous look for applications in almost every room of the house. Available in Chrome, Brushed Nickel and Heirloom Bronze finishes. Many of the fixtures are available with incandescent lamping or ENERGY STAR-qualified LED lamping. The Academy collection includes pendants in four sizes, semi-flush ceiling fixtures in two sizes, and one-light, two-light, three-light and four-light wall/bath fixtures. Damp Listed. Most of these fixtures easily convert to LED by purchasing LED replacement lamps sold separately. | CEILING | Academy | Ceiling Lights | Brushed Nickel | 962 | Steel | Satin White Glass | D:11.5" H:7" | D:11.5" |  | 1 Medium A19 9.3w |  | 1 | Yes | [14 empty] | 0 | [12 empty] | 88.98 | 177.96 | 266.94 | D:11 1/2'' H:11 3/4'' | 3.7 | 11.5 |  |  | 11.75 | Cap Nuts | [6 empty] | No |  | No | [20 empty] | D:6 5/8'' H:3'' Round |  |  |  |  | 6.5 | Black/White |  |  | Hardwired | 0 | 0 | 0 | 1 | 1 | 0 | 0 | 0 | 0 | 0 | 0 | 785652052200 | 14.5 | 14.5 | 15 | 5.9 | 1.825 | 250 | Yes | [9 empty] | cETL Damp | ACADEMY 1L CEILING-962 | Medium One Light Semi-Flush Mount |  | 77436EN3-962.jpg | 77436.jpg
77437-05 | Large One Light Semi-Flush Mount | The classic schoolhouse light fixture has been an American icon for almost 90 years. The Academy collection from Sea Gull Lighting is today’s interpretation of these utilitarian lights which have enjoyed resurgence in popularity given their clean, versatile design. Today, top designers regularly select this ubiquitous look for applications in almost every room of the house. Available in Chrome, Brushed Nickel and Heirloom Bronze finishes. Many of the fixtures are available with incandescent lamping or ENERGY STAR-qualified LED lamping. The Academy collection includes pendants in four sizes, semi-flush ceiling fixtures in two sizes, and one-light, two-light, three-light and four-light wall/bath fixtures. Damp Listed. Most of these fixtures easily convert to LED by purchasing LED replacement lamps sold separately. | CEILING | Academy | Ceiling Lights | Chrome | 5 | Steel | Satin White Glass | D:13" H:8" | D:13" |  | 1 Medium A19 100w |  | 1 | No | [14 empty] | 0 | [12 empty] | 94.98 | 189.96 | 284.94 | D:13'' H:12 1/2'' | 4.9 | 13 |  |  | 12.5 | Cap Nuts | [6 empty] | No |  | No | [20 empty] | D:6 5/8'' H:3'' Round |  |  |  |  | 6.5 |  |  |  | Hardwired | 0 | 0 | 0 | 0 | 1 | 0 | 0 | 1 | 0 | 0 | 0 | 785652227776 | 15.5 | 15.5 | 16 | 7.1 | 2.225 | 250 | Yes | [9 empty] | cETL Damp | ACADEMY 1L CEILING-05 | Large One Light Semi-Flush Mount |  | 77437-05.jpg | 77437.jpg
77437-782 | Large One Light Semi-Flush Mount | The classic schoolhouse light fixture has been an American icon for almost 90 years. The Academy collection from Sea Gull Lighting is today’s interpretation of these utilitarian lights which have enjoyed resurgence in popularity given their clean, versatile design. Today, top designers regularly select this ubiquitous look for applications in almost every room of the house. Available in Chrome, Brushed Nickel and Heirloom Bronze finishes. Many of the fixtures are available with incandescent lamping or ENERGY STAR-qualified LED lamping. The Academy collection includes pendants in four sizes, semi-flush ceiling fixtures in two sizes, and one-light, two-light, three-light and four-light wall/bath fixtures. Damp Listed. Most of these fixtures easily convert to LED by purchasing LED replacement lamps sold separately. | CEILING | Academy | Ceiling Lights | Heirloom Bronze | 782 | Steel | Satin White Glass | D:13" H:8" | D:13" |  | 1 Medium A19 100w |  | 1 | No | [14 empty] | 0 | [12 empty] | 94.98 | 189.96 | 284.94 | D:13'' H:12 1/2'' | 4.9 | 13 |  |  | 12.5 | Cap Nuts | [6 empty] | No |  | No | [20 empty] | D:6 5/8'' H:3'' Round |  |  |  |  | 6.5 |  |  |  | Hardwired | 0 | 0 | 0 | 0 | 1 | 0 | 0 | 1 | 0 | 0 | 0 | 785652227752 | 15.5 | 15.5 | 16 | 7.1 | 2.225 | 250 | Yes | [9 empty] | cETL Damp | ACADEMY 1L CEILING-782 | Large One Light Semi-Flush Mount |  | 77437-782.jpg | 77437.jpg
77437-962 | Large One Light Semi-Flush Mount | The classic schoolhouse light fixture has been an American icon for almost 90 years. The Academy collection from Sea Gull Lighting is today’s interpretation of these utilitarian lights which have enjoyed resurgence in popularity given their clean, versatile design. Today, top designers regularly select this ubiquitous look for applications in almost every room of the house. Available in Chrome, Brushed Nickel and Heirloom Bronze finishes. Many of the fixtures are available with incandescent lamping or ENERGY STAR-qualified LED lamping. The Academy collection includes pendants in four sizes, semi-flush ceiling fixtures in two sizes, and one-light, two-light, three-light and four-light wall/bath fixtures. Damp Listed. Most of these fixtures easily convert to LED by purchasing LED replacement lamps sold separately. | CEILING | Academy | Ceiling Lights | Brushed Nickel | 962 | Steel | Satin White Glass | D:13" H:8" | D:13" |  | 1 Medium A19 100w |  | 1 | No | [14 empty] | 0 | [12 empty] | 94.98 | 189.96 | 284.94 | D:13'' H:12 1/2'' | 4.9 | 13 |  |  | 12.5 | Cap Nuts | [6 empty] | No |  | No | [20 empty] | D:6 5/8'' H:3'' Round |  |  |  |  | 6.5 |  |  |  | Hardwired | 0 | 0 | 0 | 0 | 1 | 0 | 0 | 1 | 0 | 0 | 0 | 785652227769 | 15.5 | 15.5 | 16 | 7.1 | 2.225 | 250 | Yes | [9 empty] | cETL Damp | ACADEMY 1L CEILING-962 | Large One Light Semi-Flush Mount |  | 77437-962.jpg | 77437.jpg
77437EN3-05 | Large One Light Semi-Flush Mount | The classic schoolhouse light fixture has been an American icon for almost 90 years. The Academy collection from Sea Gull Lighting is today’s interpretation of these utilitarian lights which have enjoyed resurgence in popularity given their clean, versatile design. Today, top designers regularly select this ubiquitous look for applications in almost every room of the house. Available in Chrome, Brushed Nickel and Heirloom Bronze finishes. Many of the fixtures are available with incandescent lamping or ENERGY STAR-qualified LED lamping. The Academy collection includes pendants in four sizes, semi-flush ceiling fixtures in two sizes, and one-light, two-light, three-light and four-light wall/bath fixtures. Damp Listed. Most of these fixtures easily convert to LED by purchasing LED replacement lamps sold separately. | CEILING | Academy | Ceiling Lights | Chrome | 5 | Steel | Satin White Glass | D:13" H:8" | D:13" |  | 1 Medium A19 9.3w |  | 1 | Yes | [14 empty] | 0 | [12 empty] | 99.98 | 199.96 | 299.94 | D:13'' H:12 1/2'' | 4.9 | 13 |  |  | 12.5 | Cap Nuts | [6 empty] | No |  | No | [20 empty] | D:6 5/8'' H:3'' Round |  |  |  |  | 6.5 | Black/White |  |  | Hardwired | 0 | 0 | 0 | 1 | 1 | 0 | 0 | 0 | 0 | 0 | 0 | 785652052217 | 15.5 | 15.5 | 16 | 7.1 | 2.225 | 250 | Yes | [9 empty] | cETL Damp | ACADEMY 1L CEILING-05 | Large One Light Semi-Flush Mount |  | 77437EN3-05.jpg | 77437.jpg
77437EN3-782 | Large One Light Semi-Flush Mount | The classic schoolhouse light fixture has been an American icon for almost 90 years. The Academy collection from Sea Gull Lighting is today’s interpretation of these utilitarian lights which have enjoyed resurgence in popularity given their clean, versatile design. Today, top designers regularly select this ubiquitous look for applications in almost every room of the house. Available in Chrome, Brushed Nickel and Heirloom Bronze finishes. Many of the fixtures are available with incandescent lamping or ENERGY STAR-qualified LED lamping. The Academy collection includes pendants in four sizes, semi-flush ceiling fixtures in two sizes, and one-light, two-light, three-light and four-light wall/bath fixtures. Damp Listed. Most of these fixtures easily convert to LED by purchasing LED replacement lamps sold separately. | CEILING | Academy | Ceiling Lights | Heirloom Bronze | 782 | Steel | Satin White Glass | D:13" H:8" | D:13" |  | 1 Medium A19 9.3w |  | 1 | Yes | [14 empty] | 0 | [12 empty] | 99.98 | 199.96 | 299.94 | D:13'' H:12 1/2'' | 4.9 | 13 |  |  | 12.5 | Cap Nuts | [6 empty] | No |  | No | [20 empty] | D:6 5/8'' H:3'' Round |  |  |  |  | 6.5 | Black/White |  |  | Hardwired | 0 | 0 | 0 | 1 | 1 | 0 | 0 | 0 | 0 | 0 | 0 | 785652052224 | 15.5 | 15.5 | 16 | 7.1 | 2.225 | 250 | Yes | [9 empty] | cETL Damp | ACADEMY 1L CEILING-782 | Large One Light Semi-Flush Mount |  | 77437EN3-782.jpg | 77437.jpg
77437EN3-962 | Large One Light Semi-Flush Mount | The classic schoolhouse light fixture has been an American icon for almost 90 years. The Academy collection from Sea Gull Lighting is today’s interpretation of these utilitarian lights which have enjoyed resurgence in popularity given their clean, versatile design. Today, top designers regularly select this ubiquitous look for applications in almost every room of the house. Available in Chrome, Brushed Nickel and Heirloom Bronze finishes. Many of the fixtures are available with incandescent lamping or ENERGY STAR-qualified LED lamping. The Academy collection includes pendants in four sizes, semi-flush ceiling fixtures in two sizes, and one-light, two-light, three-light and four-light wall/bath fixtures. Damp Listed. Most of these fixtures easily convert to LED by purchasing LED replacement lamps sold separately. | CEILING | Academy | Ceiling Lights | Brushed Nickel | 962 | Steel | Satin White Glass | D:13" H:8" | D:13" |  | 1 Medium A19 9.3w |  | 1 | Yes | [14 empty] | 0 | [12 empty] | 99.98 | 199.96 | 299.94 | D:13'' H:12 1/2'' | 4.9 | 13 |  |  | 12.5 | Cap Nuts | [6 empty] | No |  | No | [20 empty] | D:6 5/8'' H:3'' Round |  |  |  |  | 6.5 | Black/White |  |  | Hardwired | 0 | 0 | 0 | 1 | 1 | 0 | 0 | 0 | 0 | 0 | 0 | 785652052231 | 15.5 | 15.5 | 16 | 7.1 | 2.225 | 250 | Yes | [9 empty] | cETL Damp | ACADEMY 1L CEILING-962 | Large One Light Semi-Flush Mount |  | 77437EN3-962.jpg | 77437.jpg
7750893S-782 | Large LED Ceiling Flush Mount |  | CEILING | Mahone | Ceiling Lights | Heirloom Bronze | 782 | Steel |  |  |  | White Acrylic |  |  | 1 | No | 2045 | 3000 | 90 | 34 | 120 | 19 - Integrated | MODS - Modules |  | 10 | 100 | LED | 34 | 34 | 50000 | 0 | [12 empty] | 88.48 | 176.96 | 265.44 | D:17 3/4'' H:4 1/4'' | 3.8 | 17.75 |  |  | 4.25 | Key Slots | [6 empty] | No |  | No | [20 empty] | D:17 1/2'' H:3/8'' Round |  |  |  |  | 6.5 | Black/White |  |  | Hardwired | 0 | 0 | 0 | 1 | 1 | 0 | 1 | 0 | 0 | 0 | 1 | 785652066597 | 19.25 | 19 | 6 | 5.8 | 1.27 | 175 | Yes | 4 | 10785652066594 | 24.25 | 20 | 20.25 | 26.2 | 5.684 | Yes |  |  | MAHONE LG LED CEILING-782 | Large LED Ceiling Flush Mount |  | 7750893S-782.jpg | 7750893S.jpg
7750893S-962 | Large LED Ceiling Flush Mount |  | CEILING | Mahone | Ceiling Lights | Brushed Nickel | 962 | Steel |  |  |  | White Acrylic |  |  | 1 | No | 2045 | 3000 | 90 | 34 | 120 | 19 - Integrated | MODS - Modules |  | 10 | 100 | LED | 34 | 34 | 50000 | 0 | [12 empty] | 88.48 | 176.96 | 265.44 | D:17 3/4'' H:4 1/4'' | 3.8 | 17.75 |  |  | 4.25 | Key Slots | [6 empty] | No |  | No | [20 empty] | D:17 1/2'' H:3/8'' Round |  |  |  |  | 6.5 | Black/White |  |  | Hardwired | 0 | 0 | 0 | 1 | 1 | 0 | 1 | 0 | 0 | 0 | 1 | 785652066603 | 19.25 | 19 | 6 | 5.8 | 1.27 | 175 | Yes | 4 | 10785652066600 | 24.25 | 20 | 20.25 | 26.2 | 5.684 | Yes |  |  | MAHONE LG LED CEILING-962 | Large LED Ceiling Flush Mount |  | 7750893S-962.jpg | 7750893S.jpg
77527BLE-824 | Fluorescent Terranello Two Light Semi-Flush Convertible Pendant in Palladium with Dusted Ivory Glass |  | Fluorescent Ceiling | Terranello | Ceiling Lights | Palladium | 824 | Steel | Dusted Ivory Glass | D:12.75" H:4.625" |  |  | 2 GU24 Self Ballasted CFL 13w |  | 2 | No | [14 empty] | 0 | [12 empty] | 69 | 138 | 207 | D:15 1/2'' H:14'' O:137'' |  | 15.5 |  |  | 14 | Dual Mount |  | 12.25 | 137 |  |  |  | No |  | No | [20 empty] | D:5 9/32'' H:1 3/4'' Round |  |  |  |  | 144 | Clear | 120 |  | Hardwired | 0 | 0 | 1 | 0 | 0 | 0 | 0 | 0 | 1 | 0 | 0 | 785652227929 | [15 empty] | C-UL-US Dry |  | Two Semi-Flush Conv | Two Light Semi-Flush Convertible |  | 77527BLE-824.jpg | 77527BLE.jpg
77527BLE-845 | Fluorescent Terranello Two Light Semi-Flush Convertible Pendant in Flemish Bronze with Creme Parchment Glass |  | Fluorescent Ceiling | Terranello | Ceiling Lights | Flemish Bronze | 845 | Steel | Creme Parchment Glass | D:12.75" H:4.625" |  |  | 2 GU24 Self Ballasted CFL 13w |  | 2 | No | [14 empty] | 0 | [12 empty] | 69 | 138 | 207 | D:15 1/2'' H:14'' O:137'' |  | 15.5 |  |  | 14 | Dual Mount |  | 12.25 | 137 |  |  |  | No |  | No | [20 empty] | D:5 9/32'' H:1 3/4'' Round |  |  |  |  | 144 | Brown | 120 |  | Hardwired | 0 | 0 | 1 | 0 | 0 | 0 | 0 | 0 | 1 | 0 | 0 | 785652222917 | [15 empty] | C-UL-US Dry |  | FLUORESCENT SEMI FLUSH -845 | Two Light Semi-Flush Convertible |  | 77527BLE-845.jpg | 77527BLE.jpg
77625-782 | Two Light Semi-Flush Convertible Pendant | The Wheaton lighting collection by Sea Gull Lighting is a tribute to versatility. The Satin Etched glass can be coupled with either a Brushed Nickel finish for a soft contemporary feel or an Heirloom Bronze finish for a more rustic charm. Wheaton delivers excellent transitional style that can fit within various home decor styles. The assortment includes nine-light, five-light, and three-light chandeliers, pendants in four sizes, both flush and semi-flush ceiling fixtures, as well as one-light, two-light, three-light and four-light wall/bath fixtures. Both incandescent lamping and ENERGY STAR-qualified LED lamping are available. Most of these fixtures easily convert to LED by purchasing LED replacement lamps sold separately. | CEILING | Wheaton | Ceiling Lights | Heirloom Bronze | 782 | Steel | Satin Etched Glass | D:12.4375" H:4.5625" |  |  | 2 Medium A19 100w |  | 2 | No | [14 empty] | 0 | [12 empty] | 97.98 | 195.96 | 293.94 | D:12 1/2'' H:15 3/4'' O:139 3/4'' | 7.7 | 12.5 |  |  | 15.75 | Dual Mount |  | 12.25 | 139.75 |  |  |  | No |  | No | [20 empty] | D:5 1/2'' DP:1 1/8'' |  |  |  |  | 144 | Brown | 120 |  | Hardwired | 0 | 0 | 0 | 0 | 1 | 0 | 0 | 1 | 1 | 0 | 0 | 785652756016 | 15.25 | 15.25 | 12.25 | 9.6 | 1.649 | 175 | Yes | [8 empty] | ETL Dry | cETL Dry | WHEATON 2L CEILING-782 | Two Light Semi-Flush Convertible Pendant |  | 77625-782.jpg | 77625.jpg
77625-962 | Two Light Semi-Flush Convertible Pendant | The Wheaton lighting collection by Sea Gull Lighting is a tribute to versatility. The Satin Etched glass can be coupled with either a Brushed Nickel finish for a soft contemporary feel or an Heirloom Bronze finish for a more rustic charm. Wheaton delivers excellent transitional style that can fit within various home decor styles. The assortment includes nine-light, five-light, and three-light chandeliers, pendants in four sizes, both flush and semi-flush ceiling fixtures, as well as one-light, two-light, three-light and four-light wall/bath fixtures. Both incandescent lamping and ENERGY STAR-qualified LED lamping are available. Most of these fixtures easily convert to LED by purchasing LED replacement lamps sold separately. | CEILING | Wheaton | Ceiling Lights | Brushed Nickel | 962 | Steel | Satin Etched Glass | D:12.4375" H:4.5625" |  |  | 2 Medium A19 100w |  | 2 | No | [14 empty] | 0 | [12 empty] | 97.98 | 195.96 | 293.94 | D:12 1/2'' H:15 3/4'' O:139 3/4'' | 7.7 | 12.5 |  |  | 15.75 | Dual Mount |  | 12.25 | 139.75 |  |  |  | No |  | No | [20 empty] | D:5 1/2'' DP:1 1/8'' |  |  |  |  | 144 | Clear | 120 | N/A | Hardwired | 0 | 0 | 0 | 0 | 1 | 0 | 0 | 1 | 1 | 0 | 0 | 785652756047 | 15.25 | 15.25 | 12.25 | 9.6 | 1.649 | 175 | Yes | [8 empty] | ETL Dry | cETL Dry | WHEATON 2L CEILING-962 | Two Light Semi-Flush Convertible Pendant |  | 77625-962.jpg | 77625.jpg
77625EN3-782 | Two Light Semi-Flush Convertible Pendant | The Wheaton lighting collection by Sea Gull Lighting is a tribute to versatility. The Satin Etched glass can be coupled with either a Brushed Nickel finish for a soft contemporary feel or an Heirloom Bronze finish for a more rustic charm. Wheaton delivers excellent transitional style that can fit within various home decor styles. The assortment includes nine-light, five-light, and three-light chandeliers, pendants in four sizes, both flush and semi-flush ceiling fixtures, as well as one-light, two-light, three-light and four-light wall/bath fixtures. Both incandescent lamping and ENERGY STAR-qualified LED lamping are available. Most of these fixtures easily convert to LED by purchasing LED replacement lamps sold separately. | CEILING | Wheaton | Ceiling Lights | Heirloom Bronze | 782 | Steel | Satin Etched Glass | D:12.4375" H:4.5625" |  |  | 2 Medium A19 9.3w |  | 2 | Yes | [14 empty] | 0 | [12 empty] | 99.98 | 199.96 | 299.94 | D:12 1/2'' H:15 3/4'' O:139 3/4'' | 7.7 | 12.5 |  |  | 15.75 | Dual Mount |  | 12.25 | 139.75 |  |  |  | No |  | No | [20 empty] | D:5 1/2'' DP:1 1/8'' |  |  |  |  | 144 | Brown | 120 |  | Hardwired | 0 | 0 | 0 | 1 | 1 | 0 | 0 | 0 | 1 | 0 | 0 | 785652052248 | 15.25 | 15.25 | 12.25 | 9.6 | 1.649 | 175 | Yes | [8 empty] | ETL Dry | cETL Dry | WHEATON 2L CEILING-782 | Two Light Semi-Flush Convertible Pendant |  | 77625EN3-782.jpg | 77625.jpg
77625EN3-962 | Two Light Semi-Flush Convertible Pendant | The Wheaton lighting collection by Sea Gull Lighting is a tribute to versatility. The Satin Etched glass can be coupled with either a Brushed Nickel finish for a soft contemporary feel or an Heirloom Bronze finish for a more rustic charm. Wheaton delivers excellent transitional style that can fit within various home decor styles. The assortment includes nine-light, five-light, and three-light chandeliers, pendants in four sizes, both flush and semi-flush ceiling fixtures, as well as one-light, two-light, three-light and four-light wall/bath fixtures. Both incandescent lamping and ENERGY STAR-qualified LED lamping are available. Most of these fixtures easily convert to LED by purchasing LED replacement lamps sold separately. | CEILING | Wheaton | Ceiling Lights | Brushed Nickel | 962 | Steel | Satin Etched Glass | D:12.4375" H:4.5625" |  |  | 2 Medium A19 9.3w |  | 2 | Yes | [14 empty] | 0 | [12 empty] | 99.98 | 199.96 | 299.94 | D:12 1/2'' H:15 3/4'' O:139 3/4'' | 7.7 | 12.5 |  |  | 15.75 | Dual Mount |  | 12.25 | 139.75 |  |  |  | No |  | No | [20 empty] | D:5 1/2'' DP:1 1/8'' |  |  |  |  | 144 | Clear | 120 | N/A | Hardwired | 0 | 0 | 0 | 1 | 1 | 0 | 0 | 0 | 1 | 0 | 0 | 785652052262 | 15.25 | 15.25 | 12.25 | 9.6 | 1.649 | 175 | Yes | [8 empty] | ETL Dry | cETL Dry | WHEATON 2L CEILING-962 | Two Light Semi-Flush Convertible Pendant |  | 77625EN3-962.jpg | 77625.jpg
77660-839 | Two Light Semi-Flush Convertible Pendant | The Winnetka indoor lighting collection by Sea Gull Lighting has a clean design which lends itself to a modern-mission style. The geometric, cylinder design has subtle ornamentation, while still offering impressive style. The indoor lighting collection is offered in Brushed Nickel or textured Blacksmith finishes, both with Satin Etched glass. The assortment includes 15-light, nine-light, five-light, and three-light chandeliers, pendants in four sizes, both flush and semi-flush ceiling fixtures, as well as one-light, two-light, three-light and four-light wall/bath fixtures. Most of these fixtures easily convert to LED by purchasing LED replacement lamps sold separately. | CEILING | Winnetka | Ceiling Lights | Blacksmith | 839 | Steel | Satin Etched Glass | D:11.8125" |  |  | 2 Medium A19 60w |  | 2 | No | [14 empty] | 0 | [12 empty] | 115.98 | 231.96 | 347.94 | D:14 1/4'' H:14'' O:136 1/2'' | 7.9 | 14.25 |  |  | 14 | Dual Mount |  | 12 | 136.5 |  |  |  | No |  | No | [20 empty] | D:6'' DP:1 7/16'' |  |  |  |  | 144 | Black | 120 | N/A | Hardwired | 0 | 0 | 0 | 0 | 1 | 0 | 0 | 1 | 1 | 0 | 0 | 785652756658 | 15.5 | 15.5 | 11.25 | 9.9 | 1.564 | 125 | Yes | [8 empty] | ETL Dry | cETL Dry | WINNETKA 2L CEILING-839 | Two Light Semi-Flush Convertible Pendant |  | 77660-839.jpg | 77660.jpg
77660-962 | Two Light Semi-Flush Convertible Pendant | The Winnetka indoor lighting collection by Sea Gull Lighting has a clean design which lends itself to a modern-mission style. The geometric, cylinder design has subtle ornamentation, while still offering impressive style. The indoor lighting collection is offered in Brushed Nickel or textured Blacksmith finishes, both with Satin Etched glass. The assortment includes 15-light, nine-light, five-light, and three-light chandeliers, pendants in four sizes, both flush and semi-flush ceiling fixtures, as well as one-light, two-light, three-light and four-light wall/bath fixtures. Most of these fixtures easily convert to LED by purchasing LED replacement lamps sold separately. | CEILING | Winnetka | Ceiling Lights | Brushed Nickel | 962 | Steel | Satin Etched Glass | D:11.8125" |  |  | 2 Medium A19 60w |  | 2 | No | [14 empty] | 0 | [12 empty] | 116.48 | 232.96 | 349.44 | D:14 1/4'' H:14'' O:136 1/2'' | 7.9 | 14.25 |  |  | 14 | Dual Mount |  | 12 | 136.5 |  |  |  | No |  | No | [20 empty] | D:6'' DP:1 7/16'' |  |  |  |  | 144 | Clear Silver | 120 | N/A | Hardwired | 0 | 0 | 0 | 0 | 1 | 0 | 0 | 1 | 1 | 0 | 0 | 785652226458 | 15.5 | 15.5 | 11 | 10.4 | 1.529 | 125 | Yes | [8 empty] | ETL Dry | cETL Dry | WINNETKA 2L CEILING-962 | Two Light Semi-Flush Convertible Pendant |  | 77660-962.jpg | 77660.jpg
77660EN3-839 | Two Light Semi-Flush Convertible Pendant | The Winnetka indoor lighting collection by Sea Gull Lighting has a clean design which lends itself to a modern-mission style. The geometric, cylinder design has subtle ornamentation, while still offering impressive style. The indoor lighting collection is offered in Brushed Nickel or textured Blacksmith finishes, both with Satin Etched glass. The assortment includes 15-light, nine-light, five-light, and three-light chandeliers, pendants in four sizes, both flush and semi-flush ceiling fixtures, as well as one-light, two-light, three-light and four-light wall/bath fixtures. Most of these fixtures easily convert to LED by purchasing LED replacement lamps sold separately. | CEILING | Winnetka | Ceiling Lights | Blacksmith | 839 | Steel | Satin Etched Glass | D:11.8125" |  |  | 2 Medium A19 9.3w |  | 2 | Yes | [14 empty] | 0 | [12 empty] | 124.98 | 249.96 | 374.94 | D:14 1/4'' H:14'' O:136 1/2'' | 7.9 | 14.25 |  |  | 14 | Dual Mount |  | 12 | 136.5 |  |  |  | No |  | No | [20 empty] | D:6'' DP:1 7/16'' |  |  |  |  | 144 | Black | 120 | N/A | Hardwired | 0 | 0 | 0 | 1 | 1 | 0 | 0 | 0 | 1 | 0 | 0 | 785652052286 | 15.5 | 15.5 | 11 | 10.4 | 1.529 | 125 | Yes | [8 empty] | ETL Dry | cETL Dry | WINNETKA 2L CEILING-839 | Two Light Semi-Flush Convertible Pendant |  | 77660EN3-839.jpg | 77660.jpg
77660EN3-962 | Two Light Semi-Flush Convertible Pendant | The Winnetka indoor lighting collection by Sea Gull Lighting has a clean design which lends itself to a modern-mission style. The geometric, cylinder design has subtle ornamentation, while still offering impressive style. The indoor lighting collection is offered in Brushed Nickel or textured Blacksmith finishes, both with Satin Etched glass. The assortment includes 15-light, nine-light, five-light, and three-light chandeliers, pendants in four sizes, both flush and semi-flush ceiling fixtures, as well as one-light, two-light, three-light and four-light wall/bath fixtures. Most of these fixtures easily convert to LED by purchasing LED replacement lamps sold separately. | CEILING | Winnetka | Ceiling Lights | Brushed Nickel | 962 | Steel | Satin Etched Glass | D:11.8125" |  |  | 2 Medium A19 9.3w |  | 2 | Yes | [14 empty] | 0 | [12 empty] | 124.98 | 249.96 | 374.94 | D:14 1/4'' H:14'' O:136 1/2'' | 7.9 | 14.25 |  |  | 14 | Dual Mount |  | 12 | 136.5 |  |  |  | No |  | No | [20 empty] | D:6'' DP:1 7/16'' |  |  |  |  | 144 | Clear Silver | 120 | N/A | Hardwired | 0 | 0 | 0 | 1 | 1 | 0 | 0 | 0 | 1 | 0 | 0 | 785652052309 | 15.5 | 15.5 | 11 | 10.4 | 1.529 | 125 | Yes | [8 empty] | ETL Dry | cETL Dry | WINNETKA 2L CEILING-962 | Two Light Semi-Flush Convertible Pendant |  | 77660EN3-962.jpg | 77660.jpg
77800-962 | Hopewell Two Light Semi-Flush Convertible Pendant in Brushed Nickel with White Alabaster Glass |  | Ceiling Fixture | Hopewell | Ceiling Lights | Brushed Nickel | 962 | [5 empty] | 2 Medium A19 60w |  | 2 | No | [27 empty] | 79 | 158 | 237 | D:16 1/4'' H:16'' O:55'' |  | 16.25 |  |  | 16 | Dual Mount |  | 13.75 | 55 |  |  |  | No |  | No | [25 empty] | 120 | Clear | 36 |  | Hardwired | 0 | 0 | 0 | 0 | 0 | 0 | 0 | 1 | 0 | 0 | 0 | 785652218958 | [17 empty] | Semi-Flush in Brushed Nickel Finish | Two Light Semi-Flush Convertible |  | 77800-962.jpg | 77800.jpg
7780402-846 | Two Light Semi-Flush Convertible Pendant | A distinct bowl-shaped silhouette defines the flagship chandeliers of the traditional Corbeille collection by Sea Gull Lighting. With a hint of contemporary inspiration, the soft hue of the Crème Parchment glass complements the fixtures’ refined curves in the Stardust finish. The assortment includes nine-light and five-light chandeliers, pendants in two sizes and both flush and semi-flush ceiling fixtures. Both incandescent lamping and ENERGY STAR-qualified LED lamping are available; all fixtures are California Title 24 compliant. | CEILING | Corbeille | Ceiling Lights | Stardust / Cerused Oak | 846 / 735 | Steel | Creme Parchment Glass | D:13.75" H:4.25" | D:13.75" |  | 2 Medium A19 100w |  | 2 | No | [14 empty] | 0 | [12 empty] | 123.45 | 246.9 | 370.35 | D:15 1/4'' H:16'' O:54 1/4'' | 7.8 | 15.25 |  |  | 16 | Dual Mount |  | 14 | 54.25 |  |  |  | No |  | No | [20 empty] | D:5 5/16'' H:1 1/8'' Round |  |  |  |  | 120 | Brown | 36 |  | Hardwired | 0 | 0 | 0 | 0 | 1 | 0 | 0 | 1 | 1 | 0 | 0 | 785652245688 | 12.38 | 16.38 | 11.25 | 9.6 | 1.32 | 125 | Yes | [8 empty] | ETL Dry |  | CORBEILLE 2L CEILING-846 | Two Light Semi-Flush Convertible Pendant |  | 7780402-846.jpg | 7780402.jpg
7780402EN3-846 | Two Light Semi-Flush Convertible Pendant | A distinct bowl-shaped silhouette defines the flagship chandeliers of the traditional Corbeille collection by Sea Gull Lighting. With a hint of contemporary inspiration, the soft hue of the Crème Parchment glass complements the fixtures’ refined curves in the Stardust finish. The assortment includes nine-light and five-light chandeliers, pendants in two sizes and both flush and semi-flush ceiling fixtures. Both incandescent lamping and ENERGY STAR-qualified LED lamping are available; all fixtures are California Title 24 compliant. | CEILING | Corbeille | Ceiling Lights | Stardust / Cerused Oak | 846 / 735 | Steel | Creme Parchment Glass | D:13.75" H:4.25" | D:13.75" |  | 2 Medium A19 9.3w |  | 2 | Yes | [14 empty] | 0 | [12 empty] | 138.98 | 277.96 | 416.94 | D:15 1/4'' H:16'' O:54 1/4'' | 7.8 | 15.25 |  |  | 16 | Dual Mount |  | 14 | 54.25 |  |  |  | No |  | No | [20 empty] | D:5 5/16'' H:1 1/8'' Round |  |  |  |  | 120 | Brown | 36 |  | Hardwired | 0 | 0 | 0 | 1 | 1 | 0 | 0 | 0 | 1 | 0 | 0 | 785652052316 | 17 | 13 | 11.25 | 9.6 | 1.439 | 125 | Yes | [8 empty] | ETL Dry |  | CORBEILLE 2L CEILING-846 | Two Light Semi-Flush Convertible Pendant |  | 7780402EN3-846.jpg | 7780402.jpg
77806-782 | Two Light Semi-Flush Convertible Pendant | The Holman collection by Sea Gull Lighting brings versatility and style to those just starting out. With softly flared glass and curved arms, there is just enough detail to give the overall look a lift while keeping it simple enough for those on a budget. Several chandeliers and sconces can be installed with lighting shining up or down, allowing the fixture to be customized for the specific space and function. Offered in a Brushed Nickel finish or Heirloom Bronze finish, both with Satin Etched glass. The assortment includes nine-light, five-light and three-light chandeliers, pendants in five sizes, both flush and semi-flush ceiling fixtures, as well as one-light, two-light three-light and four-light wall/bath fixtures. Both incandescent lamping and ENERGY STAR-qualified LED lamping are available. All fixtures are California Title 24 compliant. | CEILING | Holman | Ceiling Lights | Heirloom Bronze | 782 | Steel | Satin Etched Glass | D:13.25" H:4.75" |  |  | 2 Medium A19 75w |  | 2 | No | [14 empty] | 0 | [12 empty] | 49.95 | 99.9 | 149.85 | D:13 1/4'' H:13 3/4'' O:52 3/4'' | 3.3 | 13.25 |  |  | 13.75 | Cap Nuts |  | 12 | 52.75 |  |  |  | No |  | No | [25 empty] | 72 |  | 36 |  | Hardwired | 0 | 0 | 0 | 0 | 1 | 0 | 0 | 1 | 1 | 0 | 0 | 785652058813 | 16 | 16 | 10.5 | 6.7 | 1.556 | 175 | Yes | [8 empty] | UL Dry | cUL Dry | HOLMAN 2L CEILING-782 | Two Light Semi-Flush Convertible Pendant |  | 77806-782.png | 77806.jpg
77806-962 | Two Light Semi-Flush Convertible Pendant | The Holman collection by Sea Gull Lighting brings versatility and style to those just starting out. With softly flared glass and curved arms, there is just enough detail to give the overall look a lift while keeping it simple enough for those on a budget. Several chandeliers and sconces can be installed with lighting shining up or down, allowing the fixture to be customized for the specific space and function. Offered in a Brushed Nickel finish or Heirloom Bronze finish, both with Satin Etched glass. The assortment includes nine-light, five-light and three-light chandeliers, pendants in five sizes, both flush and semi-flush ceiling fixtures, as well as one-light, two-light three-light and four-light wall/bath fixtures. Both incandescent lamping and ENERGY STAR-qualified LED lamping are available. All fixtures are California Title 24 compliant. | CEILING | Holman | Ceiling Lights | Brushed Nickel | 962 | Steel | Satin Etched Glass | D:13.25" H:4.75" |  |  | 2 Medium A19 75w |  | 2 | No | [14 empty] | 0 | [12 empty] | 49.95 | 99.9 | 149.85 | D:13 1/4'' H:13 3/4'' O:52 3/4'' | 3.3 | 13.25 |  |  | 13.75 | Cap Nuts |  | 12 | 52.75 |  |  |  | No |  | No | [25 empty] | 72 |  | 36 |  | Hardwired | 0 | 0 | 0 | 0 | 1 | 0 | 0 | 1 | 1 | 0 | 0 | 785652227455 | 16 | 16 | 10.5 | 6.7 | 1.556 | 175 | Yes | [8 empty] | UL Dry | cUL Dry | HOLMAN 2L CEILING-962 | Two Light Semi-Flush Convertible Pendant |  | 77806-962.jpg | 77806.jpg
77806EN3-782 | Two Light Semi-Flush Convertible Pendant | The Holman collection by Sea Gull Lighting brings versatility and style to those just starting out. With softly flared glass and curved arms, there is just enough detail to give the overall look a lift while keeping it simple enough for those on a budget. Several chandeliers and sconces can be installed with lighting shining up or down, allowing the fixture to be customized for the specific space and function. Offered in a Brushed Nickel finish or Heirloom Bronze finish, both with Satin Etched glass. The assortment includes nine-light, five-light and three-light chandeliers, pendants in five sizes, both flush and semi-flush ceiling fixtures, as well as one-light, two-light three-light and four-light wall/bath fixtures. Both incandescent lamping and ENERGY STAR-qualified LED lamping are available. All fixtures are California Title 24 compliant. | CEILING | Holman | Ceiling Lights | Heirloom Bronze | 782 | Steel | Satin Etched Glass | D:13.25" H:4.75" |  |  | 2 Medium A19 9.3w |  | 2 | Yes | [14 empty] | 0 | [12 empty] | 63.48 | 126.96 | 190.44 | D:13 1/4'' H:13 3/4'' O:52 3/4'' | 3.3 | 13.25 |  |  | 13.75 | Cap Nuts |  | 12 | 52.75 |  |  |  | No |  | No | [25 empty] | 72 | Brown | 36 |  | Hardwired | 0 | 0 | 0 | 1 | 1 | 0 | 0 | 0 | 1 | 0 | 0 | 785652059315 | 16 | 16 | 10.5 | 6.7 | 1.556 | 175 | Yes | [8 empty] | C-UL-US Dry |  | HOLMAN 2L CEILING-782 | Two Light Semi-Flush Convertible Pendant |  | 77806EN3-782.png | 77806EN3.jpg
77806EN3-962 | Two Light Semi-Flush Convertible Pendant | The Holman collection by Sea Gull Lighting brings versatility and style to those just starting out. With softly flared glass and curved arms, there is just enough detail to give the overall look a lift while keeping it simple enough for those on a budget. Several chandeliers and sconces can be installed with lighting shining up or down, allowing the fixture to be customized for the specific space and function. Offered in a Brushed Nickel finish or Heirloom Bronze finish, both with Satin Etched glass. The assortment includes nine-light, five-light and three-light chandeliers, pendants in five sizes, both flush and semi-flush ceiling fixtures, as well as one-light, two-light three-light and four-light wall/bath fixtures. Both incandescent lamping and ENERGY STAR-qualified LED lamping are available. All fixtures are California Title 24 compliant. | CEILING | Holman | Ceiling Lights | Brushed Nickel | 962 | Steel | Satin Etched Glass | D:13.25" H:4.75" |  |  | 2 Medium A19 9.3w |  | 2 | Yes | [14 empty] | 0 | [12 empty] | 63.48 | 126.96 | 190.44 | D:13 1/4'' H:13 3/4'' O:52 3/4'' | 3.3 | 13.25 |  |  | 13.75 | Cap Nuts |  | 12 | 52.75 |  |  |  | No |  | No | [25 empty] | 72 | Clear Silver | 36 |  | Hardwired | 0 | 0 | 0 | 1 | 1 | 0 | 0 | 0 | 1 | 0 | 0 | 785652055775 | 16 | 16 | 10.5 | 6.7 | 1.556 | 175 | Yes | [8 empty] | C-UL-US Dry |  | HOLMAN 2L CEILING-962 | Two Light Semi-Flush Convertible Pendant |  | 77806EN3-962.jpg | 77806.jpg
7790402-715 | Two Light Semi-Flush Convertible Pendant | Named after the Italian word for “sphere,” the transitional Sfera collection by Sea Gull Lighting features detailed center bands and rounded, sweeping curves -- rustic with a modern inspiration. Offered in Autumn Bronze finish with several glass options – extraordinary painted Mercury glass and Café Tint glass, as well as a Smoky Amber glass for wall/bath fixtures only. The assortment includes six-light and four-light chandeliers, pendants in three sizes, both flush and semi-flush ceiling fixtures, as well as two-light, three-light and four-light wall/bath fixtures. Both incandescent lamping and ENERGY STAR-qualified LED lamping are available. Most of these fixtures easily convert to LED by purchasing LED replacement lamps sold separately. | CEILING | Sfera | Ceiling Lights | Autumn Bronze | 715 | Steel |  |  |  |  | 2 Medium A19 100w |  | 2 | No | [14 empty] | 0 | [12 empty] | 124.98 | 249.96 | 374.94 | D:13 1/2'' H:18 1/4'' O:164 1/2'' | 9.9 | 13.5 |  |  | 18.25 | Dual Mount |  | 16.25 | 164.5 |  |  |  | No |  | No | [20 empty] | D:5'' H:1 1/4'' Round |  |  |  |  | 168 | Brown | 144 |  | Hardwired | 0 | 0 | 0 | 0 | 1 | 0 | 0 | 1 | 1 | 0 | 0 | 785652242762 | 17.5 | 15.25 | 11.25 | 12.5 | 1.737 | 125 | Yes | [9 empty] | cETL Damp | SFERA 2L CEILING-715 | Two Light Semi-Flush Convertible Pendant |  | 7790402-715.jpg | 7790402.jpg
7790402EN3-715 | Two Light Semi-Flush Convertible Pendant | Named after the Italian word for “sphere,” the transitional Sfera collection by Sea Gull Lighting features detailed center bands and rounded, sweeping curves -- rustic with a modern inspiration. Offered in Autumn Bronze finish with several glass options – extraordinary painted Mercury glass and Café Tint glass, as well as a Smoky Amber glass for wall/bath fixtures only. The assortment includes six-light and four-light chandeliers, pendants in three sizes, both flush and semi-flush ceiling fixtures, as well as two-light, three-light and four-light wall/bath fixtures. Both incandescent lamping and ENERGY STAR-qualified LED lamping are available. Most of these fixtures easily convert to LED by purchasing LED replacement lamps sold separately. | CEILING | Sfera | Ceiling Lights | Autumn Bronze | 715 | Steel |  |  |  |  | 2 Medium A19 9.3w |  | 2 | Yes | [14 empty] | 0 | [12 empty] | 134.98 | 269.96 | 404.94 | D:13 1/2'' H:18 1/4'' O:164 1/2'' | 9.9 | 13.5 |  |  | 18.25 | Dual Mount |  | 16.25 | 164.5 |  |  |  | No |  | No | [20 empty] | D:5'' H:1 1/4'' Round |  |  |  |  | 168 | Brown | 144 |  | Hardwired | 0 | 0 | 0 | 1 | 1 | 0 | 0 | 0 | 1 | 0 | 0 | 785652046889 | 17.5 | 15.25 | 11.25 | 12.5 | 1.737 | 125 | Yes | [9 empty] | cETL Damp | SFERA 2L CEILING-715 | Two Light Semi-Flush Convertible Pendant |  | 7790402EN3-715.jpg | 7790402.jpg
77950-782 | Two Light Semi-Flush Convertible Pendant | The Windgate lighting collection by Sea Gull Lighting is a sensibly, modernized and transitional selection of fixtures featuring clean lines and sophisticated Alabaster style glass. The collection works well with a variety of interiors, as it blends well into its surrounding decor. Offered in Brushed Nickel or Heirloom Bronze finishes, as well as a Chrome finish for the wall/bath fixtures only. The assortment includes five-light, and three-light chandeliers (either with up-light or down-light), pendants in four sizes, both flush and semi-flush ceiling fixtures, as well as one-light, two-light, three-light and four-light wall/bath fixtures. Both incandescent lamping and ENERGY STAR-qualified LED lamping are available. Most of these fixtures easily convert to LED by purchasing LED replacement lamps sold separately. | CEILING | Windgate | Ceiling Lights | Heirloom Bronze | 782 | Steel | Alabaster Glass | D:9.90625" H:3.3125" |  |  | 2 Medium A19 100w |  | 2 | No | [14 empty] | 0 | [12 empty] | 56.48 | 112.96 | 169.44 | D:13'' H:11'' O:48 3/4'' | 4.4 | 13 |  |  | 11 | Center Lock-Up |  | 9.5 | 48.75 |  |  |  | No |  | No | [20 empty] | D:5'' W:7/8'' Round |  |  |  |  | 96 | Brown | 36 |  | Hardwired | 0 | 0 | 0 | 0 | 1 | 0 | 0 | 1 | 1 | 0 | 0 | 785652157004 | 19.25 | 14 | 6 | 5.5 | 0.936 | 175 | Yes | [8 empty] | ETL Dry | cETL Dry | WINDGATE 2L CEILING-782 | Two Light Semi-Flush Convertible Pendant | Windgate line extension | 77950-782.jpg | 77950.jpg
77950-962 | Two Light Semi-Flush Convertible Pendant | The Windgate lighting collection by Sea Gull Lighting is a sensibly, modernized and transitional selection of fixtures featuring clean lines and sophisticated Alabaster style glass. The collection works well with a variety of interiors, as it blends well into its surrounding decor. Offered in Brushed Nickel or Heirloom Bronze finishes, as well as a Chrome finish for the wall/bath fixtures only. The assortment includes five-light, and three-light chandeliers (either with up-light or down-light), pendants in four sizes, both flush and semi-flush ceiling fixtures, as well as one-light, two-light, three-light and four-light wall/bath fixtures. Both incandescent lamping and ENERGY STAR-qualified LED lamping are available. Most of these fixtures easily convert to LED by purchasing LED replacement lamps sold separately. | CEILING | Windgate | Ceiling Lights | Brushed Nickel | 962 | Steel | Alabaster Glass | D:9.90625" H:3.3125" |  |  | 2 Medium A19 100w |  | 2 | No | [14 empty] | 0 | [12 empty] | 56.48 | 112.96 | 169.44 | D:13'' H:11'' O:48 3/4'' | 4.4 | 13 |  |  | 11 | Center Lock-Up |  | 9.5 | 48.75 |  |  |  | No |  | No | [20 empty] | D:5'' W:7/8'' Round |  |  |  |  | 96 | Brown | 36 |  | Hardwired | 0 | 0 | 0 | 0 | 1 | 0 | 0 | 1 | 1 | 0 | 0 | 785652157011 | 19.25 | 14 | 6 | 5.5 | 0.936 | 175 | Yes | [8 empty] | ETL Dry | cETL Dry | WINDGATE 2L CEILING-962 | Two Light Semi-Flush Convertible Pendant | Windgate line extension | 77950-962.jpg | 77950.jpg
77950EN3-782 | Two Light Semi-Flush Convertible Pendant | The Windgate lighting collection by Sea Gull Lighting is a sensibly, modernized and transitional selection of fixtures featuring clean lines and sophisticated Alabaster style glass. The collection works well with a variety of interiors, as it blends well into its surrounding decor. Offered in Brushed Nickel or Heirloom Bronze finishes, as well as a Chrome finish for the wall/bath fixtures only. The assortment includes five-light, and three-light chandeliers (either with up-light or down-light), pendants in four sizes, both flush and semi-flush ceiling fixtures, as well as one-light, two-light, three-light and four-light wall/bath fixtures. Both incandescent lamping and ENERGY STAR-qualified LED lamping are available. Most of these fixtures easily convert to LED by purchasing LED replacement lamps sold separately. | CEILING | Windgate | Ceiling Lights | Heirloom Bronze | 782 | Steel | Alabaster Glass | D:9.90625" H:3.3125" |  |  | 2 Medium A19 9.3w |  | 2 | Yes | [14 empty] | 0 | [12 empty] | 68.48 | 136.96 | 205.44 | D:13'' H:11'' O:48 3/4'' | 4.4 | 13 |  |  | 11 | Center Lock-Up |  | 9.5 | 48.75 |  |  |  | No |  | No | [20 empty] | D:5'' W:7/8'' Round |  |  |  |  | 96 | Brown | 36 |  | Hardwired | 0 | 0 | 0 | 1 | 1 | 0 | 0 | 0 | 1 | 0 | 0 | 785652052323 | 19.25 | 14 | 6 | 5.5 | 0.936 | 175 | Yes | [8 empty] | ETL Dry | cETL Dry | WINDGATE 2L CEILING-782 | Two Light Semi-Flush Convertible Pendant |  | 77950EN3-782.jpg | 77950.jpg
77950EN3-962 | Two Light Semi-Flush Convertible Pendant | The Windgate lighting collection by Sea Gull Lighting is a sensibly, modernized and transitional selection of fixtures featuring clean lines and sophisticated Alabaster style glass. The collection works well with a variety of interiors, as it blends well into its surrounding decor. Offered in Brushed Nickel or Heirloom Bronze finishes, as well as a Chrome finish for the wall/bath fixtures only. The assortment includes five-light, and three-light chandeliers (either with up-light or down-light), pendants in four sizes, both flush and semi-flush ceiling fixtures, as well as one-light, two-light, three-light and four-light wall/bath fixtures. Both incandescent lamping and ENERGY STAR-qualified LED lamping are available. Most of these fixtures easily convert to LED by purchasing LED replacement lamps sold separately. | CEILING | Windgate | Ceiling Lights | Brushed Nickel | 962 | Steel | Alabaster Glass | D:9.90625" H:3.3125" |  |  | 2 Medium A19 9.3w |  | 2 | Yes | [14 empty] | 0 | [12 empty] | 68.48 | 136.96 | 205.44 | D:13'' H:11'' O:48 3/4'' | 4.4 | 13 |  |  | 11 | Center Lock-Up |  | 9.5 | 48.75 |  |  |  | No |  | No | [20 empty] | D:5'' W:7/8'' Round |  |  |  |  | 96 | Clear | 36 |  | Hardwired | 0 | 0 | 0 | 1 | 1 | 0 | 0 | 0 | 1 | 0 | 0 | 785652052330 | 19.25 | 14 | 6 | 5.5 | 0.936 | 175 | Yes | [8 empty] | ETL Dry | cETL Dry | WINDGATE 2L CEILING-962 | Two Light Semi-Flush Convertible Pendant |  | 77950EN3-962.jpg | 77950.jpg
77952-710 | Two Light Semi-Flush Convertible Pendant | The Stirling lighting collection by Sea Gull Lighting, with its chic style and eclectic twist brings clean, modern lines to a traditional soul. The Beige Linen drum shades combined with a Burnt Sienna finish or White Linen drum shades combined with a Brushed Nickel finish are both eye-catching and inviting. For the wall/bath fixtures only, a Chrome finish coupled with Opal Etched glass shades is also available. The assortment includes nine-light, five-light and three-light chandeliers, pendants in six sizes, both flush and semi-flush ceiling fixtures, a one-light wall sconce, as well as one-light, two-light, three-light and four-light wall/bath fixtures. Most of these fixtures easily convert to LED by purchasing LED replacement lamps sold separately. | CEILING | Stirling | Ceiling Lights | Burnt Sienna | 710 | Steel | Beige Linen Fabric | D:14" H:5.875" |  | Satin Etched Glass | 2 Medium A19 60w |  | 2 | No | [14 empty] | 0 | [12 empty] | 124.98 | 249.96 | 374.94 | D:14'' H:14 3/4'' O:137 1/4'' | 9.1 | 14 |  |  | 14.75 | Center Lock-Up |  | 12.75 | 137.25 |  |  |  | No |  | No | [20 empty] | D:5 1/2'' H:1 3/8'' Round |  |  |  |  | 144 | Brown | 120 |  | Hardwired | 0 | 0 | 0 | 0 | 1 | 0 | 0 | 1 | 1 | 0 | 0 | 785652182471 | 17 | 16.75 | 13.5 | 10.8 | 2.225 | 175 | Yes | [8 empty] | ETL Dry | cETL Dry | STIRLING 2L CEILING-710 | Two Light Semi-Flush Convertible Pendant |  | 77952-710.jpg | 77952.jpg
77952-962 | Two Light Semi-Flush Convertible Pendant | The Stirling lighting collection by Sea Gull Lighting, with its chic style and eclectic twist brings clean, modern lines to a traditional soul. The Beige Linen drum shades combined with a Burnt Sienna finish or White Linen drum shades combined with a Brushed Nickel finish are both eye-catching and inviting. For the wall/bath fixtures only, a Chrome finish coupled with Opal Etched glass shades is also available. The assortment includes nine-light, five-light and three-light chandeliers, pendants in six sizes, both flush and semi-flush ceiling fixtures, a one-light wall sconce, as well as one-light, two-light, three-light and four-light wall/bath fixtures. Most of these fixtures easily convert to LED by purchasing LED replacement lamps sold separately. | CEILING | Stirling | Ceiling Lights | Brushed Nickel | 962 | Steel | White Linen Fabric | D:14" H:5.875" |  | Satin Etched Glass | 2 Medium A19 60w |  | 2 | No | [14 empty] | 0 | [12 empty] | 124.98 | 249.96 | 374.94 | D:14'' H:14 3/4'' O:137 1/4'' | 9.1 | 14 |  |  | 14.75 | Center Lock-Up |  | 12.75 | 137.25 |  |  |  | No |  | No | [20 empty] | D:5 1/2'' H:1 3/8'' Round |  |  |  |  | 144 | Clear Silver | 120 |  | Hardwired | 0 | 0 | 0 | 0 | 1 | 0 | 0 | 1 | 1 | 0 | 0 | 785652027444 | 17 | 16.75 | 13.5 | 11.6 | 2.225 | 175 | Yes | [8 empty] | ETL Dry | cETL Dry | STIRLING 2L CEILING-962 | Two Light Semi-Flush Convertible Pendant |  | 77952-962.jpg | 77952.jpg
77952EN3-710 | Two Light Semi-Flush Convertible Pendant | The Stirling lighting collection by Sea Gull Lighting, with its chic style and eclectic twist brings clean, modern lines to a traditional soul. The Beige Linen drum shades combined with a Burnt Sienna finish or White Linen drum shades combined with a Brushed Nickel finish are both eye-catching and inviting. For the wall/bath fixtures only, a Chrome finish coupled with Opal Etched glass shades is also available. The assortment includes nine-light, five-light and three-light chandeliers, pendants in six sizes, both flush and semi-flush ceiling fixtures, a one-light wall sconce, as well as one-light, two-light, three-light and four-light wall/bath fixtures. Most of these fixtures easily convert to LED by purchasing LED replacement lamps sold separately. | CEILING | Stirling | Ceiling Lights | Burnt Sienna | 710 | Steel | Beige Linen Fabric | D:14" H:5.875" |  | Satin Etched Glass | 2 Medium A19 9.3w |  | 2 | Yes | [14 empty] | 0 | [12 empty] | 136.48 | 272.96 | 409.44 | D:14'' H:14 3/4'' O:137 1/4'' | 9.1 | 14 |  |  | 14.75 | Center Lock-Up |  | 12.75 | 137.25 |  |  |  | No |  | No | [20 empty] | D:5 1/2'' H:1 3/8'' Round |  |  |  |  | 144 | Brown | 120 |  | Hardwired | 0 | 0 | 0 | 1 | 1 | 0 | 0 | 0 | 1 | 0 | 0 | 785652052347 | 17 | 16.75 | 13.5 | 10.8 | 2.225 | 175 | Yes | [8 empty] | ETL Dry | cETL Dry | STIRLING 2L CEILING-710 | Two Light Semi-Flush Convertible Pendant |  | 77952EN3-710.jpg | 77952.jpg
77952EN3-962 | Two Light Semi-Flush Convertible Pendant | The Stirling lighting collection by Sea Gull Lighting, with its chic style and eclectic twist brings clean, modern lines to a traditional soul. The Beige Linen drum shades combined with a Burnt Sienna finish or White Linen drum shades combined with a Brushed Nickel finish are both eye-catching and inviting. For the wall/bath fixtures only, a Chrome finish coupled with Opal Etched glass shades is also available. The assortment includes nine-light, five-light and three-light chandeliers, pendants in six sizes, both flush and semi-flush ceiling fixtures, a one-light wall sconce, as well as one-light, two-light, three-light and four-light wall/bath fixtures. Most of these fixtures easily convert to LED by purchasing LED replacement lamps sold separately. | CEILING | Stirling | Ceiling Lights | Brushed Nickel | 962 | Steel | White Linen Fabric | D:14" H:5.875" |  | Satin Etched Glass | 2 Medium A19 9.3w |  | 2 | Yes | [14 empty] | 0 | [12 empty] | 136.48 | 272.96 | 409.44 | D:14'' H:14 3/4'' O:137 1/4'' | 9.1 | 14 |  |  | 14.75 | Center Lock-Up |  | 12.75 | 137.25 |  |  |  | No |  | No | [20 empty] | D:5 1/2'' H:1 3/8'' Round |  |  |  |  | 144 | Clear Silver | 120 |  | Hardwired | 0 | 0 | 0 | 1 | 1 | 0 | 0 | 0 | 1 | 0 | 0 | 785652052354 | 17 | 16.75 | 13.5 | 11.6 | 2.225 | 175 | Yes | [8 empty] | ETL Dry | cETL Dry | STIRLING 2L CEILING-962 | Two Light Semi-Flush Convertible Pendant |  | 77952EN3-962.jpg | 77952.jpg
78027-12 | Two Light Outdoor Ceiling Flush Mount | A bit of Shaker minimalism mixed with Arts and Crafts styling defines the transitional Hunnington outdoor lighting collection by Sea Gull Lighting. Equally at home in the city or the country, this timeless style will enhance the appearance of a home’s entrance with its clean, crisp lines. Offered in Weathered Pewter or Black finishes, with either Etched Seeded glass or Clear Seeded glass, the assortment includes a one-light outdoor pendant, small and large one-light outdoor wall lanterns, a one-light out door post lantern and a two-light outdoor ceiling flush mount. Both incandescent lamping and ENERGY STAR-qualified LED lamping (for those fixtures with the Etched Seeded glass) are available for most of the fixtures, and some can easily convert to LED by purchasing LED replacement lamps sold separately (for those with the Clear Seeded glass). | OUTDOOR | Hunnington | Outdoor Lighting | Black | 12 | Aluminum | Clear Seeded Glass | L:6.25" W:6.25" H:6.25" |  |  | 2 Medium A19 75w |  | 2 | No | [14 empty] | 0 | [12 empty] | 74.95 | N/A | 224.85 | W:10'' H:6 1/4'' | 4.4 |  |  | 10 | 6.25 | Key Slots | [6 empty] | No |  | No | [25 empty] | 6.5 |  |  |  | Hardwired | 0 | 0 | 0 | 0 | 1 | 0 | 0 | 1 | 0 | 0 | 0 | 785652228384 | 12.5 | 9.25 | 13.25 | 5.7 | 0.887 | 125 | Yes | [9 empty] | cETL Damp | HUNNINGTON 2L CEILING-12 | Two Light Outdoor Ceiling Flush Mount |  | 78027-12.jpg | 78027.jpg
78027-57 | Two Light Outdoor Ceiling Flush Mount | A bit of Shaker minimalism mixed with Arts and Crafts styling defines the transitional Hunnington outdoor lighting collection by Sea Gull Lighting. Equally at home in the city or the country, this timeless style will enhance the appearance of a home’s entrance with its clean, crisp lines. Offered in Weathered Pewter or Black finishes, with either Etched Seeded glass or Clear Seeded glass, the assortment includes a one-light outdoor pendant, small and large one-light outdoor wall lanterns, a one-light out door post lantern and a two-light outdoor ceiling flush mount. Both incandescent lamping and ENERGY STAR-qualified LED lamping (for those fixtures with the Etched Seeded glass) are available for most of the fixtures, and some can easily convert to LED by purchasing LED replacement lamps sold separately (for those with the Clear Seeded glass). | OUTDOOR | Hunnington | Outdoor Lighting | Weathered Pewter | 57 | Aluminum | Clear Seeded Glass | L:6.25" W:6.25" H:6.25" |  |  | 2 Medium A19 75w |  | 2 | No | [14 empty] | 0 | [12 empty] | 74.95 | N/A | 224.85 | W:10'' H:6 1/4'' | 4.4 |  |  | 10 | 6.25 | Key Slots | [6 empty] | No |  | No | [25 empty] | 6.5 |  |  |  | Hardwired | 0 | 0 | 0 | 0 | 1 | 0 | 0 | 1 | 0 | 0 | 0 | 785652224041 | 12.5 | 9.25 | 13.25 | 5.7 | 0.887 | 125 | Yes | [9 empty] | cETL Damp | HUNNINGTON 2L CEILING-57 | Two Light Outdoor Ceiling Flush Mount |  | 78027-57.jpg | 78027.jpg
78131-12 | Two Light Outdoor Ceiling Flush Mount | There is real curb appeal in the design details of the Herrington outdoor lighting collection by Sea Gull Lighting. Traditional elements are updated with contemporary lines with a sense of Asian-inspired styling. In a classic Black finish, the assortment is offered in both Clear Seeded and Etched White glass and includes a small and large one-light outdoor wall lanterns, a one-light outdoor pendant, a one-light outdoor post lantern and a two-light outdoor ceiling flush mount. Herrington is available in incandescent and ENERGY STAR-qualified LED models (Etched White Glass fixtures only), and all fixtures can easily convert to LED by purchasing LED replacement lamps sold separately. | OUTDOOR | Herrington | Outdoor Lighting | Black | 12 | Aluminum | Clear Seeded Glass | L:5.125" W:5.125" |  |  | 2 Medium A19 60w |  | 2 | No | [14 empty] | 0 | [12 empty] | 45.98 | N/A | 137.94 | L:10 3/4'' W:10 3/4'' H:6 1/2'' | 4.8 |  | 10.75 | 10.75 | 6.5 | Key Slots | [6 empty] | No |  | No | [25 empty] | 6.5 |  |  |  | Hardwired | 0 | 0 | 0 | 0 | 1 | 0 | 0 | 1 | 0 | 0 | 0 | 785652781315 | 12.75 | 12.75 | 9 | 6 | 0.847 | 125 | Yes | [9 empty] | cETL Damp | HERRINGTON 2L CEILING-12 | Two Light Outdoor Ceiling Flush Mount |  | 78131-12.jpg | 78131.jpg
78136-12 | Two Light Outdoor Ceiling Flush Mount | The Wynfield collection by Sea Gull Lighting complements classical home designs with its soft curves and colonial accents. A Black Powdercoat finish over a durable cast aluminum body adds dependable quality to an enduring style. Either Frosted glass or Clear Beveled glass give the fixtures distinct appeal. The assortment includes small, medium and large one-light outdoor wall lanterns, a two-light outdoor wall lantern, a two-light, outdoor post lantern and a two-light outdoor ceiling flush mount. The fixtures with Frosted glass are also available in an ENERGY STAR-qualified LED version, and the one-light fixtures with Clear Beveled glass can easily convert to LED by purchasing LED replacement lamps sold separately. | OUTDOOR | Wynfield | Outdoor Lighting | Black | 12 | Aluminum | Clear Beveled Glass | L:3.90625" W:5" H:4.4375" |  |  | 2 Medium A19 60w |  | 2 | No | [14 empty] | 0 | [12 empty] | 39.48 | 78.96 | 118.44 | D:12 3/4'' H:7 1/2'' | 3.9 | 12.75 |  |  | 7.5 | Key Slots | [6 empty] | No |  | No | [25 empty] | 6.5 | Black/White |  |  | Hardwired | 0 | 0 | 0 | 0 | 1 | 0 | 0 | 1 | 0 | 0 | 0 | 785652183393 | 14.25 | 12.25 | 10 | 5.2 | 1.01 | 175 | Yes | [8 empty] | ETL Damp | cETL Damp | WYNFIELD 2L CEILING-12 | Two Light Outdoor Ceiling Flush Mount |  | 78136-12.jpg | 78136.jpg
7813801-10 | One Light Outdoor Ceiling Flush Mount | The Outdoor Cylinder collection of ceiling and wall mount fixtures from Sea Gull Lighting are designed to mold, direct and shape light right where you need it. Available in White, Bronze or Painted Brushed Nickel finishes, the assortment includes small and large one-light outdoor ceiling flush mounts, small and large one-light outdoor wall lanterns and small and large two-light outdoor wall lanterns. For many of the fixtures incandescent and ENERGY STAR-qualified LED lamping is available, and many easily convert to LED by purchasing LED replacement lamps sold separately. Now, fixtures with integrated LED lamping options are also available. | OUTDOOR | Outdoor Cylinders | Outdoor Lighting | Bronze | 10 | Aluminum |  |  |  |  | 1 Medium BR30 65w |  | 1 | No | [14 empty] | 0 | [12 empty] | 27.98 | 55.96 | 83.94 | D:5 1/8'' H:6 5/8'' | 0.7 | 5.125 |  |  | 6.625 | Key Slots | [6 empty] | No |  | No | [25 empty] | 6 | Black/White |  |  | Hardwired | 0 | 0 | 0 | 0 | 1 | 0 | 0 | 1 | 0 | 0 | 0 | 785652273872 | 7 | 7 | 9 | 1.4 | 0.255 | 175 | Yes | 12 | 10785652273879 | 21.6 | 14.4 | 18.75 | 18.1 | 3.375 | Yes |  | cETL Wet | 5IN CYLINDER 1L CEILING-10 | One Light Outdoor Ceiling Flush Mount |  | 7813891S-10.jpg | 7813801.jpg
7813801-15 | One Light Outdoor Ceiling Flush Mount | The Outdoor Cylinder collection of ceiling and wall mount fixtures from Sea Gull Lighting are designed to mold, direct and shape light right where you need it. Available in White, Bronze or Painted Brushed Nickel finishes, the assortment includes small and large one-light outdoor ceiling flush mounts, small and large one-light outdoor wall lanterns and small and large two-light outdoor wall lanterns. For many of the fixtures incandescent and ENERGY STAR-qualified LED lamping is available, and many easily convert to LED by purchasing LED replacement lamps sold separately. Now, fixtures with integrated LED lamping options are also available. | OUTDOOR | Outdoor Cylinders | Outdoor Lighting | White | 15 | Aluminum |  |  |  |  | 1 Medium BR30 65w |  | 1 | No | [14 empty] | 0 | [12 empty] | 27.98 | 55.96 | 83.94 | D:5 1/8'' H:6 5/8'' | 0.7 | 5.125 |  |  | 6.625 | Key Slots | [6 empty] | No |  | No | [25 empty] | 6 | Black/White |  |  | Hardwired | 0 | 0 | 0 | 0 | 1 | 0 | 0 | 1 | 0 | 0 | 0 | 785652273889 | 8.5 | 7 | 7 | 1.4 | 0.241 | 175 | Yes | 12 | 10785652273886 | 21.5 | 18.5 | 14.25 | 18.3 | 3.28 | Yes |  | cETL Wet | 5IN CYLINDER 1L CEILING-15 | One Light Outdoor Ceiling Flush Mount |  | 7813801-15.jpg | 7813801.jpg
7813801-753 | One Light Outdoor Ceiling Flush Mount | The Outdoor Cylinder collection of ceiling and wall mount fixtures from Sea Gull Lighting are designed to mold, direct and shape light right where you need it. Available in White, Bronze or Painted Brushed Nickel finishes, the assortment includes small and large one-light outdoor ceiling flush mounts, small and large one-light outdoor wall lanterns and small and large two-light outdoor wall lanterns. For many of the fixtures incandescent and ENERGY STAR-qualified LED lamping is available, and many easily convert to LED by purchasing LED replacement lamps sold separately. Now, fixtures with integrated LED lamping options are also available. | OUTDOOR | Outdoor Cylinders | Outdoor Lighting | Painted Brushed Nickel | 753 | Aluminum |  |  |  |  | 1 Medium BR30 65w |  | 1 | No | [14 empty] | 0 | [12 empty] | 27.98 | 55.96 | 83.94 | D:5 1/8'' H:6 5/8'' | 0.7 | 5.125 |  |  | 6.625 | Key Slots | [6 empty] | No |  | No | [25 empty] | 6 | Black/White |  |  | Hardwired | 0 | 0 | 0 | 0 | 1 | 0 | 0 | 1 | 0 | 0 | 0 | 785652273896 | 7 | 7 | 9 | 1.4 | 0.255 | 175 | Yes | 12 | 10785652273893 | 21.6 | 14.4 | 18.75 | 18.1 | 3.375 | Yes |  | cETL Wet | 5IN CYLINDER 1L CEILING-753 | One Light Outdoor Ceiling Flush Mount |  | 7813801-753.jpg | 7813801.jpg
7813801EN3-10 | One Light Outdoor Ceiling Flush Mount | The Outdoor Cylinder collection of ceiling and wall mount fixtures from Sea Gull Lighting are designed to mold, direct and shape light right where you need it. Available in White, Bronze or Painted Brushed Nickel finishes, the assortment includes small and large one-light outdoor ceiling flush mounts, small and large one-light outdoor wall lanterns and small and large two-light outdoor wall lanterns. For many of the fixtures incandescent and ENERGY STAR-qualified LED lamping is available, and many easily convert to LED by purchasing LED replacement lamps sold separately. Now, fixtures with integrated LED lamping options are also available. | OUTDOOR | Outdoor Cylinders | Outdoor Lighting | Bronze | 10 | Aluminum |  |  |  |  | 1 Medium A19 9.3w |  | 1 | Yes | [14 empty] | 0 | [12 empty] | 31.98 | 63.96 | 95.94 | D:5 1/8'' H:6 5/8'' | 0.7 | 5.125 |  |  | 6.625 | Key Slots | [6 empty] | No |  | No | [25 empty] | 6 | Black/White |  |  | Hardwired | 0 | 0 | 0 | 1 | 1 | 0 | 0 | 0 | 0 | 0 | 0 | 785652052361 | 7 | 7 | 9 | 1.4 | 0.255 | 175 | Yes | 12 | 10785652052368 | 21.6 | 14 | 18.75 | 18.1 | 3.281 | Yes |  | cETL Wet | 5IN CYLINDER 1L CEILING-10 | One Light Outdoor Ceiling Flush Mount |  | 7813801EN3-10.jpg | 7813801.jpg
7813801EN3-15 | One Light Outdoor Ceiling Flush Mount | The Outdoor Cylinder collection of ceiling and wall mount fixtures from Sea Gull Lighting are designed to mold, direct and shape light right where you need it. Available in White, Bronze or Painted Brushed Nickel finishes, the assortment includes small and large one-light outdoor ceiling flush mounts, small and large one-light outdoor wall lanterns and small and large two-light outdoor wall lanterns. For many of the fixtures incandescent and ENERGY STAR-qualified LED lamping is available, and many easily convert to LED by purchasing LED replacement lamps sold separately. Now, fixtures with integrated LED lamping options are also available. | OUTDOOR | Outdoor Cylinders | Outdoor Lighting | White | 15 | Aluminum |  |  |  |  | 1 Medium A19 9.3w |  | 1 | Yes | [14 empty] | 0 | [12 empty] | 31.98 | 63.96 | 95.94 | D:5 1/8'' H:6 5/8'' | 0.7 | 5.125 |  |  | 6.625 | Key Slots | [6 empty] | No |  | No | [25 empty] | 6 | Black/White |  |  | Hardwired | 0 | 0 | 0 | 1 | 1 | 0 | 0 | 0 | 0 | 0 | 0 | 785652052378 | 8.5 | 7 | 7 | 1.4 | 0.241 | 175 | Yes | 12 | 10785652052375 | 21.5 | 18.5 | 14.25 | 18.3 | 3.28 | Yes |  | cETL Wet | 5IN CYLINDER 1L CEILING-15 | One Light Outdoor Ceiling Flush Mount |  | 7813801EN3-15.jpg | 7813801.jpg
7813801EN3-753 | One Light Outdoor Ceiling Flush Mount | The Outdoor Cylinder collection of ceiling and wall mount fixtures from Sea Gull Lighting are designed to mold, direct and shape light right where you need it. Available in White, Bronze or Painted Brushed Nickel finishes, the assortment includes small and large one-light outdoor ceiling flush mounts, small and large one-light outdoor wall lanterns and small and large two-light outdoor wall lanterns. For many of the fixtures incandescent and ENERGY STAR-qualified LED lamping is available, and many easily convert to LED by purchasing LED replacement lamps sold separately. Now, fixtures with integrated LED lamping options are also available. | OUTDOOR | Outdoor Cylinders | Outdoor Lighting | Painted Brushed Nickel | 753 | Aluminum |  |  |  |  | 1 Medium A19 9.3w |  | 1 | Yes | [14 empty] | 0 | [12 empty] | 31.98 | 63.96 | 95.94 | D:5 1/8'' H:6 5/8'' | 0.7 | 5.125 |  |  | 6.625 | Key Slots | [6 empty] | No |  | No | [25 empty] | 6 | Black/White |  |  | Hardwired | 0 | 0 | 0 | 1 | 1 | 0 | 0 | 0 | 0 | 0 | 0 | 785652052385 | 7 | 7 | 9 | 1.4 | 0.255 | 175 | Yes | 12 | 10785652052382 | 21.6 | 14.4 | 18.75 | 18.1 | 3.375 | Yes |  | cETL Wet | 5IN CYLINDER 1L CEILING-753 | One Light Outdoor Ceiling Flush Mount |  | 7813801EN3-753.jpg | 7813801.jpg
7813897S-10 | Small LED Ceiling Flush Mount | The Outdoor Cylinder collection of ceiling and wall mount fixtures from Sea Gull Lighting are designed to mold, direct and shape light right where you need it. Available in White, Bronze or Painted Brushed Nickel finishes, the assortment includes small and large one-light outdoor ceiling flush mounts, small and large one-light outdoor wall lanterns and small and large two-light outdoor wall lanterns. For many of the fixtures incandescent and ENERGY STAR-qualified LED lamping is available, and many easily convert to LED by purchasing LED replacement lamps sold separately. Now, fixtures with integrated LED lamping options are also available. | OUTDOOR | Outdoor Cylinders | Outdoor Lighting | Bronze | 10 | Aluminum | [6 empty] | 1 | No | 1000 | 2700 | 90 | 14 | 120 | 19 - Integrated | MODS - Modules |  | 5 | 100 | LED | 14 | 14 | 50000 | 0 | [12 empty] | 38.98 | 77.96 | 116.94 | D:5 1/8'' H:6 5/8'' | 0.7 | 5.125 |  |  | 6.625 | Key Slots | [6 empty] | No |  | No | [25 empty] | 6 | Black/White |  |  | Hardwired | 0 | 0 | 0 | 0 | 1 | 0 | 0 | 0 | 0 | 0 | 0 | 785652063619 | 9 | 7 | 6.75 | 1 | 0.246 | 175 | Yes | 12 | 10785652063616 | 21.25 | 18.5 | 14.25 | 14.2 | 3.242 | Yes |  | cETL Wet | 5IN CYLINDER LED CEILING-10 | Small LED Ceiling Flush Mount |  | 7813897S-10.jpg | 7813801.jpg
7813897S-15 | Small LED Ceiling Flush Mount | The Outdoor Cylinder collection of ceiling and wall mount fixtures from Sea Gull Lighting are designed to mold, direct and shape light right where you need it. Available in White, Bronze or Painted Brushed Nickel finishes, the assortment includes small and large one-light outdoor ceiling flush mounts, small and large one-light outdoor wall lanterns and small and large two-light outdoor wall lanterns. For many of the fixtures incandescent and ENERGY STAR-qualified LED lamping is available, and many easily convert to LED by purchasing LED replacement lamps sold separately. Now, fixtures with integrated LED lamping options are also available. | OUTDOOR | Outdoor Cylinders | Outdoor Lighting | White | 15 | Aluminum | [6 empty] | 1 | No | 1000 | 2700 | 90 | 14 | 120 | 19 - Integrated | MODS - Modules |  | 5 | 100 | LED | 14 | 14 | 50000 | 0 | [12 empty] | 38.98 | 77.96 | 116.94 | D:5 1/8'' H:6 5/8'' | 0.7 | 5.125 |  |  | 6.625 | Key Slots | [6 empty] | No |  | No | [25 empty] | 6 | Black/White |  |  | Hardwired | 0 | 0 | 0 | 0 | 1 | 0 | 0 | 0 | 0 | 0 | 0 | 785652063626 | 9 | 7 | 6.75 | 1.1 | 0.246 | 175 | Yes | 12 | 10785652063623 | 21.25 | 19 | 14.25 | 14.4 | 3.33 | Yes |  | cETL Wet | 5IN CYLINDER LED CEILING-15 | Small LED Ceiling Flush Mount |  | 7813897S-15.jpg | 7813801.jpg
7813897S-753 | Small LED Ceiling Flush Mount | The Outdoor Cylinder collection of ceiling and wall mount fixtures from Sea Gull Lighting are designed to mold, direct and shape light right where you need it. Available in White, Bronze or Painted Brushed Nickel finishes, the assortment includes small and large one-light outdoor ceiling flush mounts, small and large one-light outdoor wall lanterns and small and large two-light outdoor wall lanterns. For many of the fixtures incandescent and ENERGY STAR-qualified LED lamping is available, and many easily convert to LED by purchasing LED replacement lamps sold separately. Now, fixtures with integrated LED lamping options are also available. | OUTDOOR | Outdoor Cylinders | Outdoor Lighting | Painted Brushed Nickel | 753 | Aluminum | [6 empty] | 1 | No | 1000 | 2700 | 90 | 14 | 120 | 19 - Integrated | MODS - Modules |  | 5 | 100 | LED | 14 | 14 | 50000 | 0 | [12 empty] | 38.98 | 77.96 | 116.94 | D:5 1/8'' H:6 5/8'' | 0.7 | 5.125 |  |  | 6.625 | Key Slots | [6 empty] | No |  | No | [25 empty] | 6 | Black/White |  |  | Hardwired | 0 | 0 | 0 | 0 | 1 | 0 | 0 | 0 | 0 | 0 | 0 | 785652063633 | 9 | 7 | 6.75 | 1.1 | 0.246 | 175 | Yes | 12 | 10785652063630 | 21.25 | 18.5 | 14.5 | 14.1 | 3.299 | Yes |  | cETL Wet | 5IN CYLINDER LED CEILING-753 | Small LED Ceiling Flush Mount |  | 7813897S-753.jpg | 7813801.jpg
7813901-10 | Large One Light Outdoor Ceiling Flush Mount | The Outdoor Cylinder collection of ceiling and wall mount fixtures from Sea Gull Lighting are designed to mold, direct and shape light right where you need it. Available in White, Bronze or Painted Brushed Nickel finishes, the assortment includes small and large one-light outdoor ceiling flush mounts, small and large one-light outdoor wall lanterns and small and large two-light outdoor wall lanterns. For many of the fixtures incandescent and ENERGY STAR-qualified LED lamping is available, and many easily convert to LED by purchasing LED replacement lamps sold separately. Now, fixtures with integrated LED lamping options are also available. | OUTDOOR | Outdoor Cylinders | Outdoor Lighting | Bronze | 10 | Aluminum |  |  |  |  | 1 Medium BR40 100w |  | 1 | No | [14 empty] | 0 | [12 empty] | 48.95 | 97.9 | 146.85 | D:6'' H:9'' | 2.3 | 6 |  |  | 9 | Key Slots | [6 empty] | No |  | No | [25 empty] | 6 | Black/White |  |  | Hardwired | 0 | 0 | 0 | 0 | 1 | 0 | 0 | 1 | 0 | 0 | 0 | 785652273902 | 10.5 | 7.25 | 7.25 | 3 | 0.319 | 100 | Yes | 6 | 10785652273909 | 22.25 | 14.5 | 11.5 | 19.3 | 2.147 | Yes |  | cETL Wet | 6IN CYLINDER 1L CEILING-10 | Large One Light Outdoor Ceiling Flush Mount |  | 7813991S-10.jpg | 7813901.jpg
7813901-15 | Large One Light Outdoor Ceiling Flush Mount | The Outdoor Cylinder collection of ceiling and wall mount fixtures from Sea Gull Lighting are designed to mold, direct and shape light right where you need it. Available in White, Bronze or Painted Brushed Nickel finishes, the assortment includes small and large one-light outdoor ceiling flush mounts, small and large one-light outdoor wall lanterns and small and large two-light outdoor wall lanterns. For many of the fixtures incandescent and ENERGY STAR-qualified LED lamping is available, and many easily convert to LED by purchasing LED replacement lamps sold separately. Now, fixtures with integrated LED lamping options are also available. | OUTDOOR | Outdoor Cylinders | Outdoor Lighting | White | 15 | Aluminum |  |  |  |  | 1 Medium BR40 100w |  | 1 | No | [14 empty] | 0 | [12 empty] | 48.95 | 97.9 | 146.85 | D:6'' H:9'' | 2.3 | 6 |  |  | 9 | Key Slots | [6 empty] | No |  | No | [25 empty] | 6 | Black/White |  |  | Hardwired | 0 | 0 | 0 | 0 | 1 | 0 | 0 | 1 | 0 | 0 | 0 | 785652273919 | 10.5 | 7.18 | 7.18 | 3 | 0.313 | 100 | Yes | 6 | 10785652273916 | 22 | 14.8 | 11.75 | 19.7 | 2.214 | Yes |  | cETL Wet | 6IN CYLINDER 1L CEILING-15 | Large One Light Outdoor Ceiling Flush Mount |  | 7813901-15.jpg | 7813901.jpg
7813901-753 | Large One Light Outdoor Ceiling Flush Mount | The Outdoor Cylinder collection of ceiling and wall mount fixtures from Sea Gull Lighting are designed to mold, direct and shape light right where you need it. Available in White, Bronze or Painted Brushed Nickel finishes, the assortment includes small and large one-light outdoor ceiling flush mounts, small and large one-light outdoor wall lanterns and small and large two-light outdoor wall lanterns. For many of the fixtures incandescent and ENERGY STAR-qualified LED lamping is available, and many easily convert to LED by purchasing LED replacement lamps sold separately. Now, fixtures with integrated LED lamping options are also available. | OUTDOOR | Outdoor Cylinders | Outdoor Lighting | Painted Brushed Nickel | 753 | Aluminum |  |  |  |  | 1 Medium BR40 100w |  | 1 | No | [14 empty] | 0 | [12 empty] | 48.95 | 97.9 | 146.85 | D:6'' H:9'' | 2.3 | 6 |  |  | 9 | Key Slots | [6 empty] | No |  | No | [25 empty] | 6 | Black/White |  |  | Hardwired | 0 | 0 | 0 | 0 | 1 | 0 | 0 | 1 | 0 | 0 | 0 | 785652273926 | 10.5 | 7.25 | 7.25 | 3 | 0.319 | 100 | Yes | 6 | 10785652273923 | 22.25 | 14.5 | 11.5 | 19.3 | 2.147 | Yes |  | cETL Wet | 6IN CYLINDER 1L CEILING-753 | Large One Light Outdoor Ceiling Flush Mount |  | 7813901-753.jpg | 7813901.jpg
7813901EN3-10 | Large One Light Outdoor Ceiling Flush Mount | The Outdoor Cylinder collection of ceiling and wall mount fixtures from Sea Gull Lighting are designed to mold, direct and shape light right where you need it. Available in White, Bronze or Painted Brushed Nickel finishes, the assortment includes small and large one-light outdoor ceiling flush mounts, small and large one-light outdoor wall lanterns and small and large two-light outdoor wall lanterns. For many of the fixtures incandescent and ENERGY STAR-qualified LED lamping is available, and many easily convert to LED by purchasing LED replacement lamps sold separately. Now, fixtures with integrated LED lamping options are also available. | OUTDOOR | Outdoor Cylinders | Outdoor Lighting | Bronze | 10 | Aluminum |  |  |  |  | 1 Medium A19 9.3w |  | 1 | Yes | [14 empty] | 0 | [12 empty] | 51.45 | 102.9 | 154.35 | D:6'' H:9'' | 2.3 | 6 |  |  | 9 | Key Slots | [6 empty] | No |  | No | [25 empty] | 6 | Black/White |  |  | Hardwired | 0 | 0 | 0 | 1 | 1 | 0 | 0 | 0 | 0 | 0 | 0 | 785652052392 | 10.5 | 7.25 | 7.25 | 3 | 0.319 | 100 | Yes | 6 | 10785652052399 | 22.25 | 14.5 | 11.5 | 19.3 | 2.147 | Yes |  | cETL Wet | 6IN CYLINDER 1L CEILING-10 | Large One Light Outdoor Ceiling Flush Mount |  | 7813901EN3-10.jpg | 7813901.jpg
7813901EN3-15 | Large One Light Outdoor Ceiling Flush Mount | The Outdoor Cylinder collection of ceiling and wall mount fixtures from Sea Gull Lighting are designed to mold, direct and shape light right where you need it. Available in White, Bronze or Painted Brushed Nickel finishes, the assortment includes small and large one-light outdoor ceiling flush mounts, small and large one-light outdoor wall lanterns and small and large two-light outdoor wall lanterns. For many of the fixtures incandescent and ENERGY STAR-qualified LED lamping is available, and many easily convert to LED by purchasing LED replacement lamps sold separately. Now, fixtures with integrated LED lamping options are also available. | OUTDOOR | Outdoor Cylinders | Outdoor Lighting | White | 15 | Aluminum |  |  |  |  | 1 Medium A19 9.3w |  | 1 | Yes | [14 empty] | 0 | [12 empty] | 54.48 | 108.96 | 163.44 | D:6'' H:9'' | 2.3 | 6 |  |  | 9 | Key Slots | [6 empty] | No |  | No | [25 empty] | 6 | Black/White |  |  | Hardwired | 0 | 0 | 0 | 1 | 1 | 0 | 0 | 0 | 0 | 0 | 0 | 785652052408 | 10.5 | 7.18 | 7.18 | 3 | 0.313 | 100 | Yes | 6 | 10785652052405 | 22 | 14.8 | 11.75 | 19.7 | 2.214 | Yes |  | cETL Wet | 6IN CYLINDER 1L CEILING-15 | Large One Light Outdoor Ceiling Flush Mount |  | 7813901EN3-15.jpg | 7813901.jpg
7813901EN3-753 | Large One Light Outdoor Ceiling Flush Mount | The Outdoor Cylinder collection of ceiling and wall mount fixtures from Sea Gull Lighting are designed to mold, direct and shape light right where you need it. Available in White, Bronze or Painted Brushed Nickel finishes, the assortment includes small and large one-light outdoor ceiling flush mounts, small and large one-light outdoor wall lanterns and small and large two-light outdoor wall lanterns. For many of the fixtures incandescent and ENERGY STAR-qualified LED lamping is available, and many easily convert to LED by purchasing LED replacement lamps sold separately. Now, fixtures with integrated LED lamping options are also available. | OUTDOOR | Outdoor Cylinders | Outdoor Lighting | Painted Brushed Nickel | 753 | Aluminum |  |  |  |  | 1 Medium A19 9.3w |  | 1 | Yes | [14 empty] | 0 | [12 empty] | 51.45 | 102.9 | 154.35 | D:6'' H:9'' | 2.3 | 6 |  |  | 9 | Key Slots | [6 empty] | No |  | No | [25 empty] | 6 | Black/White |  |  | Hardwired | 0 | 0 | 0 | 1 | 1 | 0 | 0 | 0 | 0 | 0 | 0 | 785652052415 | 10.5 | 7.25 | 7.25 | 3 | 0.319 | 100 | Yes | 6 | 10785652052412 | 22.25 | 14.5 | 11.5 | 19.3 | 2.147 | Yes |  | cETL Wet | 6IN CYLINDER 1L CEILING-753 | Large One Light Outdoor Ceiling Flush Mount |  | 7813901EN3-753.jpg | 7813901.jpg
7813997S-10 | Large LED Ceiling Flush Mount | The Outdoor Cylinder collection of ceiling and wall mount fixtures from Sea Gull Lighting are designed to mold, direct and shape light right where you need it. Available in White, Bronze or Painted Brushed Nickel finishes, the assortment includes small and large one-light outdoor ceiling flush mounts, small and large one-light outdoor wall lanterns and small and large two-light outdoor wall lanterns. For many of the fixtures incandescent and ENERGY STAR-qualified LED lamping is available, and many easily convert to LED by purchasing LED replacement lamps sold separately. Now, fixtures with integrated LED lamping options are also available. | OUTDOOR | Outdoor Cylinders | Outdoor Lighting | Bronze | 10 | Aluminum | [6 empty] | 1 | No | 1000 | 2700 | 90 | 14 | 120 | 19 - Integrated | MODS - Modules |  | 5 | 100 | LED | 14 | 14 | 50000 | 0 | [12 empty] | 62.48 | 124.96 | 187.44 | D:6'' H:9'' | 2.3 | 6 |  |  | 9 | Key Slots | [6 empty] | No |  | No | [25 empty] | 6 | Black/White |  |  | Hardwired | 0 | 0 | 0 | 0 | 1 | 0 | 0 | 0 | 0 | 0 | 0 | 785652063640 | 10.5 | 7.25 | 7.25 | 2.5 | 0.319 | 125 | Yes | 6 | 10785652063647 | 21.75 | 14.75 | 11.5 | 16.6 | 2.135 | Yes |  | cETL Wet | 6IN CYLINDER LED CEILING-10 | Large LED Ceiling Flush Mount |  | 7813997S-10.jpg | 7813901.jpg
7813997S-15 | Large LED Ceiling Flush Mount | The Outdoor Cylinder collection of ceiling and wall mount fixtures from Sea Gull Lighting are designed to mold, direct and shape light right where you need it. Available in White, Bronze or Painted Brushed Nickel finishes, the assortment includes small and large one-light outdoor ceiling flush mounts, small and large one-light outdoor wall lanterns and small and large two-light outdoor wall lanterns. For many of the fixtures incandescent and ENERGY STAR-qualified LED lamping is available, and many easily convert to LED by purchasing LED replacement lamps sold separately. Now, fixtures with integrated LED lamping options are also available. | OUTDOOR | Outdoor Cylinders | Outdoor Lighting | White | 15 | Aluminum | [6 empty] | 1 | No | 1000 | 2700 | 90 | 14 | 120 | 19 - Integrated | MODS - Modules |  | 5 | 100 | LED | 14 | 14 | 50000 | 0 | [12 empty] | 59.45 | 118.9 | 178.35 | D:6'' H:9'' | 2.3 | 6 |  |  | 9 | Key Slots | [6 empty] | No |  | No | [25 empty] | 6 | Black/White |  |  | Hardwired | 0 | 0 | 0 | 0 | 1 | 0 | 0 | 0 | 0 | 0 | 0 | 785652063657 | 10.5 | 7.25 | 7.25 | 2.5 | 0.319 | 125 | Yes | 6 | 10785652063654 | 21.75 | 14.75 | 11.5 | 16.6 | 2.135 | Yes |  | cETL Wet | 6IN CYLINDER 1L CEILING-15 | Large LED Ceiling Flush Mount |  | 7813997S-15.jpg | 7813901.jpg
7813997S-753 | Large LED Ceiling Flush Mount | The Outdoor Cylinder collection of ceiling and wall mount fixtures from Sea Gull Lighting are designed to mold, direct and shape light right where you need it. Available in White, Bronze or Painted Brushed Nickel finishes, the assortment includes small and large one-light outdoor ceiling flush mounts, small and large one-light outdoor wall lanterns and small and large two-light outdoor wall lanterns. For many of the fixtures incandescent and ENERGY STAR-qualified LED lamping is available, and many easily convert to LED by purchasing LED replacement lamps sold separately. Now, fixtures with integrated LED lamping options are also available. | OUTDOOR | Outdoor Cylinders | Outdoor Lighting | Painted Brushed Nickel | 753 | Aluminum | [6 empty] | 1 | No | 1000 | 2700 | 90 | 14 | 120 | 19 - Integrated | MODS - Modules |  | 5 | 100 | LED | 14 | 14 | 50000 | 0 | [12 empty] | 59.45 | 118.9 | 178.35 | D:6'' H:9'' | 2.3 | 6 |  |  | 9 | Key Slots | [6 empty] | No |  | No | [25 empty] | 6 | Black/White |  |  | Hardwired | 0 | 0 | 0 | 0 | 1 | 0 | 0 | 0 | 0 | 0 | 0 | 785652063664 | 10.5 | 7.25 | 7.25 | 2.5 | 0.319 | 125 | Yes | 6 | 10785652063661 | 21.75 | 14.75 | 11.5 | 16.6 | 2.135 | Yes |  | cETL Wet | 6IN CYLINDER LED CEILING-753 | Large LED Ceiling Flush Mount |  | 7813997S-753.jpg | 7813901.jpg
7821402-12 | Two Light Outdoor Ceiling Flush Mount | Old and new worlds come together in the Colonial-inspired Lakeview Collection which is Sea Gull Lighting’s first full aluminum outdoor collection to offer options with integrated LED lighting (all of which consume less than 10 watts of power). The cylindrical lantern features a decorative crisscross detail centered on each pane of glass. Offered in Antique Bronze and Black finishes, the full outdoor lighting collection offers a one-light pendant, two-light flush mount, one-light post lantern and one-light wall lanterns in various heights. In addition to incandescent options, long-lasting LED options (which both feature Clear Seeded glass) and ENERGY STAR-qualified LED options (which feature Etched Seeded glass) are also available. | OUTDOOR | Lakeview | Outdoor Lighting | Black | 12 | Aluminum | Clear Seeded Glass |  |  |  | 2 Medium A19 60w |  | 2 | No | [14 empty] | 0 | [12 empty] | 96.98 | 193.96 | 290.94 | D:13'' H:5 1/2'' | 4.8 | 13 |  |  | 5.5 | Key Slots | [6 empty] | No |  | No | [23 empty] | D:13'' H:1 1/4'' Round |  | 6 | Black/White |  |  | Hardwired | 0 | 0 | 0 | 0 | 1 | 0 | 0 | 1 | 0 | 0 | 0 | 785652237515 | 16 | 16 | 8 | 6.7 | 1.185 | 175 | Yes | [9 empty] | cETL Damp | LAKEVIEW 2L CEILING-12 | Two Light Outdoor Ceiling Flush Mount |  | 7821402-12.jpg | 7821402.jpg
7821402-71 | Two Light Outdoor Ceiling Flush Mount | Old and new worlds come together in the Colonial-inspired Lakeview Collection which is Sea Gull Lighting’s first full aluminum outdoor collection to offer options with integrated LED lighting (all of which consume less than 10 watts of power). The cylindrical lantern features a decorative crisscross detail centered on each pane of glass. Offered in Antique Bronze and Black finishes, the full outdoor lighting collection offers a one-light pendant, two-light flush mount, one-light post lantern and one-light wall lanterns in various heights. In addition to incandescent options, long-lasting LED options (which both feature Clear Seeded glass) and ENERGY STAR-qualified LED options (which feature Etched Seeded glass) are also available. | OUTDOOR | Lakeview | Outdoor Lighting | Antique Bronze | 71 | Aluminum | Clear Seeded Glass |  |  |  | 2 Medium A19 60w |  | 2 | No | [14 empty] | 0 | [12 empty] | 96.98 | 193.96 | 290.94 | D:13'' H:5 1/2'' | 4.8 | 13 |  |  | 5.5 | Key Slots | [6 empty] | No |  | No | [23 empty] | D:13'' H:1 1/4'' Round |  | 6 | Black/White |  |  | Hardwired | 0 | 0 | 0 | 0 | 1 | 0 | 0 | 1 | 0 | 0 | 0 | 785652273407 | 16 | 16 | 8 | 6.7 | 1.185 | 175 | Yes | [9 empty] | cETL Damp | LAKEVIEW 2L CEILING-71 | Two Light Outdoor Ceiling Flush Mount |  | 7821402-71.jpg | 7821402.jpg
7824402-12 | Two Light Outdoor Ceiling Flush Mount | The Sauganash outdoor lighting collection by Sea Gull Lighting has a distinct industrial inspiration with an external cage detail finished in either Antique Bronze or Black finishes over Clear Seeded or Etched Seeded glass shades to complete the look. The assortment includes small and large one-light outdoor wall lanterns (available in Dark Sky versions too), a one-light outdoor post lantern, a one-light outdoor pendant and a two-light outdoor ceiling flush mount. Both incandescent lamping and ENERGY STAR-qualified LED lamping are available. Most of these fixtures easily convert to LED by purchasing LED replacement lamps sold separately. | OUTDOOR | Sauganash | Outdoor Lighting | Black | 12 | Aluminum | Clear Seeded Glass | D:11" H:5.25" | D:11" |  | 2 Medium A19 75w |  | 2 | No | [14 empty] | 0 | [12 empty] | 149.98 | 299.96 | 449.94 | D:12 1/4'' H:5 1/2'' | 4.8 | 12.25 |  |  | 5.5 | Universal Mounting Plate | [6 empty] | No |  | No | [25 empty] | 8 | Black/White |  |  | Hardwired | 0 | 0 | 0 | 0 | 1 | 0 | 0 | 1 | 0 | 0 | 0 | 785652238239 | 15 | 15 | 9.75 | 6 | 1.27 | 175 | Yes | [9 empty] | cETL Damp | SAUGANASH 2L CEILING-12 | Two Light Outdoor Ceiling Flush Mount |  | 7824402-12.jpg | 7824402.jpg
7824402-71 | Two Light Outdoor Ceiling Flush Mount | The Sauganash outdoor lighting collection by Sea Gull Lighting has a distinct industrial inspiration with an external cage detail finished in either Antique Bronze or Black finishes over Clear Seeded or Etched Seeded glass shades to complete the look. The assortment includes small and large one-light outdoor wall lanterns (available in Dark Sky versions too), a one-light outdoor post lantern, a one-light outdoor pendant and a two-light outdoor ceiling flush mount. Both incandescent lamping and ENERGY STAR-qualified LED lamping are available. Most of these fixtures easily convert to LED by purchasing LED replacement lamps sold separately. | OUTDOOR | Sauganash | Outdoor Lighting | Antique Bronze | 71 | Aluminum |  |  |  | Clear Seeded Glass | 2 Medium A19 75w |  | 2 | No | [14 empty] | 0 | [12 empty] | 149.98 | 299.96 | 449.94 | D:12 1/4'' H:5 1/2'' | 4.8 | 12.25 |  |  | 5.5 | Universal Mounting Plate | [6 empty] | No |  | No | [25 empty] | 8 | Black/White |  |  | Hardwired | 0 | 0 | 0 | 0 | 1 | 0 | 0 | 1 | 0 | 0 | 0 | 785652246098 | 15 | 15 | 9.5 | 6 | 1.237 | 175 | Yes | [9 empty] | cETL Damp | SAUGANASH 2L CEILING-71 | Two Light Outdoor Ceiling Flush Mount |  | 7824402-71.jpg | 7824402.jpg
7824452-12 | Two Light Outdoor Ceiling Flush Mount | The Sauganash outdoor lighting collection by Sea Gull Lighting has a distinct industrial inspiration with an external cage detail finished in either Antique Bronze or Black finishes over Clear Seeded or Etched Seeded glass shades to complete the look. The assortment includes small and large one-light outdoor wall lanterns (available in Dark Sky versions too), a one-light outdoor post lantern, a one-light outdoor pendant and a two-light outdoor ceiling flush mount. Both incandescent lamping and ENERGY STAR-qualified LED lamping are available. Most of these fixtures easily convert to LED by purchasing LED replacement lamps sold separately. | OUTDOOR | Sauganash | Outdoor Lighting | Black | 12 | Aluminum | Etched Seeded Glass | D:11" H:5.25" | D:11" |  | 2 Medium A19 75w |  | 2 | No | [14 empty] | 0 | [12 empty] | 149.98 | 299.96 | 449.94 | D:12 1/4'' H:5 1/2'' | 4.8 | 12.25 |  |  | 5.5 | Universal Mounting Plate | [6 empty] | No |  | No | [25 empty] | 8 | Black/White |  |  | Hardwired | 0 | 0 | 0 | 0 | 1 | 0 | 0 | 1 | 0 | 0 | 0 | 785652109416 | 15.25 | 15.25 | 9.75 | 6.4 | 1.312 | 175 | Yes | [9 empty] | cETL Damp | SAUGANASH 2L CEILING-12 | Two Light Outdoor Ceiling Flush Mount |  | 7824452-12.jpg | 7824402.jpg
7824452-71 | Two Light Outdoor Ceiling Flush Mount | The Sauganash outdoor lighting collection by Sea Gull Lighting has a distinct industrial inspiration with an external cage detail finished in either Antique Bronze or Black finishes over Clear Seeded or Etched Seeded glass shades to complete the look. The assortment includes small and large one-light outdoor wall lanterns (available in Dark Sky versions too), a one-light outdoor post lantern, a one-light outdoor pendant and a two-light outdoor ceiling flush mount. Both incandescent lamping and ENERGY STAR-qualified LED lamping are available. Most of these fixtures easily convert to LED by purchasing LED replacement lamps sold separately. | OUTDOOR | Sauganash | Outdoor Lighting | Antique Bronze | 71 | Aluminum | Etched Seeded Glass | D:11" H:5.25" | D:11" |  | 2 Medium A19 75w |  | 2 | No | [14 empty] | 0 | [12 empty] | 149.98 | 299.96 | 449.94 | D:12 1/4'' H:5 1/2'' | 4.8 | 12.25 |  |  | 5.5 | Universal Mounting Plate | [6 empty] | No |  | No | [25 empty] | 8 | Black/White |  |  | Hardwired | 0 | 0 | 0 | 0 | 1 | 0 | 0 | 1 | 0 | 0 | 0 | 785652109423 | 15.25 | 15.25 | 9.75 | 6.2 | 1.312 | 175 | Yes | [9 empty] | cETL Damp | SAUGANASH 2L CEILING-71 | Two Light Outdoor Ceiling Flush Mount |  | 7824452-71.jpg | 7824402.jpg
7824452EN3-12 | Two Light Outdoor Ceiling Flush Mount | The Sauganash outdoor lighting collection by Sea Gull Lighting has a distinct industrial inspiration with an external cage detail finished in either Antique Bronze or Black finishes over Clear Seeded or Etched Seeded glass shades to complete the look. The assortment includes small and large one-light outdoor wall lanterns (available in Dark Sky versions too), a one-light outdoor post lantern, a one-light outdoor pendant and a two-light outdoor ceiling flush mount. Both incandescent lamping and ENERGY STAR-qualified LED lamping are available. Most of these fixtures easily convert to LED by purchasing LED replacement lamps sold separately. | OUTDOOR | Sauganash | Outdoor Lighting | Black | 12 | Aluminum | Etched Seeded Glass | D:11" H:5.25" | D:11" |  | 2 Medium A19 9.3w |  | 2 | Yes | [14 empty] | 0 | [12 empty] | 158.48 | 316.96 | 475.44 | D:12 1/4'' H:5 1/2'' | 4.8 | 12.25 |  |  | 5.5 | Universal Mounting Plate | [6 empty] | No |  | No | [25 empty] | 8 | Black/White |  |  | Hardwired | 0 | 0 | 0 | 1 | 1 | 0 | 0 | 0 | 0 | 0 | 0 | 785652052422 | 15.25 | 15.25 | 9.75 | 6.4 | 1.312 | 175 | Yes | [9 empty] | cETL Damp | SAUGANASH 2L CEILING-12 | Two Light Outdoor Ceiling Flush Mount |  | 7824452EN3-12.jpg | 7824452.jpg
7824452EN3-71 | Two Light Outdoor Ceiling Flush Mount | The Sauganash outdoor lighting collection by Sea Gull Lighting has a distinct industrial inspiration with an external cage detail finished in either Antique Bronze or Black finishes over Clear Seeded or Etched Seeded glass shades to complete the look. The assortment includes small and large one-light outdoor wall lanterns (available in Dark Sky versions too), a one-light outdoor post lantern, a one-light outdoor pendant and a two-light outdoor ceiling flush mount. Both incandescent lamping and ENERGY STAR-qualified LED lamping are available. Most of these fixtures easily convert to LED by purchasing LED replacement lamps sold separately. | OUTDOOR | Sauganash | Outdoor Lighting | Antique Bronze | 71 | Aluminum | Etched Seeded Glass | D:11" H:5.25" | D:11" |  | 2 Medium A19 9.3w |  | 2 | Yes | [14 empty] | 0 | [12 empty] | 158.48 | 316.96 | 475.44 | D:12 1/4'' H:5 1/2'' | 4.8 | 12.25 |  |  | 5.5 | Universal Mounting Plate | [6 empty] | No |  | No | [25 empty] | 8 | Black/White |  |  | Hardwired | 0 | 0 | 0 | 1 | 1 | 0 | 0 | 0 | 0 | 0 | 0 | 785652052439 | 15.25 | 15.25 | 9.75 | 6.4 | 1.312 | 175 | Yes | [9 empty] | cETL Damp | SAUGANASH 2L CEILING-71 | Two Light Outdoor Ceiling Flush Mount |  | 7824452EN3-71.jpg | 7824452.jpg
7836302-12 | Two Light Outdoor Ceiling Flush Mount | The stately Childress outdoor lighting collection by Sea Gull Lighting is rich with design elements contributing to its traditional silhouette. A shepherd’s crook, chamfered roof line, cut-corner-square body with Satin Etched glass and a small bottom finial all add detail and visual interest. Made of durable cast aluminum, a stepped-edge backplate completes the traditional look. Offered in Antique Bronze or Black finish, the lighting fixtures include a two-light outdoor ceiling flush mount, an extra large two-light outdoor wall lantern, small, medium and large one-light outdoor wall lanterns, a one-light outdoor pendant; and a one-light outdoor post lantern. Incandescent, integrated LED and ENERGY STAR-qualified LED lamping are available. The advanced, integrated LED option has warm-on-dim technology that warms in color when dimmed, going from 2700K to 2200K and is California Title 24 compliant. | OUTDOOR | Childress | Outdoor Lighting | Black | 12 | Die Cast Aluminum | Satin Etched Glass |  |  |  | 2 Medium A19 60w |  | 2 | No | [14 empty] | 0 | [12 empty] | 109.48 | 218.96 | 328.44 | L:13 1/2'' W:13 1/2'' H:8 1/4'' | 6.1 |  | 13.5 | 13.5 | 8.25 | Cap Nuts | [6 empty] | No |  | No | [20 empty] | DP:3/4'' W:13 1/2'' H:13 1/2'' Octagonal |  |  |  |  | 6 | Black/White |  |  | Hardwired | 0 | 0 | 0 | 0 | 1 | 0 | 0 | 1 | 0 | 0 | 0 | 785652107177 | 17 | 16.5 | 9.75 | 8.1 | 1.583 | 175 | Yes | [9 empty] | cETL Damp | CHILDRESS 2L CEILING-12 | Two Light Outdoor Ceiling Flush Mount |  | 7836302-12.jpg | 7836302.jpg
7836302-71 | Two Light Outdoor Ceiling Flush Mount | The stately Childress outdoor lighting collection by Sea Gull Lighting is rich with design elements contributing to its traditional silhouette. A shepherd’s crook, chamfered roof line, cut-corner-square body with Satin Etched glass and a small bottom finial all add detail and visual interest. Made of durable cast aluminum, a stepped-edge backplate completes the traditional look. Offered in Antique Bronze or Black finish, the lighting fixtures include a two-light outdoor ceiling flush mount, an extra large two-light outdoor wall lantern, small, medium and large one-light outdoor wall lanterns, a one-light outdoor pendant; and a one-light outdoor post lantern. Incandescent, integrated LED and ENERGY STAR-qualified LED lamping are available. The advanced, integrated LED option has warm-on-dim technology that warms in color when dimmed, going from 2700K to 2200K and is California Title 24 compliant. | OUTDOOR | Childress | Outdoor Lighting | Antique Bronze | 71 | Die Cast Aluminum | Satin Etched Glass |  |  |  | 2 Medium A19 60w |  | 2 | No | [14 empty] | 0 | [12 empty] | 109.48 | 218.96 | 328.44 | L:13 1/2'' W:13 1/2'' H:8 1/4'' | 6.1 |  | 13.5 | 13.5 | 8.25 | Cap Nuts | [6 empty] | No |  | No | [20 empty] | DP:3/4'' W:13 1/2'' H:13 1/2'' Octagonal |  |  |  |  | 6 | Black/White |  |  | Hardwired | 0 | 0 | 0 | 0 | 1 | 0 | 0 | 1 | 0 | 0 | 0 | 785652107184 | 17 | 16.5 | 9.75 | 8.1 | 1.583 | 175 | Yes | [9 empty] | cETL Damp | CHILDRESS 2L CEILING-71 | Two Light Outdoor Ceiling Flush Mount |  | 7836302-71.jpg | 7836302.jpg
7836302EN3-12 | Two Light Outdoor Ceiling Flush Mount | The stately Childress outdoor lighting collection by Sea Gull Lighting is rich with design elements contributing to its traditional silhouette. A shepherd’s crook, chamfered roof line, cut-corner-square body with Satin Etched glass and a small bottom finial all add detail and visual interest. Made of durable cast aluminum, a stepped-edge backplate completes the traditional look. Offered in Antique Bronze or Black finish, the lighting fixtures include a two-light outdoor ceiling flush mount, an extra large two-light outdoor wall lantern, small, medium and large one-light outdoor wall lanterns, a one-light outdoor pendant; and a one-light outdoor post lantern. Incandescent, integrated LED and ENERGY STAR-qualified LED lamping are available. The advanced, integrated LED option has warm-on-dim technology that warms in color when dimmed, going from 2700K to 2200K and is California Title 24 compliant. | OUTDOOR | Childress | Outdoor Lighting | Black | 12 | Die Cast Aluminum | Satin Etched Glass |  |  |  | 2 Medium A19 9.3w |  | 2 | Yes | [14 empty] | 0 | [12 empty] | 120.48 | 240.96 | 361.44 | L:13 1/2'' W:13 1/2'' H:8 1/4'' | 6.1 |  | 13.5 | 13.5 | 8.25 | Cap Nuts | [6 empty] | No |  | No | [20 empty] | DP:3/4'' W:13 1/2'' H:13 1/2'' Octagonal |  |  |  |  | 6 | Black/White |  |  | Hardwired | 0 | 0 | 0 | 1 | 1 | 0 | 0 | 0 | 0 | 0 | 0 | 785652052446 | 17 | 17 | 10.25 | 8.1 | 1.714 | 175 | Yes | [9 empty] | cETL Damp | CHILDRESS 2L CEILING-12 | Two Light Outdoor Ceiling Flush Mount |  | 7836302EN3-12.jpg | 7836302.jpg
7836302EN3-71 | Two Light Outdoor Ceiling Flush Mount | The stately Childress outdoor lighting collection by Sea Gull Lighting is rich with design elements contributing to its traditional silhouette. A shepherd’s crook, chamfered roof line, cut-corner-square body with Satin Etched glass and a small bottom finial all add detail and visual interest. Made of durable cast aluminum, a stepped-edge backplate completes the traditional look. Offered in Antique Bronze or Black finish, the lighting fixtures include a two-light outdoor ceiling flush mount, an extra large two-light outdoor wall lantern, small, medium and large one-light outdoor wall lanterns, a one-light outdoor pendant; and a one-light outdoor post lantern. Incandescent, integrated LED and ENERGY STAR-qualified LED lamping are available. The advanced, integrated LED option has warm-on-dim technology that warms in color when dimmed, going from 2700K to 2200K and is California Title 24 compliant. | OUTDOOR | Childress | Outdoor Lighting | Antique Bronze | 71 | Die Cast Aluminum | Satin Etched Glass |  |  |  | 2 Medium A19 9.3w |  | 2 | Yes | [14 empty] | 0 | [12 empty] | 120.48 | 240.96 | 361.44 | L:13 1/2'' W:13 1/2'' H:8 1/4'' | 6.1 |  | 13.5 | 13.5 | 8.25 | Cap Nuts | [6 empty] | No |  | No | [20 empty] | DP:3/4'' W:13 1/2'' H:13 1/2'' Octagonal |  |  |  |  | 6 | Black/White |  |  | Hardwired | 0 | 0 | 0 | 1 | 1 | 0 | 0 | 0 | 0 | 0 | 0 | 785652052453 | 17 | 17 | 10.25 | 8.1 | 1.714 | 175 | Yes | [9 empty] | cETL Damp | CHILDRESS 2L CEILING-71 | Two Light Outdoor Ceiling Flush Mount |  | 7836302EN3-71.jpg | 7836302.jpg
7847902-12 | Two Light Outdoor Ceiling Flush Mount | The transitional Crowell outdoor lighting collection by Sea Gull Lighting conveys Art Deco influences with its linear, vertical details and clean, overall design. Their large scale gives these light fixtures real presence without competing with the residential architecture they adorn. The lighting collection, offered in Antique Bronze finish with Crème Parchment glass or Black finish with Satin Etched glass, offers a one-light outdoor pendant, a two-light outdoor ceiling flush mount, a one-light outdoor post lantern, and small, medium and large one-light outdoor wall lanterns also available in Dark Sky versions. Incandescent, integrated LED and ENERGY STAR-qualified LED lamping are available. The advanced, integrated LED option has warm-on-dim technology that warms in color when dimmed, going from 2700K to 2200K and is California Title 24 compliant. | OUTDOOR | Crowell | Outdoor Lighting | Black | 12 | Aluminum | Satin Etched Glass | D:11.1875" H:5.375" |  |  | 2 Medium A19 60w |  | 2 | No | [14 empty] | 0 | [12 empty] | 115.48 | 230.96 | 346.44 | D:14 1/16'' H:7'' | 5.2 | 14.0625 |  |  | 7 | Cap Nuts | [6 empty] | No |  | No | [20 empty] | D:14 1/16'' H:1'' Round |  |  |  |  | 6 | Black/White |  |  | Hardwired | 0 | 0 | 0 | 0 | 1 | 0 | 0 | 1 | 0 | 0 | 0 | 785652107801 | 16.5 | 16.5 | 10 | 6.9 | 1.576 | 175 | Yes | [9 empty] | cETL Damp | CROWELL 2L CEILING-12 | Two Light Outdoor Ceiling Flush Mount |  | 7847902-12.jpg | 7847902.jpg
7847902-71 | Two Light Outdoor Ceiling Flush Mount | The transitional Crowell outdoor lighting collection by Sea Gull Lighting conveys Art Deco influences with its linear, vertical details and clean, overall design. Their large scale gives these light fixtures real presence without competing with the residential architecture they adorn. The lighting collection, offered in Antique Bronze finish with Crème Parchment glass or Black finish with Satin Etched glass, offers a one-light outdoor pendant, a two-light outdoor ceiling flush mount, a one-light outdoor post lantern, and small, medium and large one-light outdoor wall lanterns also available in Dark Sky versions. Incandescent, integrated LED and ENERGY STAR-qualified LED lamping are available. The advanced, integrated LED option has warm-on-dim technology that warms in color when dimmed, going from 2700K to 2200K and is California Title 24 compliant. | OUTDOOR | Crowell | Outdoor Lighting | Antique Bronze | 71 | Aluminum | Creme Parchment Glass | D:11.1875" H:5.375" |  |  | 2 Medium A19 60w |  | 2 | No | [14 empty] | 0 | [12 empty] | 115.48 | 230.96 | 346.44 | D:14 1/16'' H:7'' | 5.2 | 14.0625 |  |  | 7 | Cap Nuts | [6 empty] | No |  | No | [20 empty] | D:14 1/16'' H:1'' Round |  |  |  |  | 6 | Black/White |  |  | Hardwired | 0 | 0 | 0 | 0 | 1 | 0 | 0 | 1 | 0 | 0 | 0 | 785652107818 | 16.5 | 16.5 | 10 | 6.9 | 1.576 | 175 | Yes | [9 empty] | cETL Damp | CROWELL 2L CEILING-71 | Two Light Outdoor Ceiling Flush Mount |  | 7847902-71.jpg | 7847902.jpg
7847902EN3-12 | Two Light Outdoor Ceiling Flush Mount | The transitional Crowell outdoor lighting collection by Sea Gull Lighting conveys Art Deco influences with its linear, vertical details and clean, overall design. Their large scale gives these light fixtures real presence without competing with the residential architecture they adorn. The lighting collection, offered in Antique Bronze finish with Crème Parchment glass or Black finish with Satin Etched glass, offers a one-light outdoor pendant, a two-light outdoor ceiling flush mount, a one-light outdoor post lantern, and small, medium and large one-light outdoor wall lanterns also available in Dark Sky versions. Incandescent, integrated LED and ENERGY STAR-qualified LED lamping are available. The advanced, integrated LED option has warm-on-dim technology that warms in color when dimmed, going from 2700K to 2200K and is California Title 24 compliant. | OUTDOOR | Crowell | Outdoor Lighting | Black | 12 | Aluminum | Satin Etched Glass | D:11.1875" H:5.375" |  |  | 2 Medium A19 9.3w |  | 2 | Yes | [14 empty] | 0 | [12 empty] | 124.98 | 249.96 | 374.94 | D:14 1/16'' H:7'' | 5.2 | 14.0625 |  |  | 7 | Cap Nuts | [6 empty] | No |  | No | [20 empty] | D:14 1/16'' H:1'' Round |  |  |  |  | 6 | Black/White |  |  | Hardwired | 0 | 0 | 0 | 1 | 1 | 0 | 0 | 0 | 0 | 0 | 0 | 785652052460 | 16.5 | 16.5 | 10 | 6.9 | 1.576 | 175 | Yes | [9 empty] | cETL Damp | CROWELL 2L CEILING-12 | Two Light Outdoor Ceiling Flush Mount |  | 7847902EN3-12.jpg | 7847902.jpg
7847902EN3-71 | Two Light Outdoor Ceiling Flush Mount | The transitional Crowell outdoor lighting collection by Sea Gull Lighting conveys Art Deco influences with its linear, vertical details and clean, overall design. Their large scale gives these light fixtures real presence without competing with the residential architecture they adorn. The lighting collection, offered in Antique Bronze finish with Crème Parchment glass or Black finish with Satin Etched glass, offers a one-light outdoor pendant, a two-light outdoor ceiling flush mount, a one-light outdoor post lantern, and small, medium and large one-light outdoor wall lanterns also available in Dark Sky versions. Incandescent, integrated LED and ENERGY STAR-qualified LED lamping are available. The advanced, integrated LED option has warm-on-dim technology that warms in color when dimmed, going from 2700K to 2200K and is California Title 24 compliant. | OUTDOOR | Crowell | Outdoor Lighting | Antique Bronze | 71 | Aluminum | Creme Parchment Glass | D:11.1875" H:5.375" |  |  | 2 Medium A19 9.3w |  | 2 | Yes | [14 empty] | 0 | [12 empty] | 124.98 | 249.96 | 374.94 | D:14 1/16'' H:7'' | 5.2 | 14.0625 |  |  | 7 | Cap Nuts | [6 empty] | No |  | No | [20 empty] | D:14 1/16'' H:1'' Round |  |  |  |  | 6 | Black/White |  |  | Hardwired | 0 | 0 | 0 | 1 | 1 | 0 | 0 | 0 | 0 | 0 | 0 | 785652052477 | 16.5 | 16.5 | 10 | 6.9 | 1.576 | 175 | Yes | [9 empty] | cETL Damp | CROWELL 2L CEILING-71 | Two Light Outdoor Ceiling Flush Mount |  | 7847902EN3-71.jpg | 7847902.jpg
7852702-12 | Two Light Outdoor Flush Mount |  | OUTDOOR | Tomek | Outdoor Lighting | Black | 12 | Aluminum | Etched / White Inside Glass | L:9" W:0.125" H:4.75" |  |  | 2 Medium A19 60w |  | 2 | No | [14 empty] | 0 | [12 empty] | 64.5 | 129 | 193.5 | L:12'' W:12'' H:6'' |  |  | 12 | 12 | 6 | Cap Nuts | [6 empty] | No |  | No | [20 empty] | DP:12'' W:12'' H:31/32'' Square |  |  |  |  | 6.5 | Black/White |  |  | Hardwired | 0 | 0 | 0 | 0 | 1 | 0 | 0 | 1 | 0 | 0 | 0 | 785652076978 | [16 empty] | cETL Damp | TOMEK 2L FLUSH MT-12 | Two Light Outdoor Flush Mount |  | 7852702-12.jpg | 7852702.jpg
7852702-71 | Two Light Outdoor Flush Mount |  | OUTDOOR | Tomek | Outdoor Lighting | Antique Bronze | 71 | Aluminum | Etched / White Inside Glass | L:9" W:0.125" H:4.75" |  |  | 2 Medium A19 60w |  | 2 | No | [14 empty] | 0 | [12 empty] | 64.5 | 129 | 193.5 | L:12'' W:12'' H:6'' |  |  | 12 | 12 | 6 | Cap Nuts | [6 empty] | No |  | No | [20 empty] | DP:12'' W:12'' H:31/32'' Square |  |  |  |  | 6.5 | Black/White |  |  | Hardwired | 0 | 0 | 0 | 0 | 1 | 0 | 0 | 1 | 0 | 0 | 0 | 785652076985 | 14.5 | 14.5 | 8.75 | 5.2 | 1.065 | 175 | Yes | [9 empty] | cETL Damp | TOMEK 2L FLUSH MT-71 | Two Light Outdoor Flush Mount |  | 7852702-71.jpg | 7852702.jpg
7852702EN3-12 | Two Light Outdoor Flush Mount |  | OUTDOOR | Tomek | Outdoor Lighting | Black | 12 | Aluminum | Etched / White Inside Glass | L:9" W:0.125" H:4.75" |  |  | 2 Medium A19 9.3w |  | 2 | Yes | [14 empty] | 0 | [12 empty] | 74.5 | 149 | 223.5 | L:12'' W:12'' H:6'' |  |  | 12 | 12 | 6 | Cap Nuts | [6 empty] | No |  | No | [20 empty] | DP:12'' W:12'' H:31/32'' Square |  |  |  |  | 6.5 | Black/White |  |  | Hardwired | 0 | 0 | 0 | 1 | 1 | 0 | 0 | 0 | 0 | 0 | 0 | 785652080586 | [16 empty] | cETL Damp | TOMEK 2L FLUSH MT-12 | Two Light Outdoor Flush Mount |  | 7852702EN3-12.jpg | 7852702EN3.jpg
7852702EN3-71 | Two Light Outdoor Flush Mount |  | OUTDOOR | Tomek | Outdoor Lighting | Antique Bronze | 71 | Aluminum | Etched / White Inside Glass | L:9" W:0.125" H:4.75" |  |  | 2 Medium A19 9.3w |  | 2 | Yes | [14 empty] | 0 | [12 empty] | 74.5 | 149 | 223.5 | L:12'' W:12'' H:6'' |  |  | 12 | 12 | 6 | Cap Nuts | [6 empty] | No |  | No | [20 empty] | DP:12'' W:12'' H:31/32'' Square |  |  |  |  | 6.5 | Black/White |  |  | Hardwired | 0 | 0 | 0 | 1 | 1 | 0 | 0 | 0 | 0 | 0 | 0 | 785652080593 | [16 empty] | cETL Damp | TOMEK 2L FLUSH MT-71 | Two Light Outdoor Flush Mount |  | 7852702EN3-71.jpg | 7852702EN3.jpg
78660-185 | One Light Outdoor Ceiling Flush Mount | The Winnetka outdoor lighting collection by Sea Gull Lighting has a clean design which lends itself to a modern-mission style. The geometric, cylinder design has subtle ornamentation, while still offering impressive style. The outdoor lighting collection is offered in a Forged Iron finish with Satin Etched glass. Both incandescent lamping and ENERGY STAR-qualified LED lamping are available. Most of these fixtures easily convert to LED by purchasing LED replacement lamps sold separately. | OUTDOOR | Winnetka Outdoor | Outdoor Lighting | Forged Iron | 185 | Aluminum | Satin Etched Glass | D:9" |  |  | 1 Medium A19 100w |  | 1 | No | [14 empty] | 0 | [12 empty] | 70.45 | 140.9 | 211.35 | D:10'' H:7'' | 3.7 | 10 |  |  | 7 | Cap Nuts | [6 empty] | No |  | No | [25 empty] | 6.5 |  |  | N/A | Hardwired | 0 | 0 | 0 | 0 | 1 | 0 | 0 | 1 | 0 | 0 | 0 | 785652078026 | 12.25 | 12.25 | 10.25 | 4.6 | 0.89 | 175 | Yes | [9 empty] | cETL Damp | WINNETKA 1L CEILING-185 | One Light Outdoor Ceiling Flush Mount |  | 78660-185.jpg | 78660.jpg
78660EN3-185 | One Light Outdoor Ceiling Flush Mount | The Winnetka outdoor lighting collection by Sea Gull Lighting has a clean design which lends itself to a modern-mission style. The geometric, cylinder design has subtle ornamentation, while still offering impressive style. The outdoor lighting collection is offered in a Forged Iron finish with Satin Etched glass. Both incandescent lamping and ENERGY STAR-qualified LED lamping are available. Most of these fixtures easily convert to LED by purchasing LED replacement lamps sold separately. | OUTDOOR | Winnetka Outdoor | Outdoor Lighting | Forged Iron | 185 | Aluminum | Satin Etched Glass | D:9" |  |  | 1 Medium A19 9.3w |  | 1 | Yes | [14 empty] | 0 | [12 empty] | 74.95 | 149.9 | 224.85 | D:10'' H:7'' | 3.7 | 10 |  |  | 7 | Cap Nuts | [6 empty] | No |  | No | [25 empty] | 6.5 | Black/White |  | N/A | Hardwired | 0 | 0 | 0 | 1 | 1 | 0 | 0 | 0 | 0 | 0 | 0 | 785652052484 | 12.25 | 12.25 | 10.25 | 4.6 | 0.89 | 175 | Yes | [9 empty] | cETL Damp | WINNETKA 1L CEILING-185 | One Light Outdoor Ceiling Flush Mount |  | 78660EN3-185.jpg | 78660.jpg
78880-51 | Two Light Outdoor Ceiling Flush Mount | The Medford Lakes outdoor lighting collection by Sea Gull Lighting is Arts and Crafts inspired with simple organic lines, yet big on style with linear design details, contrasted with sweeping arches – which demonstrates a subtle Asian influence as well. The Etched Hammered Glass with Light Amber Tint creates a warm glow and beautifully complements the Statuary Bronze finish. The assortment includes small, medium and large one-light outdoor wall lanterns, a one-light outdoor post lantern, a one-light outdoor pendant and a two-light outdoor ceiling flush mount. Both incandescent lamping and ENERGY STAR-qualified LED lamping are available, and most of the fixtures easily convert to LED by purchasing LED replacement lamps sold separately. | OUTDOOR | Medford Lakes | Outdoor Lighting | Statuary Bronze | 51 | Aluminum | Etched Hammered with Light Amber Glass | W:9.625" H:5.1875" |  |  | 2 Medium A19 60w |  | 2 | No | [14 empty] | 0 | [12 empty] | 124.98 | 249.96 | 374.94 | L:13'' W:13'' H:7'' | 5.3 |  | 13 | 13 | 7 | Key Slots | [6 empty] | No |  | No | [25 empty] | 6.5 |  |  | N/A | Hardwired | 0 | 0 | 0 | 0 | 1 | 0 | 0 | 1 | 0 | 0 | 0 | 785652788802 | 15 | 15.25 | 9.5 | 8.1 | 1.258 | 125 | Yes | [8 empty] | ETL Damp | cETL Damp | MEDFORD LAKES 2L CEILING-51 | Two Light Outdoor Ceiling Flush Mount |  | 78880-51.jpg | 78880.jpg
78880EN3-51 | Two Light Outdoor Ceiling Flush Mount | The Medford Lakes outdoor lighting collection by Sea Gull Lighting is Arts and Crafts inspired with simple organic lines, yet big on style with linear design details, contrasted with sweeping arches – which demonstrates a subtle Asian influence as well. The Etched Hammered Glass with Light Amber Tint creates a warm glow and beautifully complements the Statuary Bronze finish. The assortment includes small, medium and large one-light outdoor wall lanterns, a one-light outdoor post lantern, a one-light outdoor pendant and a two-light outdoor ceiling flush mount. Both incandescent lamping and ENERGY STAR-qualified LED lamping are available, and most of the fixtures easily convert to LED by purchasing LED replacement lamps sold separately. | OUTDOOR | Medford Lakes | Outdoor Lighting | Statuary Bronze | 51 | Aluminum | Etched Hammered with Light Amber Glass | W:9.625" H:5.1875" |  |  | 2 Medium A19 9.3w |  | 2 | Yes | [14 empty] | 0 | [12 empty] | 135.48 | 270.96 | 406.44 | L:13'' W:13'' H:7'' | 5.3 |  | 13 | 13 | 7 | Key Slots | [6 empty] | No |  | No | [25 empty] | 6.5 | Black/White |  | N/A | Hardwired | 0 | 0 | 0 | 1 | 1 | 0 | 0 | 0 | 0 | 0 | 0 | 785652052491 | 15.25 | 15 | 9.5 | 8.1 | 1.258 | 125 | Yes | [8 empty] | ETL Damp | cETL Damp | MEDFORD LAKES 2L CEILING-51 | Two Light Outdoor Ceiling Flush Mount |  | 78880EN3-51.jpg | 78880.jpg
7890902-12 | Two Light Outdoor Flush Mount |  | OUTDOOR | Wilburn | Outdoor Lighting | Black | 12 | Aluminum |  |  |  | Satin Etched Glass | 2 Medium A19 40w |  | 2 | No | [14 empty] | 0 | [12 empty] | 94.5 | 189 | 283.5 | D:13'' H:5 1/2'' |  | 13 |  |  | 5.5 | Cap Nuts | [6 empty] | No |  | No | [20 empty] | D:12 3/4'' H:5/8'' Round |  |  |  |  | 6.5 | Black/White |  |  | Hardwired | 0 | 0 | 0 | 0 | 1 | 0 | 0 | 1 | 0 | 0 | 0 | 785652076749 | [16 empty] | cETL Damp | WILBURN 2L FLUSH MT-12 | Two Light Outdoor Flush Mount |  | 7890902-12.jpg | 7890902.jpg
7890902-71 | Two Light Outdoor Flush Mount |  | OUTDOOR | Wilburn | Outdoor Lighting | Antique Bronze | 71 | Aluminum |  |  |  | Satin Etched Glass | 2 Medium A19 40w |  | 2 | No | [14 empty] | 0 | [12 empty] | 94.5 | 189 | 283.5 | D:13'' H:5 1/2'' |  | 13 |  |  | 5.5 | Cap Nuts | [6 empty] | No |  | No | [20 empty] | D:12 3/4'' H:5/8'' Round |  |  |  |  | 6.5 | Black/White |  |  | Hardwired | 0 | 0 | 0 | 0 | 1 | 0 | 0 | 1 | 0 | 0 | 0 | 785652076756 | [16 empty] | cETL Damp | WILBURN 2L FLUSH MT-71 | Two Light Outdoor Flush Mount |  | 7890902-71.jpg | 7890902.jpg
7890902EN3-12 | Two Light Outdoor Flush Mount |  | OUTDOOR | Wilburn | Outdoor Lighting | Black | 12 | Aluminum |  |  |  | Satin Etched Glass | 2 Medium A19 9.3w |  | 2 | Yes | [14 empty] | 0 | [12 empty] | 104.5 | 209 | 313.5 | D:13'' H:5 1/2'' |  | 13 |  |  | 5.5 | Cap Nuts | [6 empty] | No |  | No | [20 empty] | D:12 3/4'' H:5/8'' Round |  |  |  |  | 6.5 | Black/White |  |  | Hardwired | 0 | 0 | 0 | 1 | 1 | 0 | 0 | 0 | 0 | 0 | 0 | 785652080449 | [16 empty] | cETL Damp | WILBURN 2L FLUSH MT-12 | Two Light Outdoor Flush Mount |  | 7890902EN3-12.jpg | 7890902EN3.jpg
7890902EN3-71 | Two Light Outdoor Flush Mount |  | OUTDOOR | Wilburn | Outdoor Lighting | Antique Bronze | 71 | Aluminum |  |  |  | Satin Etched Glass | 2 Medium A19 9.3w |  | 2 | Yes | [14 empty] | 0 | [12 empty] | 104.5 | 209 | 313.5 | D:13'' H:5 1/2'' |  | 13 |  |  | 5.5 | Cap Nuts | [6 empty] | No |  | No | [20 empty] | D:12 3/4'' H:5/8'' Round |  |  |  |  | 6.5 | Black/White |  |  | Hardwired | 0 | 0 | 0 | 1 | 1 | 0 | 0 | 0 | 0 | 0 | 0 | 785652080456 | [16 empty] | cETL Damp | WILBURN 2L FLUSH MT-71 | Two Light Outdoor Flush Mount |  | 7890902EN3-71.jpg | 7890902EN3.jpg
7903493S-98 | Large LED Ceiling Flush Mount | Modern styling and forward thinking represent the Centra collection by Sea Gull Lighting. Stunning in a Brushed Stainless finish with Satin White glass, Centra is designed to bring a modern sensibility to your hallways and foyers with a pendant / semi-flush fixture, small, medium, and large ceiling fixtures and a wall sconce to round out the collection. Incandescent, integrated LED, and ENERGY STAR-qualified LED lamping are all available. | CEILING | Centra | Ceiling Lights | Brushed Stainless | 98 | Steel |  |  |  | Satin White Glass |  |  | 4 | No | 4000 | 3000 | 90 | 56 | 120 | 19 - Integrated | MODS - Modules |  | 5 | 100 | LED | 56 | 56 | 50000 | 0 | [12 empty] | 173.25 | 346.5 | 519.75 | D:21 1/4'' H:4 3/4'' | 8.9 | 21.25 |  |  | 4.75 | Key Slots | [6 empty] | No |  | No | [25 empty] | 6.5 | Black/White |  |  | Hardwired | 0 | 0 | 0 | 0 | 1 | 0 | 0 | 0 | 0 | 0 | 0 | 785652064272 | 23.5 | 23 | 8 | 12.7 | 2.502 | 175 | Yes | [8 empty] | UL Damp | cUL Damp | CENTRA LED CEILING-98 | Large LED Ceiling Flush Mount |  | 7903493S-98.jpg | 79034ble.jpg
79039-12 | Two Light Outdoor Ceiling Flush Mount | A bit of Shaker minimalism mixed with Arts and Crafts styling defines the transitional Hunnington outdoor lighting collection by Sea Gull Lighting. Equally at home in the city or the country, this timeless style will enhance the appearance of a home’s entrance with its clean, crisp lines. Offered in Weathered Pewter or Black finishes, with either Etched Seeded glass or Clear Seeded glass, the assortment includes a one-light outdoor pendant, small and large one-light outdoor wall lanterns, a one-light out door post lantern and a two-light outdoor ceiling flush mount. Both incandescent lamping and ENERGY STAR-qualified LED lamping (for those fixtures with the Etched Seeded glass) are available for most of the fixtures, and some can easily convert to LED by purchasing LED replacement lamps sold separately (for those with the Clear Seeded glass). | OUTDOOR | Hunnington | Outdoor Lighting | Black | 12 | Aluminum | Etched Seeded Glass | L:6.5" W:6.5" H:5" |  |  | 2 Medium A19 75w |  | 2 | No | [14 empty] | 0 | [12 empty] | 74.98 | N/A | 224.94 | W:10'' H:6 1/4'' | 4.3 |  |  | 10 | 6.25 | Key Slots | [6 empty] | No |  | No | [25 empty] | 6.5 |  |  |  | Hardwired | 0 | 0 | 0 | 0 | 1 | 0 | 0 | 1 | 0 | 0 | 0 | 785652024665 | 13.25 | 13.25 | 9.75 | 5.9 | 0.991 | 125 | Yes | [9 empty] | cETL Damp | HUNNINGTON 2L CEILING-12 | Two Light Outdoor Ceiling Flush Mount |  | 79039BLE-12.jpg | 79039.jpg
79039-57 | Two Light Outdoor Ceiling Flush Mount | A bit of Shaker minimalism mixed with Arts and Crafts styling defines the transitional Hunnington outdoor lighting collection by Sea Gull Lighting. Equally at home in the city or the country, this timeless style will enhance the appearance of a home’s entrance with its clean, crisp lines. Offered in Weathered Pewter or Black finishes, with either Etched Seeded glass or Clear Seeded glass, the assortment includes a one-light outdoor pendant, small and large one-light outdoor wall lanterns, a one-light out door post lantern and a two-light outdoor ceiling flush mount. Both incandescent lamping and ENERGY STAR-qualified LED lamping (for those fixtures with the Etched Seeded glass) are available for most of the fixtures, and some can easily convert to LED by purchasing LED replacement lamps sold separately (for those with the Clear Seeded glass). | OUTDOOR | Hunnington | Outdoor Lighting | Weathered Pewter | 57 | Aluminum | Etched Seeded Glass | L:6.5" W:6.5" H:5" |  |  | 2 Medium A19 75w |  | 2 | No | [14 empty] | 0 | [12 empty] | 74.98 | N/A | 224.94 | W:10'' H:6 1/4'' | 4.3 |  |  | 10 | 6.25 | Key Slots | [6 empty] | No |  | No | [25 empty] | 6.5 |  |  |  | Hardwired | 0 | 0 | 0 | 0 | 1 | 0 | 0 | 1 | 0 | 0 | 0 | 785652024672 | 13.25 | 13.25 | 9.75 | 5.9 | 0.991 | 125 | Yes | [9 empty] | cETL Damp | HUNNINGTON 2L CEILING-57 | Two Light Outdoor Ceiling Flush Mount |  | 79039BLE-57.jpg | 79039.jpg
7903997S-12 | LED Outdoor Ceiling Flush Mount | A bit of Shaker minimalism mixed with Arts and Crafts styling defines the transitional Hunnington outdoor lighting collection by Sea Gull Lighting. Equally at home in the city or the country, this timeless style will enhance the appearance of a home’s entrance with its clean, crisp lines. Offered in Weathered Pewter or Black finishes, with either Etched Seeded glass or Clear Seeded glass, the assortment includes a one-light outdoor pendant, small and large one-light outdoor wall lanterns, a one-light out door post lantern and a two-light outdoor ceiling flush mount. Both incandescent lamping and ENERGY STAR-qualified LED lamping (for those fixtures with the Etched Seeded glass) are available for most of the fixtures, and some can easily convert to LED by purchasing LED replacement lamps sold separately (for those with the Clear Seeded glass). | OUTDOOR | Hunnington | Outdoor Lighting | Black | 12 | Aluminum | Etched Seeded Glass | W:6.5" H:5" |  |  |  |  | 1 | No | 1000 | 2700 | 90 | 14 | 120 | 19 - Integrated | MODS - Modules |  | 5 | 100 | LED | 14 | 14 | 50000 | 0 | [12 empty] | 93.48 | N/A | 280.44 | L:10'' W:10'' H:6 1/4'' | 4.3 |  | 10 | 10 | 6.25 | Key Slots | [6 empty] | No |  | No | [25 empty] | 6.5 | Black/White |  |  | Hardwired | 0 | 0 | 0 | 0 | 1 | 0 | 0 | 0 | 0 | 0 | 0 | 785652063282 | 13.75 | 13.5 | 9.75 | 5.1 | 1.047 | 175 | Yes | [9 empty] | cETL Damp | HUNNINGTON LED CEILING-12 | LED Outdoor Ceiling Flush Mount |  | 7903997S-12.jpg | 7903991S.jpg
7903997S-57 | LED Outdoor Ceiling Flush Mount | A bit of Shaker minimalism mixed with Arts and Crafts styling defines the transitional Hunnington outdoor lighting collection by Sea Gull Lighting. Equally at home in the city or the country, this timeless style will enhance the appearance of a home’s entrance with its clean, crisp lines. Offered in Weathered Pewter or Black finishes, with either Etched Seeded glass or Clear Seeded glass, the assortment includes a one-light outdoor pendant, small and large one-light outdoor wall lanterns, a one-light out door post lantern and a two-light outdoor ceiling flush mount. Both incandescent lamping and ENERGY STAR-qualified LED lamping (for those fixtures with the Etched Seeded glass) are available for most of the fixtures, and some can easily convert to LED by purchasing LED replacement lamps sold separately (for those with the Clear Seeded glass). | OUTDOOR | Hunnington | Outdoor Lighting | Weathered Pewter | 57 | Aluminum | Etched Seeded Glass | W:6.5" H:5" |  |  |  |  | 1 | No | 1000 | 2700 | 90 | 14 | 120 | 19 - Integrated | MODS - Modules |  | 5 | 100 | LED | 14 | 14 | 50000 | 0 | [12 empty] | 93.48 | N/A | 280.44 | L:10'' W:10'' H:6 1/4'' | 4.3 |  | 10 | 10 | 6.25 | Key Slots | [6 empty] | No |  | No | [25 empty] | 6.5 | Black/White |  |  | Hardwired | 0 | 0 | 0 | 0 | 1 | 0 | 0 | 0 | 0 | 0 | 0 | 785652063299 | 13.75 | 13.75 | 9.5 | 5 | 1.039 | 175 | Yes | [9 empty] | cETL Damp | HUNNINGTON LED CEILING-57 | LED Outdoor Ceiling Flush Mount |  | 7903997S-57.jpg | 7903991S.jpg
79039EN3-12 | Two Light Outdoor Ceiling Flush Mount | A bit of Shaker minimalism mixed with Arts and Crafts styling defines the transitional Hunnington outdoor lighting collection by Sea Gull Lighting. Equally at home in the city or the country, this timeless style will enhance the appearance of a home’s entrance with its clean, crisp lines. Offered in Weathered Pewter or Black finishes, with either Etched Seeded glass or Clear Seeded glass, the assortment includes a one-light outdoor pendant, small and large one-light outdoor wall lanterns, a one-light out door post lantern and a two-light outdoor ceiling flush mount. Both incandescent lamping and ENERGY STAR-qualified LED lamping (for those fixtures with the Etched Seeded glass) are available for most of the fixtures, and some can easily convert to LED by purchasing LED replacement lamps sold separately (for those with the Clear Seeded glass). | OUTDOOR | Hunnington | Outdoor Lighting | Black | 12 | Aluminum | Etched Seeded Glass | L:6.5" W:6.5" H:5" |  |  | 2 Medium A19 9.3w |  | 2 | Yes | [14 empty] | 0 | [12 empty] | 89.98 | N/A | 269.94 | L:10'' W:10'' H:6 1/4'' | 4.3 |  | 10 | 10 | 6.25 | Key Slots | [6 empty] | No |  | No | [25 empty] | 6.5 | Black/White |  |  | Hardwired | 0 | 0 | 0 | 1 | 1 | 0 | 0 | 0 | 0 | 0 | 0 | 785652046025 | 13.25 | 13.25 | 9.75 | 5.9 | 0.991 | 125 | Yes | [9 empty] | cETL Damp | HUNNINGTON 2L CEILING-12 | Two Light Outdoor Ceiling Flush Mount |  | 79039EN3-12.jpg | 79039.jpg
79039EN3-57 | Two Light Outdoor Ceiling Flush Mount | A bit of Shaker minimalism mixed with Arts and Crafts styling defines the transitional Hunnington outdoor lighting collection by Sea Gull Lighting. Equally at home in the city or the country, this timeless style will enhance the appearance of a home’s entrance with its clean, crisp lines. Offered in Weathered Pewter or Black finishes, with either Etched Seeded glass or Clear Seeded glass, the assortment includes a one-light outdoor pendant, small and large one-light outdoor wall lanterns, a one-light out door post lantern and a two-light outdoor ceiling flush mount. Both incandescent lamping and ENERGY STAR-qualified LED lamping (for those fixtures with the Etched Seeded glass) are available for most of the fixtures, and some can easily convert to LED by purchasing LED replacement lamps sold separately (for those with the Clear Seeded glass). | OUTDOOR | Hunnington | Outdoor Lighting | Weathered Pewter | 57 | Aluminum | Etched Seeded Glass | L:6.5" W:6.5" H:5" |  |  | 2 Medium A19 9.3w |  | 2 | Yes | [14 empty] | 0 | [12 empty] | 89.98 | N/A | 269.94 | L:10'' W:10'' H:6 1/4'' | 4.3 |  | 10 | 10 | 6.25 | Key Slots | [6 empty] | No |  | No | [25 empty] | 6.5 | Black/White |  |  | Hardwired | 0 | 0 | 0 | 1 | 1 | 0 | 0 | 0 | 0 | 0 | 0 | 785652046032 | 13.25 | 13.25 | 9.75 | 5.9 | 0.991 | 125 | Yes | [9 empty] | cETL Damp | HUNNINGTON 2L CEILING-57 | Two Light Outdoor Ceiling Flush Mount |  | 79039EN3-57.jpg | 79039.jpg
79131-12 | Two Light Outdoor Ceiling Flush Mount | There is real curb appeal in the design details of the Herrington outdoor lighting collection by Sea Gull Lighting. Traditional elements are updated with contemporary lines with a sense of Asian-inspired styling. In a classic Black finish, the assortment is offered in both Clear Seeded and Etched White glass and includes a small and large one-light outdoor wall lanterns, a one-light outdoor pendant, a one-light outdoor post lantern and a two-light outdoor ceiling flush mount. Herrington is available in incandescent and ENERGY STAR-qualified LED models (Etched White Glass fixtures only), and all fixtures can easily convert to LED by purchasing LED replacement lamps sold separately. | OUTDOOR | Herrington | Outdoor Lighting | Black | 12 | Aluminum | Etched / White Inside Glass | L:5.125" W:5.125" |  |  | 2 Medium A19 60w |  | 2 | No | [14 empty] | 0 | [12 empty] | 49.95 | N/A | 149.85 | L:10 3/4'' W:10 3/4'' H:6 1/2'' | 4.8 |  | 10.75 | 10.75 | 6.5 | Key Slots | [6 empty] | No |  | No | [25 empty] | 6.5 |  |  |  | Hardwired | 0 | 0 | 0 | 0 | 1 | 0 | 0 | 1 | 0 | 0 | 0 | 785652025129 | 13 | 12.75 | 9.5 | 6 | 0.911 | 125 | Yes | [9 empty] | cETL Damp | HERRINGTON 2L CEILING-12 | Two Light Outdoor Ceiling Flush Mount |  | 79131BLE-12.jpg | 79131BLE.jpg
79131EN3-12 | Two Light Outdoor Ceiling Flush Mount | There is real curb appeal in the design details of the Herrington outdoor lighting collection by Sea Gull Lighting. Traditional elements are updated with contemporary lines with a sense of Asian-inspired styling. In a classic Black finish, the assortment is offered in both Clear Seeded and Etched White glass and includes a small and large one-light outdoor wall lanterns, a one-light outdoor pendant, a one-light outdoor post lantern and a two-light outdoor ceiling flush mount. Herrington is available in incandescent and ENERGY STAR-qualified LED models (Etched White Glass fixtures only), and all fixtures can easily convert to LED by purchasing LED replacement lamps sold separately. | OUTDOOR | Herrington | Outdoor Lighting | Black | 12 | Aluminum | Etched / White Inside Glass | L:5.125" W:5.125" |  |  | 2 Medium A19 9.3w |  | 2 | Yes | [14 empty] | 0 | [12 empty] | 60.48 | N/A | 181.44 | L:10 3/4'' W:10 3/4'' H:6 1/2'' | 4.8 |  | 10.75 | 10.75 | 6.5 | Key Slots | [6 empty] | No |  | No | [25 empty] | 6.5 | Black/White |  |  | Hardwired | 0 | 0 | 0 | 1 | 1 | 0 | 0 | 0 | 0 | 0 | 0 | 785652052507 | 13 | 12.75 | 9.5 | 6 | 0.911 | 125 | Yes | [9 empty] | cETL Damp | HERRINGTON 2L CEILING-12 | Two Light Outdoor Ceiling Flush Mount |  | 79131EN3-12.jpg | 79131.jpg
79136-12 | Two Light Outdoor Ceiling Flush Mount | The Wynfield collection by Sea Gull Lighting complements classical home designs with its soft curves and colonial accents. A Black Powdercoat finish over a durable cast aluminum body adds dependable quality to an enduring style. Either Frosted glass or Clear Beveled glass give the fixtures distinct appeal. The assortment includes small, medium and large one-light outdoor wall lanterns, a two-light outdoor wall lantern, a two-light, outdoor post lantern and a two-light outdoor ceiling flush mount. The fixtures with Frosted glass are also available in an ENERGY STAR-qualified LED version, and the one-light fixtures with Clear Beveled glass can easily convert to LED by purchasing LED replacement lamps sold separately. | OUTDOOR | Wynfield | Outdoor Lighting | Black | 12 | Aluminum | Etched / White Inside Glass | L:3.90625" W:5" H:4.4375" |  |  | 2 Medium A19 60w |  | 2 | No | [14 empty] | 0 | [12 empty] | 39.48 | 78.96 | 118.44 | D:12 3/4'' H:7 1/2'' | 3.7 | 12.75 |  |  | 7.5 | Key Slots | [6 empty] | No |  | No | [25 empty] | 6.5 |  |  |  | Hardwired | 0 | 0 | 0 | 0 | 1 | 0 | 0 | 1 | 0 | 0 | 0 | 785652024764 | 14.25 | 12.5 | 10.75 | 4.1 | 1.108 | 250 | Yes | [8 empty] | ETL Damp | cETL Damp | WYNFIELD 2L CEILING-12 | Two Light Outdoor Ceiling Flush Mount |  | 79136BLE-12.jpg | 79136BLE.jpg
79136EN3-12 | Two Light Outdoor Ceiling Flush Mount | The Wynfield collection by Sea Gull Lighting complements classical home designs with its soft curves and colonial accents. A Black Powdercoat finish over a durable cast aluminum body adds dependable quality to an enduring style. Either Frosted glass or Clear Beveled glass give the fixtures distinct appeal. The assortment includes small, medium and large one-light outdoor wall lanterns, a two-light outdoor wall lantern, a two-light, outdoor post lantern and a two-light outdoor ceiling flush mount. The fixtures with Frosted glass are also available in an ENERGY STAR-qualified LED version, and the one-light fixtures with Clear Beveled glass can easily convert to LED by purchasing LED replacement lamps sold separately. | OUTDOOR | Wynfield | Outdoor Lighting | Black | 12 | Aluminum | Etched / White Inside Glass | L:3.90625" W:5" H:4.4375" |  |  | 2 Medium A19 9.3w |  | 2 | Yes | [14 empty] | 0 | [12 empty] | 54.48 | 108.96 | 163.44 | D:12 3/4'' H:7 1/2'' | 3.7 | 12.75 |  |  | 7.5 | Key Slots | [6 empty] | No |  | No | [25 empty] | 6.5 | Black/White |  |  | Hardwired | 0 | 0 | 0 | 1 | 1 | 0 | 0 | 0 | 0 | 0 | 0 | 785652047978 | 14.25 | 12.5 | 10.75 | 4.1 | 1.108 | 250 | Yes | [8 empty] | ETL Damp | cETL Damp | WYNFIELD 2L CEILING-12 | Two Light Outdoor Ceiling Flush Mount |  | 79136EN3-12.jpg | 79136.jpg
7926-15 | Two Light Ceiling Flush Mount | The Haylee collection of flush mount ceiling fixtures by Sea Gull Lighting is ideal for foyers, hallways, bedrooms, utility work areas and stairways. Haylee flush mount fixtures have a White finish and White Acrylic shades, and they are offered in one-light, two-light and three-light versions all of which are ENERGY STAR-qualified LED models. | CEILING | Haylee | Ceiling Lights | White | 15 | Steel |  |  |  | White Plastic Acrylic | 2 GX23 Tubular 13w |  | 2 | No | [14 empty] | 0 | [12 empty] | 28.35 | 56.7 | 85.05 | D:11'' H:3 1/4'' |  | 11 |  |  | 3.25 | Key Slots | [6 empty] | No |  | No | [25 empty] | 6.5 |  |  | N/A | Hardwired | 1 | 0 | 1 | 0 | 0 | 0 | 0 | 0 | 0 | 0 | 1 | 785652792656 | 11.25 | 11.25 | 4.5 | 3.25 | 0.33 | 100 | Yes | [9 empty] | cUL Damp | Close to Ceiling Fluorescent Two Light White Finish | Two Light Ceiling Flush Mount |  | 7926-15.jpg | 7926.jpg
7926EN3-15 | Two Light Ceiling Flush Mount | The Haylee collection of flush mount ceiling fixtures by Sea Gull Lighting is ideal for foyers, hallways, bedrooms, utility work areas and stairways. Haylee flush mount fixtures have a White finish and White Acrylic shades, and they are offered in one-light, two-light and three-light versions all of which are ENERGY STAR-qualified LED models. | CEILING | Haylee | Ceiling Lights | White | 15 | Steel |  |  |  | White Plastic Acrylic | 2 Medium A19 9.3w |  | 2 | Yes | [14 empty] | 0 | [12 empty] | 44.75 | 89.5 | 134.25 | D:11'' H:3 1/4'' E:3 1/4'' | 2.1 | 11 |  |  | 3.25 | Key Slots |  |  |  |  | 3.25 |  | No |  | No | [25 empty] | 6.5 | Black/White |  |  | Hardwired | 1 | 0 | 0 | 1 | 1 | 0 | 0 | 0 | 0 | 0 | 1 | 785652065422 | 11.25 | 11.25 | 4.5 | 3.25 | 0.33 | 100 | Yes | [8 empty] | C-UL-US Damp |  | HAYLEE 2L FLUSH MOUNT-15 | Two Light Ceiling Flush Mount |  | 7926EN3-15.png | 7926EN3.jpg
7950893S-782 | Oval LED Ceiling Flush Mount |  | CEILING | Mahone | Ceiling Lights | Heirloom Bronze | 782 | Steel |  |  |  | White Acrylic |  |  | 3 | No | 3295 | 3000 | 90 | 53 | 120 | 19 - Integrated | MODS - Modules |  | 10 | 100 | LED | 53 | 53 | 50000 | 0 | [12 empty] | 163.48 | 326.96 | 490.44 | L:32 1/4'' W:18'' H:4'' | 6.82 |  | 32.25 | 18 | 4 | Universal Mounting Plate | [6 empty] | No |  | No | [20 empty] | DP:18'' W:32 1/4'' H:7/16'' Oval |  |  |  |  | 6.5 | Black/White |  |  | Hardwired | 0 | 0 | 0 | 1 | 1 | 0 | 1 | 0 | 0 | 0 | 1 | 785652066634 | 35.5 | 20.75 | 6.75 | 9.7 | 2.877 | 250 | Yes | [10 empty] | MAHONE OVAL LED CEILING-782 | Oval LED Ceiling Flush Mount |  | 7950893S-782.jpg | 7950893S.jpg
7950893S-962 | Oval LED Ceiling Flush Mount |  | CEILING | Mahone | Ceiling Lights | Brushed Nickel | 962 | Steel |  |  |  | White Acrylic |  |  | 3 | No | 3295 | 3000 | 90 | 53 | 120 | 19 - Integrated | MODS - Modules |  | 10 | 100 | LED | 53 | 53 | 50000 | 0 | [12 empty] | 163.48 | 326.96 | 490.44 | L:32 1/4'' W:18'' H:4'' | 6.82 |  | 32.25 | 18 | 4 | Universal Mounting Plate | [6 empty] | No |  | No | [20 empty] | DP:18'' W:32 1/4'' H:7/16'' Oval |  |  |  |  | 6.5 | Black/White |  |  | Hardwired | 0 | 0 | 0 | 1 | 1 | 0 | 1 | 0 | 0 | 0 | 1 | 785652066641 | 35.5 | 20.75 | 6.75 | 9.7 | 2.877 | 250 | Yes | [10 empty] | MAHONE OVAL LED CEILING-962 | Oval LED Ceiling Flush Mount |  | 7950893S-962.jpg | 7950893S.jpg
8014-12 | Aluminum Pedestal Mount Adapter |  | OUTDOOR | Outdoor Posts | Outdoor Lighting | Black | 12 | Aluminum | [6 empty] | 0 | No | [14 empty] | 0 | [12 empty] | 15.95 | 31.9 | 47.85 | L:6'' W:6'' H:4 1/4'' |  |  | 6 | 6 | 4.25 | N/A | [6 empty] | No |  | No | [28 empty] | N/A |  | 0 | 0 | 0 | 0 | 0 | 0 | 0 | 0 | 0 | 0 | 0 | 785652117930 | 6.25 | 6.25 | 4 | 0.8 | 0.09 | 100 | Yes | 4 | 10785652117937 | 13 | 8.5 | 7 | 3.6 | 0.448 | Yes |  |  | OUTDOOR PEDESTAL MOUNT-12 | Aluminum Pedestal Mount Adapter | Ref Feiss Item # PIER MT-BK | 8014-12.jpg | 8014.jpg
8037-02 | One Light Outdoor Wall Lantern | Light has a way of sparkling against glass to create a warm and inviting welcome, and the Lancaster outdoor collection by Sea Gull Lighting is a classic example of such traditional design. Clear Curved Beveled glass is paired with one of four beautiful finish options including Polished Brass, Black, Antique Bronze and Antique Brushed Nickel. The assortment includes small, medium and large one-light outdoor wall lanterns, two-light outdoor wall lantern, three-light outdoor wall lantern, two-light and three-light outdoor post lanterns and a three-light outdoor pendant. Some of the fixtures can easily convert to LED by purchasing LED replacement lamps sold separately. | OUTDOOR | Lancaster | Outdoor Lighting | Polished Brass | 2 | Brass | Clear Curved Beveled Glass |  |  |  | 1 Medium A19 100w |  | 1 | No | [14 empty] | 0 | [12 empty] | 57.48 | 114.96 | 172.44 | W:7'' H:12'' E:7'' | 2.9 |  |  | 7 | 12 | Cap Nuts |  |  |  |  | 7 |  | No |  | No | [21 empty] | DP:5/8'' W:4 3/4'' H:5 1/2'' OB UP:5 3/4'' OB DOWN:6 1/4'' Octagonal |  |  |  | 6.5 |  |  | N/A | Hardwired | 0 | 0 | 0 | 0 | 1 | 0 | 0 | 1 | 0 | 0 | 0 | 785652803727 | 9.5 | 9.5 | 14.75 | 3.9 | 0.77 | 175 | Yes | [8 empty] | UL Wet | cUL Wet | LANCASTER 1L LANTERN-02 | One Light Outdoor Wall Lantern |  | 8037-02.jpg | 8037.jpg
8037-12 | One Light Outdoor Wall Lantern | Light has a way of sparkling against glass to create a warm and inviting welcome, and the Lancaster outdoor collection by Sea Gull Lighting is a classic example of such traditional design. Clear Curved Beveled glass is paired with one of four beautiful finish options including Polished Brass, Black, Antique Bronze and Antique Brushed Nickel. The assortment includes small, medium and large one-light outdoor wall lanterns, two-light outdoor wall lantern, three-light outdoor wall lantern, two-light and three-light outdoor post lanterns and a three-light outdoor pendant. Some of the fixtures can easily convert to LED by purchasing LED replacement lamps sold separately. | OUTDOOR | Lancaster | Outdoor Lighting | Black | 12 | Brass | Clear Curved Beveled Glass |  |  |  | 1 Medium A19 100w |  | 1 | No | [14 empty] | 0 | [12 empty] | 57.48 | 114.96 | 172.44 | W:7'' H:12'' E:7'' | 2.9 |  |  | 7 | 12 | Cap Nuts |  |  |  |  | 7 |  | No |  | No | [21 empty] | DP:5/8'' W:4 3/4'' H:5 1/2'' OB UP:5 3/4'' OB DOWN:6 1/4'' Octagonal |  |  |  | 6.5 |  |  | N/A | Hardwired | 0 | 0 | 0 | 0 | 1 | 0 | 0 | 1 | 0 | 0 | 0 | 785652803703 | 9.5 | 9.5 | 14.75 | 3.9 | 0.77 | 175 | Yes | [8 empty] | UL Wet | cUL Wet | LANCASTER 1L LANTERN-12 | One Light Outdoor Wall Lantern |  | 8037-12.jpg | 8037.jpg
8037-71 | One Light Outdoor Wall Lantern | Light has a way of sparkling against glass to create a warm and inviting welcome, and the Lancaster outdoor collection by Sea Gull Lighting is a classic example of such traditional design. Clear Curved Beveled glass is paired with one of four beautiful finish options including Polished Brass, Black, Antique Bronze and Antique Brushed Nickel. The assortment includes small, medium and large one-light outdoor wall lanterns, two-light outdoor wall lantern, three-light outdoor wall lantern, two-light and three-light outdoor post lanterns and a three-light outdoor pendant. Some of the fixtures can easily convert to LED by purchasing LED replacement lamps sold separately. | OUTDOOR | Lancaster | Outdoor Lighting | Antique Bronze | 71 | Brass | Clear Curved Beveled Glass |  |  |  | 1 Medium A19 100w |  | 1 | No | [14 empty] | 0 | [12 empty] | 57.48 | 114.96 | 172.44 | W:7'' H:12'' E:7'' | 2.9 |  |  | 7 | 12 | Cap Nuts |  |  |  |  | 7 |  | No |  | No | [21 empty] | DP:5/8'' W:4 3/4'' H:5 1/2'' OB UP:5 3/4'' OB DOWN:6 1/4'' Octagonal |  |  |  | 6.5 |  |  | N/A | Hardwired | 0 | 0 | 0 | 0 | 1 | 0 | 0 | 1 | 0 | 0 | 0 | 785652803710 | 8 | 8 | 14.75 | 3.35 | 0.546 | 125 | Yes | [8 empty] | UL Wet | cUL Wet | LANCASTER 1L LANTERN-71 | One Light Outdoor Wall Lantern |  | 8037-71.jpg | 8037.jpg
8037-965 | One Light Outdoor Wall Lantern | Light has a way of sparkling against glass to create a warm and inviting welcome, and the Lancaster outdoor collection by Sea Gull Lighting is a classic example of such traditional design. Clear Curved Beveled glass is paired with one of four beautiful finish options including Polished Brass, Black, Antique Bronze and Antique Brushed Nickel. The assortment includes small, medium and large one-light outdoor wall lanterns, two-light outdoor wall lantern, three-light outdoor wall lantern, two-light and three-light outdoor post lanterns and a three-light outdoor pendant. Some of the fixtures can easily convert to LED by purchasing LED replacement lamps sold separately. | OUTDOOR | Lancaster | Outdoor Lighting | Antique Brushed Nickel | 965 | Brass | Clear Curved Beveled Glass |  |  |  | 1 Medium A19 100w |  | 1 | No | [14 empty] | 0 | [12 empty] | 57.48 | 114.96 | 172.44 | W:7'' H:12'' E:7'' | 2.9 |  |  | 7 | 12 | Cap Nuts |  |  |  |  | 7 |  | No |  | No | [21 empty] | DP:5/8'' W:4 3/4'' H:5 1/2'' OB UP:5 3/4'' OB DOWN:6 1/4'' Octagonal |  |  |  | 6.5 |  |  | N/A | Hardwired | 0 | 0 | 0 | 0 | 1 | 0 | 0 | 1 | 0 | 0 | 0 | 785652080371 | 10 | 9.5 | 15 | 3.6 | 0.825 | 175 | Yes | [8 empty] | UL Wet | cUL Wet | LANCASTER 1L LANTERN-965 | One Light Outdoor Wall Lantern |  | 8037-965.jpg | 8037.jpg
8038-02 | One Light Outdoor Wall Lantern | Light has a way of sparkling against glass to create a warm and inviting welcome, and the Lancaster outdoor collection by Sea Gull Lighting is a classic example of such traditional design. Clear Curved Beveled glass is paired with one of four beautiful finish options including Polished Brass, Black, Antique Bronze and Antique Brushed Nickel. The assortment includes small, medium and large one-light outdoor wall lanterns, two-light outdoor wall lantern, three-light outdoor wall lantern, two-light and three-light outdoor post lanterns and a three-light outdoor pendant. Some of the fixtures can easily convert to LED by purchasing LED replacement lamps sold separately. | OUTDOOR | Lancaster | Outdoor Lighting | Polished Brass | 2 | Brass | Clear Curved Beveled Glass |  |  |  | 1 Medium A19 100w |  | 1 | No | [14 empty] | 0 | [12 empty] | 53.98 | 107.96 | 161.94 | W:7 3/4'' H:12'' E:7 1/2'' | 4 |  |  | 7.75 | 12 | Cap Nuts |  |  |  |  | 7.5 |  | No |  | No | [21 empty] | DP:5/8'' W:4 11/16'' H:5 9/16'' OB UP:4 1/2'' OB DOWN:7 1/2'' Octagonal |  |  |  | 6.5 |  |  | N/A | Hardwired | 0 | 0 | 0 | 0 | 1 | 0 | 0 | 1 | 0 | 0 | 0 | 785652803826 | 10.5 | 10.25 | 14 | 4.9 | 0.872 | 175 | Yes | [8 empty] | UL Wet | cUL Wet | LANCASTER 1L LANTERN-02 | One Light Outdoor Wall Lantern |  | 8038-02.jpg | 8038.jpg
8038-12 | One Light Outdoor Wall Lantern | Light has a way of sparkling against glass to create a warm and inviting welcome, and the Lancaster outdoor collection by Sea Gull Lighting is a classic example of such traditional design. Clear Curved Beveled glass is paired with one of four beautiful finish options including Polished Brass, Black, Antique Bronze and Antique Brushed Nickel. The assortment includes small, medium and large one-light outdoor wall lanterns, two-light outdoor wall lantern, three-light outdoor wall lantern, two-light and three-light outdoor post lanterns and a three-light outdoor pendant. Some of the fixtures can easily convert to LED by purchasing LED replacement lamps sold separately. | OUTDOOR | Lancaster | Outdoor Lighting | Black | 12 | Brass | Clear Curved Beveled Glass |  |  |  | 1 Medium A19 100w |  | 1 | No | [14 empty] | 0 | [12 empty] | 53.98 | 107.96 | 161.94 | W:7 3/4'' H:12'' E:7 1/2'' | 4 |  |  | 7.75 | 12 | Cap Nuts |  |  |  |  | 7.5 |  | No |  | No | [21 empty] | DP:5/8'' W:4 11/16'' H:5 9/16'' OB UP:4 1/2'' OB DOWN:7 1/2'' Octagonal |  |  |  | 6.5 |  |  | N/A | Hardwired | 0 | 0 | 0 | 0 | 1 | 0 | 0 | 1 | 0 | 0 | 0 | 785652803802 | 10.5 | 10.75 | 14 | 5.1 | 0.914 | 175 | Yes | [8 empty] | UL Wet | cUL Wet | LANCASTER 1L LANTERN-12 | One Light Outdoor Wall Lantern |  | 8038-12.jpg | 8038.jpg
8038-71 | One Light Outdoor Wall Lantern | Light has a way of sparkling against glass to create a warm and inviting welcome, and the Lancaster outdoor collection by Sea Gull Lighting is a classic example of such traditional design. Clear Curved Beveled glass is paired with one of four beautiful finish options including Polished Brass, Black, Antique Bronze and Antique Brushed Nickel. The assortment includes small, medium and large one-light outdoor wall lanterns, two-light outdoor wall lantern, three-light outdoor wall lantern, two-light and three-light outdoor post lanterns and a three-light outdoor pendant. Some of the fixtures can easily convert to LED by purchasing LED replacement lamps sold separately. | OUTDOOR | Lancaster | Outdoor Lighting | Antique Bronze | 71 | Brass | Clear Curved Beveled Glass |  |  |  | 1 Medium A19 100w |  | 1 | No | [14 empty] | 0 | [12 empty] | 53.98 | 107.96 | 161.94 | W:7 3/4'' H:12'' E:7 1/2'' | 4 |  |  | 7.75 | 12 | Cap Nuts |  |  |  |  | 7.5 |  | No |  | No | [21 empty] | DP:5/8'' W:4 11/16'' H:5 9/16'' OB UP:4 1/2'' OB DOWN:7 1/2'' Octagonal |  |  |  | 6.5 |  |  | N/A | Hardwired | 0 | 0 | 0 | 0 | 1 | 0 | 0 | 1 | 0 | 0 | 0 | 785652803819 | 10.75 | 10 | 15 | 4.95 | 0.933 | 175 | Yes | [8 empty] | UL Wet | cUL Wet | LANCASTER 1L LANTERN-71 | One Light Outdoor Wall Lantern |  | 8038-71.jpg | 8038.jpg
8038-965 | One Light Outdoor Wall Lantern | Light has a way of sparkling against glass to create a warm and inviting welcome, and the Lancaster outdoor collection by Sea Gull Lighting is a classic example of such traditional design. Clear Curved Beveled glass is paired with one of four beautiful finish options including Polished Brass, Black, Antique Bronze and Antique Brushed Nickel. The assortment includes small, medium and large one-light outdoor wall lanterns, two-light outdoor wall lantern, three-light outdoor wall lantern, two-light and three-light outdoor post lanterns and a three-light outdoor pendant. Some of the fixtures can easily convert to LED by purchasing LED replacement lamps sold separately. | OUTDOOR | Lancaster | Outdoor Lighting | Antique Brushed Nickel | 965 | Brass | Clear Curved Beveled Glass |  |  |  | 1 Medium A19 100w |  | 1 | No | [14 empty] | 0 | [12 empty] | 53.98 | 107.96 | 161.94 | W:7 3/4'' H:12'' E:7 1/2'' | 4 |  |  | 7.75 | 12 | Cap Nuts |  |  |  |  | 7.5 |  | No |  | No | [21 empty] | DP:5/8'' W:4 11/16'' H:5 9/16'' OB UP:4 1/2'' OB DOWN:7 1/2'' Octagonal |  |  |  | 6.5 |  |  | N/A | Hardwired | 0 | 0 | 0 | 0 | 1 | 0 | 0 | 1 | 0 | 0 | 0 | 785652803895 | 10 | 10 | 14 | 5.15 | 0.81 | 125 | Yes | [8 empty] | UL Wet | cUL Wet | LANCASTER 1L LANTERN-965 | One Light Outdoor Wall Lantern |  | 8038-965.jpg | 8038.jpg
8039-02 | Two Light Outdoor Wall Lantern | Light has a way of sparkling against glass to create a warm and inviting welcome, and the Lancaster outdoor collection by Sea Gull Lighting is a classic example of such traditional design. Clear Curved Beveled glass is paired with one of four beautiful finish options including Polished Brass, Black, Antique Bronze and Antique Brushed Nickel. The assortment includes small, medium and large one-light outdoor wall lanterns, two-light outdoor wall lantern, three-light outdoor wall lantern, two-light and three-light outdoor post lanterns and a three-light outdoor pendant. Some of the fixtures can easily convert to LED by purchasing LED replacement lamps sold separately. | OUTDOOR | Lancaster | Outdoor Lighting | Polished Brass | 2 | Brass | Clear Curved Beveled Glass |  |  |  | 2 Candelabra Torpedo 40w |  | 2 | No | [14 empty] | 0 | [12 empty] | 116.48 | 232.96 | 349.44 | W:10'' H:20 1/2'' E:9 1/2'' | 8.6 |  |  | 10 | 20.5 | Cap Nuts |  |  |  |  | 9.5 |  | No |  | No | [21 empty] | DP:3/4'' W:4 1/2'' H:9 1/4'' OB UP:9 1/2'' OB DOWN:11'' Octagonal |  |  |  | 6.5 |  |  | N/A | Hardwired | 0 | 0 | 0 | 0 | 1 | 0 | 0 | 1 | 0 | 0 | 0 | 785652803925 | 11.75 | 11.5 | 23.5 | 10.75 | 1.838 | 175 | Yes | [8 empty] | UL Wet | cUL Wet | LANCASTER 2L LANTERN-02 | Two Light Outdoor Wall Lantern |  | 8039-02.jpg | 8039.jpg
8039-12 | Two Light Outdoor Wall Lantern | Light has a way of sparkling against glass to create a warm and inviting welcome, and the Lancaster outdoor collection by Sea Gull Lighting is a classic example of such traditional design. Clear Curved Beveled glass is paired with one of four beautiful finish options including Polished Brass, Black, Antique Bronze and Antique Brushed Nickel. The assortment includes small, medium and large one-light outdoor wall lanterns, two-light outdoor wall lantern, three-light outdoor wall lantern, two-light and three-light outdoor post lanterns and a three-light outdoor pendant. Some of the fixtures can easily convert to LED by purchasing LED replacement lamps sold separately. | OUTDOOR | Lancaster | Outdoor Lighting | Black | 12 | Brass | Clear Curved Beveled Glass |  |  |  | 2 Candelabra Torpedo 40w |  | 2 | No | [14 empty] | 0 | [12 empty] | 97.48 | 194.96 | 292.44 | W:10'' H:20 1/2'' E:9 1/2'' | 8.6 |  |  | 10 | 20.5 | Cap Nuts |  |  |  |  | 9.5 |  | No |  | No | [21 empty] | DP:3/4'' W:4 1/2'' H:9 1/4'' OB UP:9 1/2'' OB DOWN:11'' Octagonal |  |  |  | 6.5 |  |  | N/A | Hardwired | 0 | 0 | 0 | 0 | 1 | 0 | 0 | 1 | 0 | 0 | 0 | 785652803901 | 11.75 | 11.75 | 23.75 | 10.95 | 1.898 | 175 | Yes | [8 empty] | UL Wet | cUL Wet | LANCASTER 2L LANTERN-12 | Two Light Outdoor Wall Lantern |  | 8039-12.jpg | 8039.jpg
8039-71 | Two Light Outdoor Wall Lantern | Light has a way of sparkling against glass to create a warm and inviting welcome, and the Lancaster outdoor collection by Sea Gull Lighting is a classic example of such traditional design. Clear Curved Beveled glass is paired with one of four beautiful finish options including Polished Brass, Black, Antique Bronze and Antique Brushed Nickel. The assortment includes small, medium and large one-light outdoor wall lanterns, two-light outdoor wall lantern, three-light outdoor wall lantern, two-light and three-light outdoor post lanterns and a three-light outdoor pendant. Some of the fixtures can easily convert to LED by purchasing LED replacement lamps sold separately. | OUTDOOR | Lancaster | Outdoor Lighting | Antique Bronze | 71 | Brass | Clear Curved Beveled Glass |  |  |  | 2 Candelabra Torpedo 40w |  | 2 | No | [14 empty] | 0 | [12 empty] | 116.48 | 232.96 | 349.44 | W:10'' H:20 1/2'' E:9 1/2'' | 8.6 |  |  | 10 | 20.5 | Cap Nuts |  |  |  |  | 9.5 |  | No |  | No | [21 empty] | DP:3/4'' W:4 1/2'' H:9 1/4'' OB UP:9 1/2'' OB DOWN:11'' Octagonal |  |  |  | 6.5 |  |  | N/A | Hardwired | 0 | 0 | 0 | 0 | 1 | 0 | 0 | 1 | 0 | 0 | 0 | 785652803987 | 11.75 | 11.75 | 23.5 | 10.75 | 1.878 | 175 | Yes | [8 empty] | UL Wet | cUL Wet | LANCASTER 2L LANTERN-71 | Two Light Outdoor Wall Lantern |  | 8039-71.jpg | 8039.jpg
8039-965 | Two Light Outdoor Wall Lantern | Light has a way of sparkling against glass to create a warm and inviting welcome, and the Lancaster outdoor collection by Sea Gull Lighting is a classic example of such traditional design. Clear Curved Beveled glass is paired with one of four beautiful finish options including Polished Brass, Black, Antique Bronze and Antique Brushed Nickel. The assortment includes small, medium and large one-light outdoor wall lanterns, two-light outdoor wall lantern, three-light outdoor wall lantern, two-light and three-light outdoor post lanterns and a three-light outdoor pendant. Some of the fixtures can easily convert to LED by purchasing LED replacement lamps sold separately. | OUTDOOR | Lancaster | Outdoor Lighting | Antique Brushed Nickel | 965 | Brass | Clear Curved Beveled Glass |  |  |  | 2 Candelabra Torpedo 40w |  | 2 | No | [14 empty] | 0 | [12 empty] | 116.48 | 232.96 | 349.44 | W:10'' H:20 1/2'' E:9 1/2'' | 8.6 |  |  | 10 | 20.5 | Cap Nuts |  |  |  |  | 9.5 |  | No |  | No | [21 empty] | DP:3/4'' W:4 1/2'' H:9 1/4'' OB UP:9 1/2'' OB DOWN:11'' Octagonal |  |  |  | 6.5 |  |  | N/A | Hardwired | 0 | 0 | 0 | 0 | 1 | 0 | 0 | 1 | 0 | 0 | 0 | 785652803956 | 11.75 | 11.5 | 23.5 | 10.7 | 1.838 | 175 | Yes | [8 empty] | UL Wet | cUL Wet | LANCASTER 2L LANTERN-965 | Two Light Outdoor Wall Lantern |  | 8039-965.jpg | 8039.jpg
8039EN-02 | Two Light Outdoor Wall Lantern | Light has a way of sparkling against glass to create a warm and inviting welcome, and the Lancaster outdoor collection by Sea Gull Lighting is a classic example of such traditional design. Clear Curved Beveled glass is paired with one of four beautiful finish options including Polished Brass, Black, Antique Bronze and Antique Brushed Nickel. The assortment includes small, medium and large one-light outdoor wall lanterns, two-light outdoor wall lantern, three-light outdoor wall lantern, two-light and three-light outdoor post lanterns and a three-light outdoor pendant. Some of the fixtures can easily convert to LED by purchasing LED replacement lamps sold separately. | OUTDOOR | Lancaster | Outdoor Lighting | Polished Brass | 2 | Brass | Undefined Glass |  |  |  | 2 Candelabra Torpedo 3.5w |  | 2 | Yes | [14 empty] | 0 | [12 empty] | 124.98 | 249.96 | 374.94 | W:10'' H:20 1/2'' E:9 1/2'' | 8.6 |  |  | 10 | 20.5 | Cap Nuts |  |  |  |  | 9.5 |  | No |  | No | [21 empty] | DP:3/4'' W:4 1/2'' H:9 1/4'' OB UP:9 1/2'' OB DOWN:11'' Octagonal |  |  |  | 6.5 |  |  | N/A | Hardwired | 0 | 0 | 0 | 1 | 1 | 0 | 0 | 0 | 0 | 0 | 0 | 785652031847 | 11.75 | 11.5 | 23.5 | 10.75 | 1.838 | 175 | Yes | [8 empty] | UL Wet | cUL Wet | LANCASTER 2L LANTERN-02 | Two Light Outdoor Wall Lantern |  | 8039EN-02.jpg | 8039.jpg
8039EN-12 | Two Light Outdoor Wall Lantern | Light has a way of sparkling against glass to create a warm and inviting welcome, and the Lancaster outdoor collection by Sea Gull Lighting is a classic example of such traditional design. Clear Curved Beveled glass is paired with one of four beautiful finish options including Polished Brass, Black, Antique Bronze and Antique Brushed Nickel. The assortment includes small, medium and large one-light outdoor wall lanterns, two-light outdoor wall lantern, three-light outdoor wall lantern, two-light and three-light outdoor post lanterns and a three-light outdoor pendant. Some of the fixtures can easily convert to LED by purchasing LED replacement lamps sold separately. | OUTDOOR | Lancaster | Outdoor Lighting | Black | 12 | Brass | Undefined Glass |  |  |  | 2 Candelabra Torpedo 3.5w |  | 2 | Yes | [14 empty] | 0 | [12 empty] | 107.48 | 214.96 | 322.44 | W:10'' H:20 1/2'' E:9 1/2'' | 8.6 |  |  | 10 | 20.5 | Cap Nuts |  |  |  |  | 9.5 |  | No |  | No | [21 empty] | DP:3/4'' W:4 1/2'' H:9 1/4'' OB UP:9 1/2'' OB DOWN:11'' Octagonal |  |  |  | 6.5 |  |  | N/A | Hardwired | 0 | 0 | 0 | 1 | 1 | 0 | 0 | 0 | 0 | 0 | 0 | 785652031854 | 23.75 | 11.75 | 11.75 | 10.95 | 1.898 | 175 | Yes | [8 empty] | UL Wet | cUL Wet | LANCASTER 2L LANTERN-12 | Two Light Outdoor Wall Lantern |  | 8039EN-12.jpg | 8039.jpg
8039EN-71 | Two Light Outdoor Wall Lantern | Light has a way of sparkling against glass to create a warm and inviting welcome, and the Lancaster outdoor collection by Sea Gull Lighting is a classic example of such traditional design. Clear Curved Beveled glass is paired with one of four beautiful finish options including Polished Brass, Black, Antique Bronze and Antique Brushed Nickel. The assortment includes small, medium and large one-light outdoor wall lanterns, two-light outdoor wall lantern, three-light outdoor wall lantern, two-light and three-light outdoor post lanterns and a three-light outdoor pendant. Some of the fixtures can easily convert to LED by purchasing LED replacement lamps sold separately. | OUTDOOR | Lancaster | Outdoor Lighting | Antique Bronze | 71 | Brass | Undefined Glass |  |  |  | 2 Candelabra Torpedo 3.5w |  | 2 | Yes | [14 empty] | 0 | [12 empty] | 124.98 | 249.96 | 374.94 | W:10'' H:20 1/2'' E:9 1/2'' | 8.6 |  |  | 10 | 20.5 | Cap Nuts |  |  |  |  | 9.5 |  | No |  | No | [21 empty] | DP:3/4'' W:4 1/2'' H:9 1/4'' OB UP:9 1/2'' OB DOWN:11'' Octagonal |  |  |  | 6.5 |  |  | N/A | Hardwired | 0 | 0 | 0 | 1 | 1 | 0 | 0 | 0 | 0 | 0 | 0 | 785652031861 | 23.5 | 11.75 | 11.75 | 10.75 | 1.878 | 175 | Yes | [8 empty] | UL Wet | cUL Wet | LANCASTER 2L LANTERN-71 | Two Light Outdoor Wall Lantern |  | 8039EN-71.jpg | 8039.jpg
8039EN-965 | Two Light Outdoor Wall Lantern | Light has a way of sparkling against glass to create a warm and inviting welcome, and the Lancaster outdoor collection by Sea Gull Lighting is a classic example of such traditional design. Clear Curved Beveled glass is paired with one of four beautiful finish options including Polished Brass, Black, Antique Bronze and Antique Brushed Nickel. The assortment includes small, medium and large one-light outdoor wall lanterns, two-light outdoor wall lantern, three-light outdoor wall lantern, two-light and three-light outdoor post lanterns and a three-light outdoor pendant. Some of the fixtures can easily convert to LED by purchasing LED replacement lamps sold separately. | OUTDOOR | Lancaster | Outdoor Lighting | Antique Brushed Nickel | 965 | Brass | Undefined Glass |  |  |  | 2 Candelabra Torpedo 3.5w |  | 2 | Yes | [14 empty] | 0 | [12 empty] | 124.98 | 249.96 | 374.94 | W:10'' H:20 1/2'' E:9 1/2'' | 8.6 |  |  | 10 | 20.5 | Cap Nuts |  |  |  |  | 9.5 |  | No |  | No | [21 empty] | DP:3/4'' W:4 1/2'' H:9 1/4'' OB UP:9 1/2'' OB DOWN:11'' Octagonal |  |  |  | 6.5 |  |  | N/A | Hardwired | 0 | 0 | 0 | 1 | 1 | 0 | 0 | 0 | 0 | 0 | 0 | 785652031878 | 23.5 | 11.5 | 11.75 | 10.7 | 1.838 | 175 | Yes | [8 empty] | UL Wet | cUL Wet | LANCASTER 2L LANTERN-965 | Two Light Outdoor Wall Lantern |  | 8039EN-965.jpg | 8039.jpg
8040-02 | Three Light Outdoor Wall Lantern | Light has a way of sparkling against glass to create a warm and inviting welcome, and the Lancaster outdoor collection by Sea Gull Lighting is a classic example of such traditional design. Clear Curved Beveled glass is paired with one of four beautiful finish options including Polished Brass, Black, Antique Bronze and Antique Brushed Nickel. The assortment includes small, medium and large one-light outdoor wall lanterns, two-light outdoor wall lantern, three-light outdoor wall lantern, two-light and three-light outdoor post lanterns and a three-light outdoor pendant. Some of the fixtures can easily convert to LED by purchasing LED replacement lamps sold separately. | OUTDOOR | Lancaster | Outdoor Lighting | Polished Brass | 2 | Brass | Clear Curved Beveled Glass |  |  |  | 3 Candelabra Torpedo 40w |  | 3 | No | [14 empty] | 0 | [12 empty] | 131.98 | 263.96 | 395.94 | W:11 3/4'' H:23'' E:11'' | 10.9 |  |  | 11.75 | 23 | Cap Nuts |  |  |  |  | 11 |  | No |  | No | [21 empty] | DP:3/4'' W:4 1/2'' H:9 1/4'' OB UP:10'' OB DOWN:13'' Octagonal |  |  |  | 6.5 |  |  | N/A | Hardwired | 0 | 0 | 0 | 0 | 1 | 0 | 0 | 1 | 0 | 0 | 0 | 785652804021 | 14.25 | 13.5 | 25.37 | 13.6 | 2.824 | 175 | Yes | [8 empty] | UL Wet | cUL Wet | LANCASTER 3L LANTERN-02 | Three Light Outdoor Wall Lantern |  | 8040-02.jpg | 8040.jpg
8040-12 | Three Light Outdoor Wall Lantern | Light has a way of sparkling against glass to create a warm and inviting welcome, and the Lancaster outdoor collection by Sea Gull Lighting is a classic example of such traditional design. Clear Curved Beveled glass is paired with one of four beautiful finish options including Polished Brass, Black, Antique Bronze and Antique Brushed Nickel. The assortment includes small, medium and large one-light outdoor wall lanterns, two-light outdoor wall lantern, three-light outdoor wall lantern, two-light and three-light outdoor post lanterns and a three-light outdoor pendant. Some of the fixtures can easily convert to LED by purchasing LED replacement lamps sold separately. | OUTDOOR | Lancaster | Outdoor Lighting | Black | 12 | Brass | Clear Curved Beveled Glass |  |  |  | 3 Candelabra Torpedo 40w |  | 3 | No | [14 empty] | 0 | [12 empty] | 118.48 | 236.96 | 355.44 | W:11 3/4'' H:23'' E:11'' | 10.9 |  |  | 11.75 | 23 | Cap Nuts |  |  |  |  | 11 |  | No |  | No | [21 empty] | DP:3/4'' W:4 1/2'' H:9 1/4'' OB UP:10'' OB DOWN:13'' Octagonal |  |  |  | 6.5 |  |  | N/A | Hardwired | 0 | 0 | 0 | 0 | 1 | 0 | 0 | 1 | 0 | 0 | 0 | 785652804007 | 14.25 | 13.5 | 25.5 | 13.85 | 2.839 | 175 | Yes | [8 empty] | UL Wet | cUL Wet | LANCASTER 3L LANTERN-12 | Three Light Outdoor Wall Lantern |  | 8040-12.jpg | 8040.jpg
8040-71 | Three Light Outdoor Wall Lantern | Light has a way of sparkling against glass to create a warm and inviting welcome, and the Lancaster outdoor collection by Sea Gull Lighting is a classic example of such traditional design. Clear Curved Beveled glass is paired with one of four beautiful finish options including Polished Brass, Black, Antique Bronze and Antique Brushed Nickel. The assortment includes small, medium and large one-light outdoor wall lanterns, two-light outdoor wall lantern, three-light outdoor wall lantern, two-light and three-light outdoor post lanterns and a three-light outdoor pendant. Some of the fixtures can easily convert to LED by purchasing LED replacement lamps sold separately. | OUTDOOR | Lancaster | Outdoor Lighting | Antique Bronze | 71 | Brass | Clear Curved Beveled Glass |  |  |  | 3 Candelabra Torpedo 40w |  | 3 | No | [14 empty] | 0 | [12 empty] | 131.98 | 263.96 | 395.94 | W:11 3/4'' H:23'' E:11'' | 10.9 |  |  | 11.75 | 23 | Cap Nuts |  |  |  |  | 11 |  | No |  | No | [21 empty] | DP:3/4'' W:4 1/2'' H:9 1/4'' OB UP:10'' OB DOWN:13'' Octagonal |  |  |  | 6.5 |  |  | N/A | Hardwired | 0 | 0 | 0 | 0 | 1 | 0 | 0 | 1 | 0 | 0 | 0 | 785652804014 | 14.25 | 13.75 | 25.58 | 13.35 | 2.901 | 175 | Yes | [8 empty] | UL Wet | cUL Wet | LANCASTER 3L LANTERN-71 | Three Light Outdoor Wall Lantern |  | 8040-71.jpg | 8040.jpg
8040-965 | Three Light Outdoor Wall Lantern | Light has a way of sparkling against glass to create a warm and inviting welcome, and the Lancaster outdoor collection by Sea Gull Lighting is a classic example of such traditional design. Clear Curved Beveled glass is paired with one of four beautiful finish options including Polished Brass, Black, Antique Bronze and Antique Brushed Nickel. The assortment includes small, medium and large one-light outdoor wall lanterns, two-light outdoor wall lantern, three-light outdoor wall lantern, two-light and three-light outdoor post lanterns and a three-light outdoor pendant. Some of the fixtures can easily convert to LED by purchasing LED replacement lamps sold separately. | OUTDOOR | Lancaster | Outdoor Lighting | Antique Brushed Nickel | 965 | Brass | Clear Curved Beveled Glass |  |  |  | 3 Candelabra Torpedo 40w |  | 3 | No | [14 empty] | 0 | [12 empty] | 131.98 | 263.96 | 395.94 | W:11 3/4'' H:23'' E:11'' | 10.9 |  |  | 11.75 | 23 | Cap Nuts |  |  |  |  | 11 |  | No |  | No | [21 empty] | DP:3/4'' W:4 1/2'' H:9 1/4'' OB UP:10'' OB DOWN:13'' Octagonal |  |  |  | 6.5 |  |  | N/A | Hardwired | 0 | 0 | 0 | 0 | 1 | 0 | 0 | 1 | 0 | 0 | 0 | 785652804090 | 14.25 | 13.5 | 25.5 | 13.8 | 2.839 | 175 | Yes | [8 empty] | UL Wet | cUL Wet | LANCASTER 3L LANTERN-965 | Three Light Outdoor Wall Lantern |  | 8040-965.jpg | 8040.jpg
8040EN-02 | Three Light Outdoor Wall Lantern | Light has a way of sparkling against glass to create a warm and inviting welcome, and the Lancaster outdoor collection by Sea Gull Lighting is a classic example of such traditional design. Clear Curved Beveled glass is paired with one of four beautiful finish options including Polished Brass, Black, Antique Bronze and Antique Brushed Nickel. The assortment includes small, medium and large one-light outdoor wall lanterns, two-light outdoor wall lantern, three-light outdoor wall lantern, two-light and three-light outdoor post lanterns and a three-light outdoor pendant. Some of the fixtures can easily convert to LED by purchasing LED replacement lamps sold separately. | OUTDOOR | Lancaster | Outdoor Lighting | Polished Brass | 2 | Brass | Undefined Glass |  |  |  | 3 Candelabra Torpedo 3.5w |  | 3 | Yes | [14 empty] | 0 | [12 empty] | 141.98 | 283.96 | 425.94 | W:11 3/4'' H:23'' E:11'' | 10.9 |  |  | 11.75 | 23 | Cap Nuts |  |  |  |  | 11 |  | No |  | No | [21 empty] | DP:3/4'' W:4 1/2'' H:9 1/4'' OB UP:10'' OB DOWN:13'' Octagonal |  |  |  | 6.5 |  |  | N/A | Hardwired | 0 | 0 | 0 | 1 | 1 | 0 | 0 | 0 | 0 | 0 | 0 | 785652031908 | 25.37 | 13.5 | 14.25 | 13.6 | 2.824 | 175 | Yes | [8 empty] | UL Wet | cUL Wet | LANCASTER 3L LANTERN-02 | Three Light Outdoor Wall Lantern |  | 8040EN-02.jpg | 8040.jpg
8040EN-12 | Three Light Outdoor Wall Lantern | Light has a way of sparkling against glass to create a warm and inviting welcome, and the Lancaster outdoor collection by Sea Gull Lighting is a classic example of such traditional design. Clear Curved Beveled glass is paired with one of four beautiful finish options including Polished Brass, Black, Antique Bronze and Antique Brushed Nickel. The assortment includes small, medium and large one-light outdoor wall lanterns, two-light outdoor wall lantern, three-light outdoor wall lantern, two-light and three-light outdoor post lanterns and a three-light outdoor pendant. Some of the fixtures can easily convert to LED by purchasing LED replacement lamps sold separately. | OUTDOOR | Lancaster | Outdoor Lighting | Black | 12 | Brass | Undefined Glass |  |  |  | 3 Candelabra Torpedo 3.5w |  | 3 | Yes | [14 empty] | 0 | [12 empty] | 129.48 | 258.96 | 388.44 | W:11 3/4'' H:23'' E:11'' | 10.9 |  |  | 11.75 | 23 | Cap Nuts |  |  |  |  | 11 |  | No |  | No | [21 empty] | DP:3/4'' W:4 1/2'' H:9 1/4'' OB UP:10'' OB DOWN:13'' Octagonal |  |  |  | 6.5 |  |  | N/A | Hardwired | 0 | 0 | 0 | 1 | 1 | 0 | 0 | 0 | 0 | 0 | 0 | 785652031915 | 14.25 | 13.5 | 25.55 | 13.85 | 2.844 | 175 | Yes | [8 empty] | UL Wet | cUL Wet | LANCASTER 3L LANTERN-12 | Three Light Outdoor Wall Lantern |  | 8040EN-12.jpg | 8040.jpg
8040EN-71 | Three Light Outdoor Wall Lantern | Light has a way of sparkling against glass to create a warm and inviting welcome, and the Lancaster outdoor collection by Sea Gull Lighting is a classic example of such traditional design. Clear Curved Beveled glass is paired with one of four beautiful finish options including Polished Brass, Black, Antique Bronze and Antique Brushed Nickel. The assortment includes small, medium and large one-light outdoor wall lanterns, two-light outdoor wall lantern, three-light outdoor wall lantern, two-light and three-light outdoor post lanterns and a three-light outdoor pendant. Some of the fixtures can easily convert to LED by purchasing LED replacement lamps sold separately. | OUTDOOR | Lancaster | Outdoor Lighting | Antique Bronze | 71 | Brass | Undefined Glass |  |  |  | 3 Candelabra Torpedo 3.5w |  | 3 | Yes | [14 empty] | 0 | [12 empty] | 141.98 | 283.96 | 425.94 | W:11 3/4'' H:23'' E:11'' | 10.9 |  |  | 11.75 | 23 | Cap Nuts |  |  |  |  | 11 |  | No |  | No | [21 empty] | DP:3/4'' W:4 1/2'' H:9 1/4'' OB UP:10'' OB DOWN:13'' Octagonal |  |  |  | 6.5 |  |  | N/A | Hardwired | 0 | 0 | 0 | 1 | 1 | 0 | 0 | 0 | 0 | 0 | 0 | 785652031922 | 25.37 | 13.5 | 14.25 | 13.6 | 2.824 | 175 | Yes | [8 empty] | UL Wet | cUL Wet | LANCASTER 3L LANTERN-71 | Three Light Outdoor Wall Lantern |  | 8040EN-71.jpg | 8040.jpg
8040EN-965 | Three Light Outdoor Wall Lantern | Light has a way of sparkling against glass to create a warm and inviting welcome, and the Lancaster outdoor collection by Sea Gull Lighting is a classic example of such traditional design. Clear Curved Beveled glass is paired with one of four beautiful finish options including Polished Brass, Black, Antique Bronze and Antique Brushed Nickel. The assortment includes small, medium and large one-light outdoor wall lanterns, two-light outdoor wall lantern, three-light outdoor wall lantern, two-light and three-light outdoor post lanterns and a three-light outdoor pendant. Some of the fixtures can easily convert to LED by purchasing LED replacement lamps sold separately. | OUTDOOR | Lancaster | Outdoor Lighting | Antique Brushed Nickel | 965 | Brass | Undefined Glass |  |  |  | 3 Candelabra Torpedo 3.5w |  | 3 | Yes | [14 empty] | 0 | [12 empty] | 141.98 | 283.96 | 425.94 | W:11 3/4'' H:23'' E:11'' | 10.9 |  |  | 11.75 | 23 | Cap Nuts |  |  |  |  | 11 |  | No |  | No | [20 empty] | DP:3/4'' W:4 1/2'' H:9 1/4'' OB UP:10'' OB DOWN:13'' Octagonal |  |  |  |  | 6.5 |  |  | N/A | Hardwired | 0 | 0 | 0 | 1 | 1 | 0 | 0 | 0 | 0 | 0 | 0 | 785652031939 | 25.5 | 13.5 | 14.25 | 13.8 | 2.839 | 175 | Yes | [8 empty] | UL Wet | cUL Wet | LANCASTER 3L LANTERN-965 | Three Light Outdoor Wall Lantern |  | 8040EN-965.jpg | 8040.jpg
8067-02 | One Light Outdoor Wall Lantern | Light has a way of sparkling against glass to create a warm and inviting welcome, and the Lancaster outdoor collection by Sea Gull Lighting is a classic example of such traditional design. Clear Curved Beveled glass is paired with one of four beautiful finish options including Polished Brass, Black, Antique Bronze and Antique Brushed Nickel. The assortment includes small, medium and large one-light outdoor wall lanterns, two-light outdoor wall lantern, three-light outdoor wall lantern, two-light and three-light outdoor post lanterns and a three-light outdoor pendant. Some of the fixtures can easily convert to LED by purchasing LED replacement lamps sold separately. | OUTDOOR | Lancaster | Outdoor Lighting | Polished Brass | 2 | Brass | Clear Curved Beveled Glass |  |  |  | 1 Medium A19 100w |  | 1 | No | [14 empty] | 0 | [12 empty] | 72.98 | 145.96 | 218.94 | W:7 3/4'' H:14'' E:7 1/2'' | 4.33 |  |  | 7.75 | 14 | Cap Nuts |  |  |  |  | 7.5 |  | No |  | No | [21 empty] | DP:5/8'' W:4 3/4'' H:5 1/2'' OB UP:6 1/2'' OB DOWN:7 1/2'' Octagonal |  |  |  | 6.5 |  |  | N/A | Hardwired | 0 | 0 | 0 | 0 | 1 | 0 | 0 | 1 | 0 | 0 | 0 | 785652080678 | 10.5 | 10.5 | 17 | 5.35 | 1.085 | 175 | Yes | [8 empty] | UL Wet | cUL Wet | LANCASTER 1L LANTERN-02 | One Light Outdoor Wall Lantern |  | 8067-02.jpg | 8067.jpg
8067-12 | One Light Outdoor Wall Lantern | Light has a way of sparkling against glass to create a warm and inviting welcome, and the Lancaster outdoor collection by Sea Gull Lighting is a classic example of such traditional design. Clear Curved Beveled glass is paired with one of four beautiful finish options including Polished Brass, Black, Antique Bronze and Antique Brushed Nickel. The assortment includes small, medium and large one-light outdoor wall lanterns, two-light outdoor wall lantern, three-light outdoor wall lantern, two-light and three-light outdoor post lanterns and a three-light outdoor pendant. Some of the fixtures can easily convert to LED by purchasing LED replacement lamps sold separately. | OUTDOOR | Lancaster | Outdoor Lighting | Black | 12 | Brass | Clear Curved Beveled Glass |  |  |  | 1 Medium A19 100w |  | 1 | No | [14 empty] | 0 | [12 empty] | 58.48 | 116.96 | 175.44 | W:7 3/4'' H:14'' E:7 1/2'' | 4.33 |  |  | 7.75 | 14 | Cap Nuts |  |  |  |  | 7.5 |  | No |  | No | [21 empty] | DP:5/8'' W:4 3/4'' H:5 1/2'' OB UP:6 1/2'' OB DOWN:7 1/2'' Octagonal |  |  |  | 6.5 |  |  | N/A | Hardwired | 0 | 0 | 0 | 0 | 1 | 0 | 0 | 1 | 0 | 0 | 0 | 785652806728 | 10.5 | 10.5 | 16.75 | 5.85 | 1.069 | 175 | Yes | [8 empty] | UL Wet | cUL Wet | LANCASTER 1L LANTERN-12 | One Light Outdoor Wall Lantern |  | 8067-12.jpg | 8067.jpg
8067-71 | One Light Outdoor Wall Lantern | Light has a way of sparkling against glass to create a warm and inviting welcome, and the Lancaster outdoor collection by Sea Gull Lighting is a classic example of such traditional design. Clear Curved Beveled glass is paired with one of four beautiful finish options including Polished Brass, Black, Antique Bronze and Antique Brushed Nickel. The assortment includes small, medium and large one-light outdoor wall lanterns, two-light outdoor wall lantern, three-light outdoor wall lantern, two-light and three-light outdoor post lanterns and a three-light outdoor pendant. Some of the fixtures can easily convert to LED by purchasing LED replacement lamps sold separately. | OUTDOOR | Lancaster | Outdoor Lighting | Antique Bronze | 71 | Brass | Clear Curved Beveled Glass |  |  |  | 1 Medium A19 100w |  | 1 | No | [14 empty] | 0 | [12 empty] | 72.98 | 145.96 | 218.94 | W:7 3/4'' H:14'' E:7 1/2'' | 4.33 |  |  | 7.75 | 14 | Cap Nuts |  |  |  |  | 7.5 |  | No |  | No | [21 empty] | DP:5/8'' W:4 3/4'' H:5 1/2'' OB UP:6 1/2'' OB DOWN:7 1/2'' Octagonal |  |  |  | 6.5 |  |  | N/A | Hardwired | 0 | 0 | 0 | 0 | 1 | 0 | 0 | 1 | 0 | 0 | 0 | 785652806711 | 10.78 | 10.5 | 16.75 | 5.1 | 1.097 | 175 | Yes | [8 empty] | UL Wet | cUL Wet | LANCASTER 1L LANTERN-71 | One Light Outdoor Wall Lantern |  | 8067-71.jpg | 8067.jpg
8067-965 | One Light Outdoor Wall Lantern | Light has a way of sparkling against glass to create a warm and inviting welcome, and the Lancaster outdoor collection by Sea Gull Lighting is a classic example of such traditional design. Clear Curved Beveled glass is paired with one of four beautiful finish options including Polished Brass, Black, Antique Bronze and Antique Brushed Nickel. The assortment includes small, medium and large one-light outdoor wall lanterns, two-light outdoor wall lantern, three-light outdoor wall lantern, two-light and three-light outdoor post lanterns and a three-light outdoor pendant. Some of the fixtures can easily convert to LED by purchasing LED replacement lamps sold separately. | OUTDOOR | Lancaster | Outdoor Lighting | Antique Brushed Nickel | 965 | Brass | Clear Curved Beveled Glass |  |  |  | 1 Medium A19 100w |  | 1 | No | [14 empty] | 0 | [12 empty] | 72.98 | 145.96 | 218.94 | W:7 3/4'' H:14'' E:7 1/2'' | 4.33 |  |  | 7.75 | 14 | Cap Nuts |  |  |  |  | 7.5 |  | No |  | No | [21 empty] | DP:5/8'' W:4 3/4'' H:5 1/2'' OB UP:6 1/2'' OB DOWN:7 1/2'' Octagonal |  |  |  | 6.5 |  |  | N/A | Hardwired | 0 | 0 | 0 | 0 | 1 | 0 | 0 | 1 | 0 | 0 | 0 | 785652806797 | 10.5 | 10.5 | 16.75 | 5.95 | 1.069 | 175 | Yes | [8 empty] | UL Wet | cUL Wet | LANCASTER 1L LANTERN-965 | One Light Outdoor Wall Lantern |  | 8067-965.jpg | 8067.jpg
8101-12 | Aluminum Post |  | OUTDOOR | Outdoor Posts | Outdoor Lighting | Black | 12 | [7 empty] | 0 | No | [14 empty] | 0 | [12 empty] | 55.98 | 111.96 | 167.94 | D:3'' H:84'' | 3 | 3 |  |  | 84 | Other | [6 empty] | No |  | No | [28 empty] | N/A |  | 0 | 0 | 0 | 0 | 0 | 0 | 0 | 0 | 0 | 0 | 0 | 785652117947 | 87 | 3.5 | 3.5 | 5.1 | 0.617 | 100 | Yes | [8 empty] | C-UL-US Wet |  | POST ALUMINUM-12 | Aluminum Post |  | 8101-12.jpg | 8101.jpg
8101-71 | Aluminum Post |  | OUTDOOR | Outdoor Posts | Outdoor Lighting | Antique Bronze | 71 | [7 empty] | 0 | No | [14 empty] | 0 | [12 empty] | 55.98 | 111.96 | 167.94 | D:3'' H:84'' |  | 3 |  |  | 84 | Other | [6 empty] | No |  | No | [28 empty] | N/A |  | 0 | 0 | 0 | 0 | 0 | 0 | 0 | 0 | 0 | 0 | 0 | 785652117961 | 87 | 3.5 | 3.5 | 5.2 | 0.617 | 100 | Yes | [8 empty] | C-UL-US Wet |  | POST ALUMINUM-71 | Aluminum Post |  | 8101-71.jpg | 8101.jpg
8102-12 | Steel Post |  | OUTDOOR | Outdoor Posts | Outdoor Lighting | Black | 12 | [7 empty] | 0 | No | [14 empty] | 0 | [12 empty] | 55.98 | 111.96 | 167.94 | D:3'' H:84'' | 10 | 3 |  |  | 84 | Other | [6 empty] | No |  | No | [28 empty] | N/A |  | 0 | 0 | 0 | 0 | 0 | 1 | 0 | 0 | 0 | 0 | 0 | 785652810213 | 85.4 | 3.4 | 3.5 | 11.4 | 0.588 | 70 | Yes | [8 empty] | C-UL-US Wet |  | POST STEEL-12 | Steel Post |  | 8102-12.jpg | 8102.jpg
8102-15 | Steel Post |  | OUTDOOR | Outdoor Posts | Outdoor Lighting | White | 15 | [7 empty] | 0 | No | [14 empty] | 0 | [12 empty] | 55.98 | 111.96 | 167.94 | D:3'' H:84'' | 9 | 3 |  |  | 84 | Other | [6 empty] | No |  | No | [28 empty] | N/A |  | 0 | 0 | 0 | 0 | 0 | 0 | 0 | 0 | 0 | 0 | 0 | 785652810251 | 85.5 | 3.25 | 3.5 | 10.1 | 0.563 | 70 | Yes | [8 empty] | C-UL-US Wet |  | POST STEEL-15 | Steel Post |  | 8102-15.jpg | 8102.jpg
8105-12 | Aluminum Post with Ladder Rest |  | OUTDOOR | Outdoor Posts | Outdoor Lighting | Black | 12 | [7 empty] | 0 | No | [14 empty] | 0 | [12 empty] | 55.45 | 110.9 | 166.35 | D:3'' H:84'' | 4.5 | 3 |  |  | 84 | Other | [6 empty] | No |  | No | [28 empty] | N/A |  | 0 | 0 | 0 | 0 | 0 | 0 | 0 | 0 | 0 | 0 | 0 | 785652810527 | 85.18 | 3.25 | 3.5 | 5.2 | 0.561 | 100 | Yes | [8 empty] | C-UL-US Wet |  | POST LADDER REST AL-12 | Aluminum Post with Ladder Rest |  | 8105-12.jpg | 8105.jpg
8105-71 | Aluminum Post with Ladder Rest |  | OUTDOOR | Outdoor Posts | Outdoor Lighting | Antique Bronze | 71 | [7 empty] | 0 | No | [14 empty] | 0 | [12 empty] | 71.95 | 143.9 | 215.85 | D:3'' H:84'' |  | 3 |  |  | 84 | Other | [6 empty] | No |  | No | [28 empty] | N/A |  | 0 | 0 | 0 | 0 | 0 | 0 | 0 | 0 | 0 | 0 | 0 | 785652117985 | 87 | 3.5 | 3.5 | 5.1 | 0.617 | 100 | Yes | [8 empty] | C-UL-US Wet |  | POST LADDER REST AL-71 | Aluminum Post with Ladder Rest |  | 8105-12.jpg | 8105.jpg
8106-12 | Steel Post with Ladder Rest |  | OUTDOOR | Outdoor Posts | Outdoor Lighting | Black | 12 | [7 empty] | 0 | No | [14 empty] | 0 | [12 empty] | 61.45 | 122.9 | 184.35 | D:3'' H:84'' | 10 | 3 |  |  | 84 | Other | [6 empty] | No |  | No | [28 empty] | N/A |  | 0 | 0 | 0 | 0 | 0 | 0 | 0 | 0 | 0 | 0 | 0 | 785652810626 | 85.18 | 3.25 | 3.5 | 11.5 | 0.561 | 70 | Yes | [8 empty] | C-UL-US Wet |  | POST LADDER REST STEEL-12 | Steel Post with Ladder Rest |  | 8106-12.jpg | 8106.jpg
8112-12 | Aluminum Post with Photo Cell |  | OUTDOOR | Outdoor Posts | Outdoor Lighting | Black | 12 | [7 empty] | 0 | No | [14 empty] | 0 | [12 empty] | 69.98 | 139.96 | 209.94 | D:3'' H:84'' |  | 3 |  |  | 84 | Other | [6 empty] | No |  | No | [28 empty] | N/A |  | 0 | 0 | 0 | 0 | 0 | 0 | 0 | 0 | 0 | 0 | 0 | 785652117992 | 87 | 3.5 | 3.5 | 5.2 | 0.617 | 100 | Yes | [8 empty] | C-UL-US Wet |  | POST PHOTO CELL AL-12 | Aluminum Post with Photo Cell |  | 8112-12.jpg | 8112.jpg
8114-12 | Aluminum Post with Ladder Rest and Photo Cell |  | OUTDOOR | Outdoor Posts | Outdoor Lighting | Black | 12 | [7 empty] | 0 | No | [14 empty] | 0 | [12 empty] | 99.98 | 199.96 | 299.94 | D:3'' H:84'' | 9 | 3 |  |  | 84 | Other | [6 empty] | No |  | No | [28 empty] | N/A |  | 0 | 0 | 0 | 0 | 0 | 0 | 0 | 0 | 0 | 0 | 0 | 785652811425 | 85.5 | 3.25 | 3.5 | 10.4 | 0.563 | 70 | Yes | [8 empty] | C-UL-US Wet |  | POST LADDER REST WITH PC AL-12 | Aluminum Post with Ladder Rest and Photo Cell |  | 8114-12.jpg | 8114.jpg
8118-12 | Steel Post with Ladder Rest and Photo Cell |  | OUTDOOR | Outdoor Posts | Outdoor Lighting | Black | 12 | [7 empty] | 0 | No | [14 empty] | 0 | [12 empty] | 77.95 | 155.9 | 233.85 | D:3'' H:84'' | 9.4 | 3 |  |  | 84 | Other | [6 empty] | No |  | No | [28 empty] | N/A |  | 0 | 0 | 0 | 0 | 0 | 0 | 0 | 0 | 0 | 0 | 0 | 785652811821 | 85.25 | 3.25 | 3.38 | 10.4 | 0.542 | 70 | Yes | [8 empty] | C-UL-US Wet |  | POST LADDER REST W PC STEEL-12 | Steel Post with Ladder Rest and Photo Cell |  | 8118-12.jpg | 8118.jpg
8120-12 | Aluminum Post in Black Finish |  | OUTDOOR | Outdoor Posts | Outdoor Lighting | Black | 12 | Cast Aluminum | [6 empty] | 0 | No | [14 empty] | 0 | [12 empty] | 96.98 | 193.96 | 290.94 | W:10 1/2'' H:71'' | 5 |  |  | 10.5 | 71 | N/A | [6 empty] | No |  | No | [28 empty] | N/A |  | 0 | 0 | 0 | 0 | 0 | 0 | 0 | 0 | 0 | 0 | 0 | 785652116490 | 27 | 11.75 | 11 | 9.4 | 2.02 | 175 | Yes | [8 empty] | UL Wet | cUL Wet | CAST ALUMINUM POST-12 | Aluminum Post in Black Finish |  | 8120-12.jpg | 8120.jpg
82027-12 | One Light Outdoor Post Lantern | A bit of Shaker minimalism mixed with Arts and Crafts styling defines the transitional Hunnington outdoor lighting collection by Sea Gull Lighting. Equally at home in the city or the country, this timeless style will enhance the appearance of a home’s entrance with its clean, crisp lines. Offered in Weathered Pewter or Black finishes, with either Etched Seeded glass or Clear Seeded glass, the assortment includes a one-light outdoor pendant, small and large one-light outdoor wall lanterns, a one-light out door post lantern and a two-light outdoor ceiling flush mount. Both incandescent lamping and ENERGY STAR-qualified LED lamping (for those fixtures with the Etched Seeded glass) are available for most of the fixtures, and some can easily convert to LED by purchasing LED replacement lamps sold separately (for those with the Clear Seeded glass). | OUTDOOR | Hunnington | Outdoor Lighting | Black | 12 | Aluminum | Clear Seeded Glass | L:4" W:4" H:8.75" |  |  | 1 Medium A19 100w |  | 1 | No | [14 empty] | 0 | [12 empty] | 80.98 | N/A | 242.94 | L:9'' W:9'' H:15'' | 4.5 |  | 9 | 9 | 15 | Post Mount | [6 empty] | No |  | No | [25 empty] | 6.5 |  |  |  | Hardwired | 0 | 0 | 0 | 0 | 1 | 0 | 0 | 1 | 0 | 0 | 0 | 785652228407 | 18.75 | 12 | 12 | 5.8 | 1.563 | 250 | Yes | [9 empty] | cETL Wet | HUNNINGTON 1L POST-12 | One Light Outdoor Post Lantern |  | 82027-12.jpg | 82027.jpg
82027-57 | One Light Outdoor Post Lantern | A bit of Shaker minimalism mixed with Arts and Crafts styling defines the transitional Hunnington outdoor lighting collection by Sea Gull Lighting. Equally at home in the city or the country, this timeless style will enhance the appearance of a home’s entrance with its clean, crisp lines. Offered in Weathered Pewter or Black finishes, with either Etched Seeded glass or Clear Seeded glass, the assortment includes a one-light outdoor pendant, small and large one-light outdoor wall lanterns, a one-light out door post lantern and a two-light outdoor ceiling flush mount. Both incandescent lamping and ENERGY STAR-qualified LED lamping (for those fixtures with the Etched Seeded glass) are available for most of the fixtures, and some can easily convert to LED by purchasing LED replacement lamps sold separately (for those with the Clear Seeded glass). | OUTDOOR | Hunnington | Outdoor Lighting | Weathered Pewter | 57 | Aluminum | Clear Seeded Glass | L:4" W:4" H:8.75" |  |  | 1 Medium A19 100w |  | 1 | No | [14 empty] | 0 | [12 empty] | 82.98 | N/A | 248.94 | L:9'' W:9'' H:15'' | 4.5 |  | 9 | 9 | 15 | Post Mount | [6 empty] | No |  | No | [25 empty] | 6.5 |  |  |  | Hardwired | 0 | 0 | 0 | 0 | 1 | 0 | 0 | 1 | 0 | 0 | 0 | 785652224195 | 18.75 | 12 | 12 | 5.8 | 1.563 | 250 | Yes | [9 empty] | cETL Wet | HUNNINGTON 1L POST-57 | One Light Outdoor Post Lantern |  | 82027-57.jpg | 82027.jpg
82029-12 | One Light Outdoor Post Lantern | Kent outdoor lighting fixtures by Sea Gull Lighting are crafted in die-cast aluminum for added durability to withstand harsh weather conditions. The traditional styling inspired by antique gas lanterns is offered in either Oxford Bronze with Clear Seeded glass, Black finish with Clear Beveled glass, and both finishes with Satin Etched glass. The assortment includes small and large one-light outdoor wall lanterns (with a flat bottom), as well as an additional design of small and large one-light outdoor wall lanterns (with finial on top and bottom) which can be mounted up or down, a one-light outdoor semi-flush convertible pendant and a one-light outdoor post lantern. Both incandescent lamping and ENERGY STAR-qualified LED lamping (for those fixtures with the Satin Etched glass) are available for most of the fixtures, and some can easily convert to LED by purchasing LED replacement lamps sold separately. | OUTDOOR | Kent | Outdoor Lighting | Black | 12 | Die Cast Aluminum | Clear Beveled Glass |  |  |  | 1 Medium A19 100w |  | 1 | No | [14 empty] | 0 | [12 empty] | 46.48 | 92.96 | 139.44 | L:8 3/8'' W:8 3/8'' H:20 1/4'' | 6.2 |  | 8.375 | 8.375 | 20.25 | Other | [6 empty] | No |  | No | [25 empty] | 6.5 | Black/White |  | N/A |  | 0 | 0 | 0 | 0 | 1 | 0 | 0 | 1 | 0 | 0 | 0 | 785652820298 | 11.25 | 11.25 | 22 | 7.8 | 1.611 | 175 | Yes | [8 empty] | UL Wet | cUL Wet | KENT 1L POST-12 | One Light Outdoor Post Lantern |  | 82029-12.jpg | 82029.jpg
82029-746 | One Light Outdoor Post Lantern | Kent outdoor lighting fixtures by Sea Gull Lighting are crafted in die-cast aluminum for added durability to withstand harsh weather conditions. The traditional styling inspired by antique gas lanterns is offered in either Oxford Bronze with Clear Seeded glass, Black finish with Clear Beveled glass, and both finishes with Satin Etched glass. The assortment includes small and large one-light outdoor wall lanterns (with a flat bottom), as well as an additional design of small and large one-light outdoor wall lanterns (with finial on top and bottom) which can be mounted up or down, a one-light outdoor semi-flush convertible pendant and a one-light outdoor post lantern. Both incandescent lamping and ENERGY STAR-qualified LED lamping (for those fixtures with the Satin Etched glass) are available for most of the fixtures, and some can easily convert to LED by purchasing LED replacement lamps sold separately. | OUTDOOR | Kent | Outdoor Lighting | Oxford Bronze | 746 | Die Cast Aluminum | Clear Seeded Glass |  |  |  | 1 Medium A19 100w |  | 1 | No | [14 empty] | 0 | [12 empty] | 49.98 | 99.96 | 149.94 | L:8 3/8'' W:8 3/8'' H:20 1/4'' | 6.2 |  | 8.375 | 8.375 | 20.25 | Other | [6 empty] | No |  | No | [25 empty] | 6.5 | Black/White |  | N/A |  | 0 | 0 | 0 | 0 | 1 | 0 | 0 | 1 | 0 | 0 | 0 | 785652820243 | 11.25 | 11.25 | 22 | 7.8 | 1.611 | 175 | Yes | [8 empty] | UL Wet | cUL Wet | KENT 1L POST-746 | One Light Outdoor Post Lantern |  | 82029-746.jpg | 82029.jpg
82048-185 | One Light Outdoor Post Lantern | The Yorktown outdoor lighting collection by Sea Gull Lighting is crafted in cast aluminum for added durability to withstand harsh weather conditions. The softly curved tiers and subtle strapping create transitional styling which complements a wide range of residential architecture. Offered in with Black or Forged Iron finish with Swirled Marbleized glass, the assortment includes a one-light outdoor pendant, as small one-light outdoor wall lantern with open bottom, medium and large one-light outdoor wall lanterns, a one-light outdoor post lantern and a two-light outdoor ceiling flush mount. Both incandescent lamping and ENERGY STAR-qualified LED lamping are available, and most of the fixtures easily convert to LED by purchasing LED replacement lamps sold separately. | OUTDOOR | Yorktown | Outdoor Lighting | Forged Iron | 185 | Die Cast Aluminum | Swirled Marbleize Glass |  |  |  | 1 Medium A19 100w |  | 1 | No | [14 empty] | 0 | [12 empty] | 49.98 | 99.96 | 149.94 | D:10'' H:17 1/4'' | 4.6 | 10 |  |  | 17.25 | Other | [6 empty] | No |  | No | [25 empty] | 6.5 |  |  | N/A |  | 0 | 0 | 0 | 0 | 1 | 0 | 0 | 1 | 0 | 0 | 0 | 785652820410 | 12.25 | 12.25 | 21 | 5.7 | 1.824 | 250 | Yes | [8 empty] | ETL Wet | cETL Wet | YORKTOWN 1L POST-185 | One Light Outdoor Post Lantern |  | 82048-185.jpg | 82048.jpg
82048EN3-185 | One Light Outdoor Post Lantern | The Yorktown outdoor lighting collection by Sea Gull Lighting is crafted in cast aluminum for added durability to withstand harsh weather conditions. The softly curved tiers and subtle strapping create transitional styling which complements a wide range of residential architecture. Offered in with Black or Forged Iron finish with Swirled Marbleized glass, the assortment includes a one-light outdoor pendant, as small one-light outdoor wall lantern with open bottom, medium and large one-light outdoor wall lanterns, a one-light outdoor post lantern and a two-light outdoor ceiling flush mount. Both incandescent lamping and ENERGY STAR-qualified LED lamping are available, and most of the fixtures easily convert to LED by purchasing LED replacement lamps sold separately. | OUTDOOR | Yorktown | Outdoor Lighting | Forged Iron | 185 | Die Cast Aluminum | Swirled Marbleize Glass |  |  |  | 1 Medium A19 9.3w |  | 1 | Yes | [14 empty] | 0 | [12 empty] | 49.95 | 99.9 | 149.85 | D:10'' H:17 1/4'' | 4.6 | 10 |  |  | 17.25 | Other | [6 empty] | No |  | No | [25 empty] | 6.5 | Black/White |  | N/A |  | 0 | 0 | 0 | 1 | 1 | 0 | 0 | 0 | 0 | 0 | 0 | 785652052514 | 21 | 12.25 | 12.25 | 5.7 | 1.824 | 250 | Yes | [8 empty] | ETL Wet | cETL Wet | YORKTOWN 1L POST-185 | One Light Outdoor Post Lantern |  | 82048EN3-185.jpg | 82048.jpg
82048PEN3-12 | One Light Outdoor Post Lantern | The Yorktown outdoor lighting collection by Sea Gull Lighting is crafted in cast aluminum for added durability to withstand harsh weather conditions. The softly curved tiers and subtle strapping create transitional styling which complements a wide range of residential architecture. Offered in with Black or Forged Iron finish with Swirled Marbleized glass, the assortment includes a one-light outdoor pendant, as small one-light outdoor wall lantern with open bottom, medium and large one-light outdoor wall lanterns, a one-light outdoor post lantern and a two-light outdoor ceiling flush mount. Both incandescent lamping and ENERGY STAR-qualified LED lamping are available, and most of the fixtures easily convert to LED by purchasing LED replacement lamps sold separately. | OUTDOOR | Yorktown | Outdoor Lighting | Black | 12 | Die Cast Aluminum | Swirled Marbleize Glass |  |  |  | 1 Medium A19 9.3w |  | 1 | Yes | [14 empty] | 0 | [12 empty] | 70.48 | 140.96 | 211.44 | D:10'' H:17 1/4'' | 4.6 | 10 |  |  | 17.25 | Other | [6 empty] | No |  | No | [25 empty] | 6.5 | Black/White |  | N/A |  | 0 | 0 | 0 | 1 | 1 | 1 | 0 | 0 | 0 | 0 | 0 | 785652048067 | 21.5 | 13 | 12.5 | 6.1 | 2.022 | 250 | Yes | [9 empty] | cETL Wet | YORKTOWN 1L POST-12 | One Light Outdoor Post Lantern |  | 82048PEN3-12.jpg | 82048P.jpg
82065-12 | One Light Outdoor Post Lantern | These outdoor lighting fixtures by Sea Gull Lighting are crafted from durable polycarbonate for enhanced weather resistance. Their clear beveled acrylic diffusers provide generous illumination that allows the incandescent light source to shine without diffusion. | OUTDOOR | Polycarbonate Outdoor | Outdoor Lighting | Black | 12 | Polycarbonate | Frosted Acrylic Acrylic |  |  |  | 1 Medium A19 100w |  | 1 | No | [14 empty] | 0 | [12 empty] | 33.98 | 67.96 | 101.94 | L:10 1/2'' W:10 1/2'' H:18'' | 2.8 |  | 10.5 | 10.5 | 18 | [7 empty] | No |  | No | [29 empty] | Hardwired | 0 | 0 | 0 | 0 | 1 | 0 | 0 | 1 | 0 | 0 | 0 | 785652185052 | 11 | 11 | 17.5 | 3.5 | 1.225 | 250 | Yes | [9 empty] | cETL Wet | 1L POST LANTERN-12 | One Light Outdoor Post Lantern | Interglobal: FI209-I100-BF | 82065-12.jpg | 82065.jpg
82065EN3-12 | One Light Outdoor Post Lantern | These outdoor lighting fixtures by Sea Gull Lighting are crafted from durable polycarbonate for enhanced weather resistance. Their clear beveled acrylic diffusers provide generous illumination that allows the incandescent light source to shine without diffusion. | OUTDOOR | Polycarbonate Outdoor | Outdoor Lighting | Black | 12 | Polycarbonate | Frosted Acrylic Acrylic |  |  |  | 1 Medium A19 9.3w |  | 1 | Yes | [14 empty] | 0 | [12 empty] | 37.98 | 75.96 | 113.94 | L:10 1/2'' W:10 1/2'' H:18'' | 2.8 |  | 10.5 | 10.5 | 18 | Other | [6 empty] | No |  | No | [25 empty] | 6.5 | Black/White |  |  | Hardwired | 0 | 0 | 0 | 1 | 1 | 0 | 0 | 0 | 0 | 0 | 0 | 785652065316 | 11 | 11 | 17.5 | 3.5 | 1.225 | 250 | Yes | [9 empty] | cETL Wet | 1L POST LANTERN-12 | One Light Outdoor Post Lantern |  | 82065EN3-12.jpg | 82065EN3.jpg
8207-71 | One Light Outdoor Post Lantern | The Prairie outdoor lighting collection by Sea Gull Lighting embodies a timeless Arts and Crafts design, whose linear, geometric detailing can add distinction to homes of any kind. The combination of the Antique Bronze finish with Champagne glass creates a warm, inviting aesthetic. These fixtures are available in incandescent and ENERGY STAR-qualified LED lamping versions, and most can easily convert to LED by purchasing LED replacement lamps sold separately. | OUTDOOR | Prairie Statement | Outdoor Lighting | Antique Bronze | 71 | Brass | Champagne Glass | W:7" H:8.375" |  |  | 1 Medium A19 150w |  | 1 | No | [14 empty] | 0 | [12 empty] | 148.5 | 297 | 445.5 | L:10'' W:10'' H:19'' | 9.5 |  | 10 | 10 | 19 | Other | [6 empty] | No |  | No | [25 empty] | 6.5 |  |  |  |  | 0 | 0 | 0 | 0 | 1 | 0 | 0 | 1 | 0 | 0 | 0 | 785652820717 | 13.75 | 13.75 | 22.25 | 11.9 | 2.434 | 175 | Yes | [9 empty] | cETL Wet | PRAIRIE 1L POST-71 | One Light Outdoor Post Lantern |  | 8207-71.jpg | 8207.jpg
82081-71 | Three Light Outdoor Post Lantern | Create a warm and inviting welcome day or night with the pagoda-inspired, transitional styling of the Hermitage outdoor lighting collection by Sea Gull Lighting offered in three, rich combinations -- Antique Bronze with Frosted glass (available with incandescent or ENERGY STAR-qualified LED lamping), Antique Bronze with Clear glass or Antique Brushed Nickel with Clear glass (some of which can easily convert to LED by purchasing LED replacement lamps sold separately). The assortment includes a small one-light outdoor wall lantern, a large one-light outdoor wall lantern, a three-light outdoor wall lantern, a three-light outdoor pendant and a three-light outdoor post lantern. | OUTDOOR | Hermitage | Outdoor Lighting | Antique Bronze | 71 | Aluminum | Clear Glass | D:8.125" |  |  | 3 Candelabra Torpedo 60w |  | 3 | No | [14 empty] | 0 | [12 empty] | 174.98 | 349.96 | 524.94 | D:11'' H:20 1/4'' | 7.75 | 11 |  |  | 20.25 | Other | [6 empty] | No |  | No | [25 empty] | 6.5 |  |  | N/A | Hardwired | 0 | 0 | 0 | 0 | 1 | 0 | 0 | 1 | 0 | 0 | 0 | 785652820878 | 13 | 13 | 21.58 | 9.7 | 2.111 | 175 | Yes | [8 empty] | UL Wet | cUL Wet | HERMITAGE 3L POST-71 | Three Light Outdoor Post Lantern |  | 82081-71.jpg | 82081.jpg
82081-965 | Three Light Outdoor Post Lantern | Create a warm and inviting welcome day or night with the pagoda-inspired, transitional styling of the Hermitage outdoor lighting collection by Sea Gull Lighting offered in three, rich combinations -- Antique Bronze with Frosted glass (available with incandescent or ENERGY STAR-qualified LED lamping), Antique Bronze with Clear glass or Antique Brushed Nickel with Clear glass (some of which can easily convert to LED by purchasing LED replacement lamps sold separately). The assortment includes a small one-light outdoor wall lantern, a large one-light outdoor wall lantern, a three-light outdoor wall lantern, a three-light outdoor pendant and a three-light outdoor post lantern. | OUTDOOR | Hermitage | Outdoor Lighting | Antique Brushed Nickel | 965 | Brass | Clear Glass | D:8.125" |  |  | 3 Candelabra Torpedo 60w |  | 3 | No | [14 empty] | 0 | [12 empty] | 174.98 | 349.96 | 524.94 | D:11'' H:20 1/4'' | 7.75 | 11 |  |  | 20.25 | Other | [6 empty] | No |  | No | [25 empty] | 6.5 |  |  | N/A | Hardwired | 0 | 0 | 0 | 0 | 1 | 0 | 0 | 1 | 0 | 0 | 0 | 785652820809 | 13.5 | 13.5 | 22.25 | 9.75 | 2.347 | 175 | Yes | [8 empty] | UL Wet | cUL Wet | HERMITAGE 3L POST-965 | Three Light Outdoor Post Lantern |  | 82081-965.jpg | 82081.jpg
82081EN-965 | Three Light Outdoor Post Lantern | Create a warm and inviting welcome day or night with the pagoda-inspired, transitional styling of the Hermitage outdoor lighting collection by Sea Gull Lighting offered in three, rich combinations -- Antique Bronze with Frosted glass (available with incandescent or ENERGY STAR-qualified LED lamping), Antique Bronze with Clear glass or Antique Brushed Nickel with Clear glass (some of which can easily convert to LED by purchasing LED replacement lamps sold separately). The assortment includes a small one-light outdoor wall lantern, a large one-light outdoor wall lantern, a three-light outdoor wall lantern, a three-light outdoor pendant and a three-light outdoor post lantern. | OUTDOOR | Hermitage | Outdoor Lighting | Antique Brushed Nickel | 965 | Brass | Clear Glass | D:8.125" |  |  | 3 Candelabra Torpedo 3.5w |  | 3 | Yes | [14 empty] | 0 | [12 empty] | 193.98 | 387.96 | 581.94 | D:11'' H:20 1/4'' | 7.75 | 11 |  |  | 20.25 | Other | [6 empty] | No |  | No | [25 empty] | 6.5 |  |  | N/A | Hardwired | 0 | 0 | 0 | 1 | 1 | 0 | 0 | 0 | 0 | 0 | 0 | 785652031960 | 22.25 | 13.5 | 13.5 | 9.75 | 2.347 | 175 | Yes | [8 empty] | UL Wet | cUL Wet | HERMITAGE 3L POST-965 | Three Light Outdoor Post Lantern |  | 82081EN-965.jpg | 82081.jpg
8209-02 | One Light Outdoor Post Lantern | The Classico outdoor lighting collection by Sea Gull Lighting is a time honored standard. Its traditional styling harkens back to charming coach lights and has remained a staple of exterior home décor for years. Offered in a Polished Brass or Black finish, both with Clear Beveled glass, the best visual aesthetics are achieved when paired with clear bulbs. The assortment includes small, medium and large one-light outdoor wall lanterns, a one-light outdoor pendant which can be converted into a semi-flush ceiling fixture, and a one-light outdoor post lantern. Most of the fixtures easily convert to LED by purchasing LED replacement lamps sold separately. | OUTDOOR | Classico | Outdoor Lighting | Polished Brass | 2 | Brass | Clear Beveled Glass |  |  |  | 1 Medium A19 100w |  | 1 | No | [14 empty] | 0 | [12 empty] | 58.48 | 116.96 | 175.44 | D:7'' H:15 3/4'' | 3.9 | 7 |  |  | 15.75 | Other | [6 empty] | No |  | No | [25 empty] | 6.5 |  |  | N/A |  | 0 | 0 | 0 | 0 | 1 | 0 | 0 | 1 | 0 | 0 | 0 | 785652820922 | 8.25 | 8.25 | 12.25 | 4.45 | 0.483 | 100 | Yes | 2 | 10785652820929 | 19.25 | 11.25 | 15.18 | 11 | 1.902 | Yes | UL Wet | cUL Wet | CLASSICO 1L POST-02 | One Light Outdoor Post Lantern |  | 8209-02.jpg | 8209.jpg
8209-12 | One Light Outdoor Post Lantern | The Classico outdoor lighting collection by Sea Gull Lighting is a time honored standard. Its traditional styling harkens back to charming coach lights and has remained a staple of exterior home décor for years. Offered in a Polished Brass or Black finish, both with Clear Beveled glass, the best visual aesthetics are achieved when paired with clear bulbs. The assortment includes small, medium and large one-light outdoor wall lanterns, a one-light outdoor pendant which can be converted into a semi-flush ceiling fixture, and a one-light outdoor post lantern. Most of the fixtures easily convert to LED by purchasing LED replacement lamps sold separately. | OUTDOOR | Classico | Outdoor Lighting | Black | 12 | Brass | Clear Beveled Glass |  |  |  | 1 Medium A19 100w |  | 1 | No | [14 empty] | 0 | [12 empty] | 44.48 | 88.96 | 133.44 | D:7'' H:15 3/4'' |  | 7 |  |  | 15.75 | Other | [6 empty] | No |  | No | [25 empty] | 6.5 |  |  | N/A |  | 0 | 0 | 0 | 0 | 1 | 0 | 0 | 1 | 0 | 0 | 0 | 785652158926 | 8 | 7.5 | 12.25 | 4.1 | 0.425 | 100 | Yes | 2 | 10785652158923 | 15 | 9 | 13.25 | 8.9 | 1.035 | Yes | UL Wet | cUL Wet | CLASSICO 1L POST-12 | One Light Outdoor Post Lantern |  | 8209-12.png | 8209.jpg
82131-12 | One Light Outdoor Post Lantern | There is real curb appeal in the design details of the Herrington outdoor lighting collection by Sea Gull Lighting. Traditional elements are updated with contemporary lines with a sense of Asian-inspired styling. In a classic Black finish, the assortment is offered in both Clear Seeded and Etched White glass and includes a small and large one-light outdoor wall lanterns, a one-light outdoor pendant, a one-light outdoor post lantern and a two-light outdoor ceiling flush mount. Herrington is available in incandescent and ENERGY STAR-qualified LED models (Etched White Glass fixtures only), and all fixtures can easily convert to LED by purchasing LED replacement lamps sold separately. | OUTDOOR | Herrington | Outdoor Lighting | Black | 12 | Aluminum | Clear Seeded Glass | L:3.1875" W:5.15625" H:6.25" |  |  | 1 Medium A19 100w |  | 1 | No | [14 empty] | 0 | [12 empty] | 31.98 | N/A | 95.94 | L:7 1/4'' W:7 1/4'' H:16 1/2'' | 3.4 |  | 7.25 | 7.25 | 16.5 | Post | [6 empty] | No |  | No | [25 empty] | 6.5 |  |  |  | Hardwired | 0 | 0 | 0 | 0 | 1 | 0 | 0 | 1 | 0 | 0 | 0 | 785652821318 | 9 | 9 | 15.75 | 4.3 | 0.738 | 175 | Yes | [9 empty] | cETL Wet | HERRINGTON 1L POST-12 | One Light Outdoor Post Lantern |  | 82131-12.jpg | 82131.jpg
8214203-12 | Three Light Outdoor Post Lantern | The Perrywood outdoor collection embodies all of the elements that make this exterior light a true classic: timeless styling, balanced proportions, versatile finish and rock solid construction. This traditional design features super trendy “water glass," a textured black powder-coated finish, and it’s built from cast aluminum for years of performance. Available in a Black finish. All fixtures are available as ENERGY STAR®-qualified and California Title 24 compliant. | OUTDOOR | Perrywood | Outdoor Lighting | Black | 12 | Cast Aluminum | Water Glass | D:8" H:8.5" |  |  | 3 Candelabra Torpedo 60w |  | 3 | No | [14 empty] | 0 | [12 empty] | 91.48 | 182.96 | 274.44 | D:9 1/2'' H:19 7/8'' | 5.4 | 9.5 |  |  | 19.875 | Post Mount | [6 empty] | No |  | No | [22 empty] | D:3'' H:3 9/16'' Round |  |  | 8.5 | Black/White |  |  | Hardwired | 0 | 0 | 0 | 0 | 1 | 0 | 0 | 1 | 0 | 0 | 0 | 785652070211 | 21.25 | 13.5 | 13.25 | 7.1 | 2.2 | 250 | Yes | [9 empty] | cETL Wet | PERRYWOOD 3L POST-12 | Three Light Outdoor Post Lantern |  | 8214203-12.jpg | 8214203.jpg
8214203EN-12 | Three Light Outdoor Post Lantern | The Perrywood outdoor collection embodies all of the elements that make this exterior light a true classic: timeless styling, balanced proportions, versatile finish and rock solid construction. This traditional design features super trendy “water glass," a textured black powder-coated finish, and it’s built from cast aluminum for years of performance. Available in a Black finish. All fixtures are available as ENERGY STAR®-qualified and California Title 24 compliant. | OUTDOOR | Perrywood | Outdoor Lighting | Black | 12 | Cast Aluminum | Water Glass | D:8" H:8.5" |  |  | 3 Candelabra Torpedo 3.5w |  | 3 | Yes | [14 empty] | 0 | [12 empty] | 107.98 | 215.96 | 323.94 | D:9 1/2'' H:19 7/8'' | 5.4 | 9.5 |  |  | 19.875 | Post Mount | [6 empty] | No |  | No | [22 empty] | D:3'' H:3 9/16'' Round |  |  | 8.5 | Black/White |  |  | Hardwired | 0 | 0 | 0 | 1 | 1 | 0 | 0 | 0 | 0 | 0 | 0 | 785652071898 | 21.25 | 13.5 | 13.25 | 7.1 | 2.2 | 250 | Yes | [9 empty] | cETL Wet | PERRYWOOD 3L LED POST-12 | Three Light Outdoor Post Lantern |  | 8214203EN-12.jpg | 8214203EN.jpg
8219301-12 | One Light Outdoor Post Lantern |  | OUTDOOR | Eddington | Outdoor Lighting | Black | 12 | Aluminum | Cased Opal Etched Glass | D:6.125" H:7.125" |  |  | 1 Medium A19 60w |  | 1 | No | [14 empty] | 0 | [12 empty] | 74.5 | 149 | 223.5 | D:8'' H:15'' |  | 8 |  |  | 15 | Post Mount | [6 empty] | No |  | No | [22 empty] | D:3'' H:3 1/2'' Round |  |  | 6.5 | Black/White |  |  | Hardwired | 0 | 0 | 0 | 0 | 1 | 0 | 0 | 1 | 0 | 0 | 0 | 785652077128 | [16 empty] | cETL Wet | EDDINGTON 1L POST MOUNT-12 | One Light Outdoor Post Lantern |  | 8219301-12.jpg | 8219301.jpg
8219301-71 | One Light Outdoor Post Lantern |  | OUTDOOR | Eddington | Outdoor Lighting | Antique Bronze | 71 | Aluminum | Cased Opal Etched Glass | D:6.125" H:7.125" |  |  | 1 Medium A19 60w |  | 1 | No | [14 empty] | 0 | [12 empty] | 74.5 | 149 | 223.5 | D:8'' H:15'' |  | 8 |  |  | 15 | Post Mount | [6 empty] | No |  | No | [22 empty] | D:3'' H:3 1/2'' Round |  |  | 6.5 | Black/White |  |  | Hardwired | 0 | 0 | 0 | 0 | 1 | 0 | 0 | 1 | 0 | 0 | 0 | 785652077135 | 17.75 | 10.5 | 10.75 | 4 | 1.159 | 250 | Yes | [9 empty] | cETL Wet | EDDINGTON 1L POST MOUNT-71 | One Light Outdoor Post Lantern |  | 8219301-71.jpg | 8219301.jpg
8219301EN3-12 | One Light Outdoor Post Lantern |  | OUTDOOR | Eddington | Outdoor Lighting | Black | 12 | Aluminum | Cased Opal Etched Glass | D:6.125" H:7.125" |  |  | 1 Medium A19 9.3w |  | 1 | Yes | [14 empty] | 0 | [12 empty] | 79.5 | 159 | 238.5 | D:8'' H:15'' |  | 8 |  |  | 15 | Post Mount | [6 empty] | No |  | No | [22 empty] | D:3'' H:3 1/2'' Round |  |  | 6.5 | Black/White |  |  | Hardwired | 0 | 0 | 0 | 1 | 1 | 0 | 0 | 0 | 0 | 0 | 0 | 785652080715 | [16 empty] | cETL Wet | EDDINGTON 1L POST MOUNT-12 | One Light Outdoor Post Lantern |  | 8219301EN3-12.jpg | 8219301EN3.jpg
8219301EN3-71 | One Light Outdoor Post Lantern |  | OUTDOOR | Eddington | Outdoor Lighting | Antique Bronze | 71 | Aluminum | Cased Opal Etched Glass | D:6.125" H:7.125" |  |  | 1 Medium A19 9.3w |  | 1 | Yes | [14 empty] | 0 | [12 empty] | 79.5 | 159 | 238.5 | D:8'' H:15'' |  | 8 |  |  | 15 | Post Mount | [6 empty] | No |  | No | [22 empty] | D:3'' H:3 1/2'' Round |  |  | 6.5 | Black/White |  |  | Hardwired | 0 | 0 | 0 | 1 | 1 | 0 | 0 | 0 | 0 | 0 | 0 | 785652080722 | [16 empty] | cETL Wet | EDDINGTON 1L POST MOUNT-71 | One Light Outdoor Post Lantern |  | 8219301EN3-71.jpg | 8219301EN3.jpg
82200-12 | Two Light Outdoor Post Lantern | The Wynfield collection by Sea Gull Lighting complements classical home designs with its soft curves and colonial accents. A Black Powdercoat finish over a durable cast aluminum body adds dependable quality to an enduring style. Either Frosted glass or Clear Beveled glass give the fixtures distinct appeal. The assortment includes small, medium and large one-light outdoor wall lanterns, a two-light outdoor wall lantern, a two-light, outdoor post lantern and a two-light outdoor ceiling flush mount. The fixtures with Frosted glass are also available in an ENERGY STAR-qualified LED version, and the one-light fixtures with Clear Beveled glass can easily convert to LED by purchasing LED replacement lamps sold separately. | OUTDOOR | Wynfield | Outdoor Lighting | Black | 12 | Die Cast Aluminum | Clear Beveled Glass |  |  |  | 2 Candelabra Torpedo 60w |  | 2 | No | [14 empty] | 0 | [12 empty] | 55.98 | 111.96 | 167.94 | D:7 3/4'' H:23'' | 6.1 | 7.75 |  |  | 23 | Other | [6 empty] | No |  | No | [25 empty] | 6.5 |  |  |  |  | 0 | 0 | 0 | 0 | 1 | 0 | 0 | 1 | 0 | 0 | 0 | 785652822001 | 11 | 11 | 19 | 7.7 | 1.33 | 175 | Yes | [9 empty] | cETL Wet | WYNFIELD 2L POST-12 | Two Light Outdoor Post Lantern |  | 82200-12.jpg | 82200.jpg
82200EN-12 | Two Light Outdoor Post Lantern | The Wynfield collection by Sea Gull Lighting complements classical home designs with its soft curves and colonial accents. A Black Powdercoat finish over a durable cast aluminum body adds dependable quality to an enduring style. Either Frosted glass or Clear Beveled glass give the fixtures distinct appeal. The assortment includes small, medium and large one-light outdoor wall lanterns, a two-light outdoor wall lantern, a two-light, outdoor post lantern and a two-light outdoor ceiling flush mount. The fixtures with Frosted glass are also available in an ENERGY STAR-qualified LED version, and the one-light fixtures with Clear Beveled glass can easily convert to LED by purchasing LED replacement lamps sold separately. | OUTDOOR | Wynfield | Outdoor Lighting | Black | 12 | Die Cast Aluminum | Undefined Glass / Clear Beveled Glass |  |  |  | 2 Candelabra Torpedo 3.5w |  | 2 | Yes | [14 empty] | 0 | [12 empty] | 64.98 | 129.96 | 194.94 | D:7 3/4'' H:23'' | 6.1 | 7.75 |  |  | 23 | Other | [6 empty] | No |  | No | [25 empty] | 6.5 |  |  |  |  | 0 | 0 | 0 | 1 | 1 | 0 | 0 | 0 | 0 | 0 | 0 | 785652031977 | 19 | 11 | 11 | 7.7 | 1.33 | 175 | Yes | [9 empty] | cETL Wet | WYNFIELD 2L POST-12 | Two Light Outdoor Post Lantern |  | 82200EN-12.jpg | 82200.jpg
82202-12 | Small One Light Outdoor Post Lantern | The Wynfield collection by Sea Gull Lighting complements classical home designs with its soft curves and colonial accents. A Black Powdercoat finish over a durable cast aluminum body adds dependable quality to an enduring style. Either Frosted glass or Clear Beveled glass give the fixtures distinct appeal. The assortment includes small, medium and large one-light outdoor wall lanterns, a two-light outdoor wall lantern, a two-light, outdoor post lantern and a two-light outdoor ceiling flush mount. The fixtures with Frosted glass are also available in an ENERGY STAR-qualified LED version, and the one-light fixtures with Clear Beveled glass can easily convert to LED by purchasing LED replacement lamps sold separately. | OUTDOOR | Wynfield | Outdoor Lighting | Black | 12 | Die Cast Aluminum | Clear Beveled Glass |  |  |  | 1 Medium A19 75w |  | 1 | No | [14 empty] | 0 | [12 empty] | 39.5 | 79 | 118.5 | D:6 1/8'' H:18 1/2'' |  | 6.125 |  |  | 18.5 | Post Mount | [6 empty] | No |  | No | [22 empty] | D:3 5/16'' H:3 1/2'' Round |  |  | 6.5 | Black/White |  |  | Hardwired | 0 | 0 | 0 | 0 | 1 | 0 | 0 | 1 | 0 | 0 | 0 | 785652078460 | [16 empty] | cETL Wet | WYNFIELD 1L POST MOUNT-12 | Small One Light Outdoor Post Lantern |  | 82202-12.jpg | 89202.jpg
82240-12 | One Light Outdoor Post Lantern | The Cape May outdoor lighting collection by Sea Gull Lighting is a regal, traditionally styled lantern collection. Design elements include leaf ornamentation on the back plate and finial arms as well as the beautiful combination of the Burled Iron finish and Etched Hammered glass with Light Amber Tint to offer a warm glow. The assortment includes a small one-light outdoor wall lantern (available in a Dark Sky version too), a medium one-light outdoor wall lantern, a large one-light outdoor wall lantern, an extra-large one-light outdoor wall lantern, a one-light outdoor post lantern, a one-light outdoor pendant and a one-light ceiling flush mount. Both incandescent and LED ENERGY STAR-qualified lamping available, and most of these fixtures easily convert to LED. | OUTDOOR | Cape May | Outdoor Lighting | Black | 12 | Aluminum |  |  |  | Etched / White Inside Glass | 1 Medium A19 100w |  | 1 | No | [14 empty] | 0 | [12 empty] | 127.95 | 255.9 | 383.85 | D:11'' H:23'' | 5.3 | 11 |  |  | 23 | Post Mount | [6 empty] | No |  | No | [25 empty] | 6.5 | Black/White |  |  |  | 0 | 0 | 0 | 0 | 1 | 0 | 0 | 1 | 0 | 0 | 0 | 785652078996 | 21.75 | 13.75 | 13.5 | 7.2 | 2.336 | 250 | Yes | [9 empty] | cETL Wet | CAPE MAY 1L POST MOUNT-12 | One Light Outdoor Post Lantern |  | 82240-12.jpg | 82240.jpg
82240-780 | One Light Outdoor Post Lantern | The Cape May outdoor lighting collection by Sea Gull Lighting is a regal, traditionally styled lantern collection. Design elements include leaf ornamentation on the back plate and finial arms as well as the beautiful combination of the Burled Iron finish and Etched Hammered glass with Light Amber Tint to offer a warm glow. The assortment includes a small one-light outdoor wall lantern (available in a Dark Sky version too), a medium one-light outdoor wall lantern, a large one-light outdoor wall lantern, an extra-large one-light outdoor wall lantern, a one-light outdoor post lantern, a one-light outdoor pendant and a one-light ceiling flush mount. Both incandescent and LED ENERGY STAR-qualified lamping available, and most of these fixtures easily convert to LED. | OUTDOOR | Cape May | Outdoor Lighting | Burled Iron | 780 | Aluminum |  |  |  | Etched Hammered with Light Amber Glass | 1 Medium A19 100w |  | 1 | No | [14 empty] | 0 | [12 empty] | 134.48 | 268.96 | 403.44 | D:11'' H:23'' | 5.3 | 11 |  |  | 23 | Post Mount | [6 empty] | No |  | No | [25 empty] | 6.5 | Black/White |  |  |  | 0 | 0 | 0 | 0 | 1 | 0 | 0 | 1 | 0 | 0 | 0 | 785652822407 | 13.25 | 13.25 | 21 | 7.1 | 2.134 | 250 | Yes | [9 empty] | cETL Wet | CAPE MAY 1L POST-780 | One Light Outdoor Post Lantern |  | 82240-780.jpg | 82240.jpg
82240EN3-12 | One Light Outdoor Post Lantern | The Cape May outdoor lighting collection by Sea Gull Lighting is a regal, traditionally styled lantern collection. Design elements include leaf ornamentation on the back plate and finial arms as well as the beautiful combination of the Burled Iron finish and Etched Hammered glass with Light Amber Tint to offer a warm glow. The assortment includes a small one-light outdoor wall lantern (available in a Dark Sky version too), a medium one-light outdoor wall lantern, a large one-light outdoor wall lantern, an extra-large one-light outdoor wall lantern, a one-light outdoor post lantern, a one-light outdoor pendant and a one-light ceiling flush mount. Both incandescent and LED ENERGY STAR-qualified lamping available, and most of these fixtures easily convert to LED. | OUTDOOR | Cape May | Outdoor Lighting | Black | 12 | Aluminum |  |  |  | Etched / White Inside Glass | 1 Medium A19 9.3w |  | 1 | Yes | [14 empty] | 0 | [12 empty] | 130.95 | 261.9 | 392.85 | D:11'' H:23'' | 5.3 | 11 |  |  | 23 | Post | [6 empty] | No |  | No | [25 empty] | 6.5 | Black/White |  |  | Hardwired | 0 | 0 | 0 | 1 | 1 | 0 | 0 | 0 | 0 | 0 | 0 | 785652083136 | 13.25 | 13.25 | 21 | 7.1 | 2.134 | 250 | Yes | [9 empty] | cETL Wet | CAPE MAY 1L POST-12 | One Light Outdoor Post Lantern |  | 82240EN3-12.jpg | 82240EN3.jpg
82240EN3-780 | One Light Outdoor Post Lantern | The Cape May outdoor lighting collection by Sea Gull Lighting is a regal, traditionally styled lantern collection. Design elements include leaf ornamentation on the back plate and finial arms as well as the beautiful combination of the Burled Iron finish and Etched Hammered glass with Light Amber Tint to offer a warm glow. The assortment includes a small one-light outdoor wall lantern (available in a Dark Sky version too), a medium one-light outdoor wall lantern, a large one-light outdoor wall lantern, an extra-large one-light outdoor wall lantern, a one-light outdoor post lantern, a one-light outdoor pendant and a one-light ceiling flush mount. Both incandescent and LED ENERGY STAR-qualified lamping available, and most of these fixtures easily convert to LED. | OUTDOOR | Cape May | Outdoor Lighting | Burled Iron | 780 | Aluminum |  |  |  | Etched Hammered with Light Amber Glass | 1 Medium A19 9.3w |  | 1 | Yes | [14 empty] | 0 | [12 empty] | 137.48 | 274.96 | 412.44 | D:11'' H:23'' | 5.3 | 11 |  |  | 23 | Post | [6 empty] | No |  | No | [25 empty] | 6.5 | Black/White |  |  | Hardwired | 0 | 0 | 0 | 1 | 1 | 0 | 0 | 0 | 0 | 0 | 0 | 785652044717 | 13.25 | 13.25 | 21 | 7.1 | 2.134 | 250 | Yes | [9 empty] | cETL Wet | CAPE MAY 1L POST-780 | One Light Outdoor Post Lantern |  | 82240EN3-780.jpg | 82240.jpg
8224401-12 | One Light Outdoor Post Lantern | The Sauganash outdoor lighting collection by Sea Gull Lighting has a distinct industrial inspiration with an external cage detail finished in either Antique Bronze or Black finishes over Clear Seeded or Etched Seeded glass shades to complete the look. The assortment includes small and large one-light outdoor wall lanterns (available in Dark Sky versions too), a one-light outdoor post lantern, a one-light outdoor pendant and a two-light outdoor ceiling flush mount. Both incandescent lamping and ENERGY STAR-qualified LED lamping are available. Most of these fixtures easily convert to LED by purchasing LED replacement lamps sold separately. | OUTDOOR | Sauganash | Outdoor Lighting | Black | 12 | Aluminum |  |  |  | Clear Seeded Glass | 1 Medium A19 100w |  | 1 | No | [14 empty] | 0 | [12 empty] | 189.98 | 379.96 | 569.94 | D:10 1/4'' H:22 1/4'' | 6.7 | 10.25 |  |  | 22.25 | Post | [6 empty] | No |  | No | [22 empty] | D:3'' Round |  |  | 12 | Black/White |  |  | Hardwired | 0 | 0 | 0 | 0 | 1 | 0 | 0 | 1 | 0 | 0 | 0 | 785652246074 | 22 | 13.25 | 13 | 8.3 | 2.193 | 250 | Yes | [9 empty] | cETL Wet | SAUGANASH 1L POST-12 | One Light Outdoor Post Lantern |  | 8224401-12.jpg | 8224401.jpg
8224401-71 | One Light Outdoor Post Lantern | The Sauganash outdoor lighting collection by Sea Gull Lighting has a distinct industrial inspiration with an external cage detail finished in either Antique Bronze or Black finishes over Clear Seeded or Etched Seeded glass shades to complete the look. The assortment includes small and large one-light outdoor wall lanterns (available in Dark Sky versions too), a one-light outdoor post lantern, a one-light outdoor pendant and a two-light outdoor ceiling flush mount. Both incandescent lamping and ENERGY STAR-qualified LED lamping are available. Most of these fixtures easily convert to LED by purchasing LED replacement lamps sold separately. | OUTDOOR | Sauganash | Outdoor Lighting | Antique Bronze | 71 | Aluminum |  |  |  | Clear Seeded Glass | 1 Medium A19 100w |  | 1 | No | [14 empty] | 0 | [12 empty] | 199.98 | 399.96 | 599.94 | D:10 1/4'' H:22 1/4'' | 6.7 | 10.25 |  |  | 22.25 | Post | [6 empty] | No |  | No | [22 empty] | D:3'' Round |  |  | 12 | Black/White |  |  | Hardwired | 0 | 0 | 0 | 0 | 1 | 0 | 0 | 1 | 0 | 0 | 0 | 785652246081 | 22.25 | 13.125 | 13.125 | 8.9 | 2.218 | 175 | Yes | [9 empty] | cETL Wet | SAUGANASH 1L POST-71 | One Light Outdoor Post Lantern |  | 8224401-71.jpg | 8224401.jpg
8224451-12 | One Light Outdoor Post Lantern | The Sauganash outdoor lighting collection by Sea Gull Lighting has a distinct industrial inspiration with an external cage detail finished in either Antique Bronze or Black finishes over Clear Seeded or Etched Seeded glass shades to complete the look. The assortment includes small and large one-light outdoor wall lanterns (available in Dark Sky versions too), a one-light outdoor post lantern, a one-light outdoor pendant and a two-light outdoor ceiling flush mount. Both incandescent lamping and ENERGY STAR-qualified LED lamping are available. Most of these fixtures easily convert to LED by purchasing LED replacement lamps sold separately. | OUTDOOR | Sauganash | Outdoor Lighting | Black | 12 | Aluminum | Etched Seeded Glass | D:7.875" H:11" |  |  | 1 Medium A19 100w |  | 1 | No | [14 empty] | 0 | [12 empty] | 189.98 | 379.96 | 569.94 | D:10 1/4'' H:22 1/4'' | 6.7 | 10.25 |  |  | 22.25 | Post | [6 empty] | No |  | No | [22 empty] | D:3'' Round |  |  | 12 | Black/White |  |  | Hardwired | 0 | 0 | 0 | 0 | 1 | 0 | 0 | 1 | 0 | 0 | 0 | 785652109430 | 22.25 | 13.25 | 13.25 | 8.2 | 2.261 | 250 | Yes | [9 empty] | cETL Wet | SAUGANASH 1L POST-12 | One Light Outdoor Post Lantern |  | 8224451-12.jpg | 8224401.jpg
8224451-71 | One Light Outdoor Post Lantern | The Sauganash outdoor lighting collection by Sea Gull Lighting has a distinct industrial inspiration with an external cage detail finished in either Antique Bronze or Black finishes over Clear Seeded or Etched Seeded glass shades to complete the look. The assortment includes small and large one-light outdoor wall lanterns (available in Dark Sky versions too), a one-light outdoor post lantern, a one-light outdoor pendant and a two-light outdoor ceiling flush mount. Both incandescent lamping and ENERGY STAR-qualified LED lamping are available. Most of these fixtures easily convert to LED by purchasing LED replacement lamps sold separately. | OUTDOOR | Sauganash | Outdoor Lighting | Antique Bronze | 71 | Aluminum | Etched Seeded Glass | D:7.875" H:11" |  |  | 1 Medium A19 100w |  | 1 | No | [14 empty] | 0 | [12 empty] | 199.98 | 399.96 | 599.94 | D:10 1/4'' H:22 1/4'' | 6.7 | 10.25 |  |  | 22.25 | Post | [6 empty] | No |  | No | [22 empty] | D:3'' Round |  |  | 12 | Black/White |  |  | Hardwired | 0 | 0 | 0 | 0 | 1 | 0 | 0 | 1 | 0 | 0 | 0 | 785652109447 | 22.5 | 13.25 | 13 | 8.3 | 2.243 | 250 | Yes | [9 empty] | cETL Wet | SAUGANASH 1L POST-71 | One Light Outdoor Post Lantern |  | 8224451-71.jpg | 8224401.jpg
8224451EN3-12 | One Light Outdoor Post Lantern | The Sauganash outdoor lighting collection by Sea Gull Lighting has a distinct industrial inspiration with an external cage detail finished in either Antique Bronze or Black finishes over Clear Seeded or Etched Seeded glass shades to complete the look. The assortment includes small and large one-light outdoor wall lanterns (available in Dark Sky versions too), a one-light outdoor post lantern, a one-light outdoor pendant and a two-light outdoor ceiling flush mount. Both incandescent lamping and ENERGY STAR-qualified LED lamping are available. Most of these fixtures easily convert to LED by purchasing LED replacement lamps sold separately. | OUTDOOR | Sauganash | Outdoor Lighting | Black | 12 | Aluminum | Etched Seeded Glass | D:7.875" H:11" |  |  | 1 Medium A19 9.3w |  | 1 | Yes | [14 empty] | 0 | [12 empty] | 193.98 | 387.96 | 581.94 | D:10 1/4'' H:22 1/4'' | 6.7 | 10.25 |  |  | 22.25 | Post | [6 empty] | No |  | No | [22 empty] | D:3'' Round |  |  | 12 | Black/White |  |  | Hardwired | 0 | 0 | 0 | 1 | 1 | 0 | 0 | 0 | 0 | 0 | 0 | 785652052538 | 22.25 | 13.25 | 13.25 | 8.2 | 2.261 | 250 | Yes | [9 empty] | cETL Wet | SAUGANASH 1L POST-12 | One Light Outdoor Post Lantern |  | 8224451EN3-12.jpg | 8224451.jpg
8224451EN3-71 | One Light Outdoor Post Lantern | The Sauganash outdoor lighting collection by Sea Gull Lighting has a distinct industrial inspiration with an external cage detail finished in either Antique Bronze or Black finishes over Clear Seeded or Etched Seeded glass shades to complete the look. The assortment includes small and large one-light outdoor wall lanterns (available in Dark Sky versions too), a one-light outdoor post lantern, a one-light outdoor pendant and a two-light outdoor ceiling flush mount. Both incandescent lamping and ENERGY STAR-qualified LED lamping are available. Most of these fixtures easily convert to LED by purchasing LED replacement lamps sold separately. | OUTDOOR | Sauganash | Outdoor Lighting | Antique Bronze | 71 | Aluminum | Etched Seeded Glass | D:7.875" H:11" |  |  | 1 Medium A19 9.3w |  | 1 | Yes | [14 empty] | 0 | [12 empty] | 199.98 | 399.96 | 599.94 | D:10 1/4'' H:22 1/4'' | 6.7 | 10.25 |  |  | 22.25 | Post | [6 empty] | No |  | No | [22 empty] | D:3'' Round |  |  | 12 | Black/White |  |  | Hardwired | 0 | 0 | 0 | 1 | 1 | 0 | 0 | 0 | 0 | 0 | 0 | 785652052545 | 22.5 | 13.25 | 13 | 8.3 | 2.243 | 250 | Yes | [9 empty] | cETL Wet | SAUGANASH 1L POST-71 | One Light Outdoor Post Lantern |  | 8224451EN3-71.jpg | 8224451.jpg
8229-02 | Two Light Outdoor Post Lantern | Light has a way of sparkling against glass to create a warm and inviting welcome, and the Lancaster outdoor collection by Sea Gull Lighting is a classic example of such traditional design. Clear Curved Beveled glass is paired with one of four beautiful finish options including Polished Brass, Black, Antique Bronze and Antique Brushed Nickel. The assortment includes small, medium and large one-light outdoor wall lanterns, two-light outdoor wall lantern, three-light outdoor wall lantern, two-light and three-light outdoor post lanterns and a three-light outdoor pendant. Some of the fixtures can easily convert to LED by purchasing LED replacement lamps sold separately. | OUTDOOR | Lancaster | Outdoor Lighting | Polished Brass | 2 | Brass | Clear Curved Beveled Glass |  |  |  | 2 Candelabra Torpedo 60w |  | 2 | No | [14 empty] | 0 | [12 empty] | 92.45 | 184.9 | 277.35 | D:10'' H:21 1/2'' | 6.8 | 10 |  |  | 21.5 | Other | [6 empty] | No |  | No | [25 empty] | 6.5 |  |  | N/A |  | 0 | 0 | 0 | 0 | 1 | 0 | 0 | 1 | 0 | 0 | 0 | 785652822926 | 11.75 | 10.5 | 17.5 | 8.2 | 1.249 | 125 | Yes | [8 empty] | UL Wet | cUL Wet | LANCASTER 2L POST-02 | Two Light Outdoor Post Lantern |  | 8229-02.jpg | 8229.jpg
8229-12 | Two Light Outdoor Post Lantern | Light has a way of sparkling against glass to create a warm and inviting welcome, and the Lancaster outdoor collection by Sea Gull Lighting is a classic example of such traditional design. Clear Curved Beveled glass is paired with one of four beautiful finish options including Polished Brass, Black, Antique Bronze and Antique Brushed Nickel. The assortment includes small, medium and large one-light outdoor wall lanterns, two-light outdoor wall lantern, three-light outdoor wall lantern, two-light and three-light outdoor post lanterns and a three-light outdoor pendant. Some of the fixtures can easily convert to LED by purchasing LED replacement lamps sold separately. | OUTDOOR | Lancaster | Outdoor Lighting | Black | 12 | Brass | Clear Curved Beveled Glass |  |  |  | 2 Candelabra Torpedo 60w |  | 2 | No | [14 empty] | 0 | [12 empty] | 82.98 | 165.96 | 248.94 | D:10'' H:21 1/2'' | 6.8 | 10 |  |  | 21.5 | Other | [6 empty] | No |  | No | [25 empty] | 6.5 | Black |  | N/A |  | 0 | 0 | 0 | 0 | 1 | 0 | 0 | 1 | 0 | 0 | 0 | 785652822919 | 11.25 | 10.5 | 17.5 | 8.75 | 1.196 | 125 | Yes | [8 empty] | UL Wet | cUL Wet | LANCASTER 2L POST-12 | Two Light Outdoor Post Lantern |  | 8229-12.jpg | 8229.jpg
8229-71 | Two Light Outdoor Post Lantern | Light has a way of sparkling against glass to create a warm and inviting welcome, and the Lancaster outdoor collection by Sea Gull Lighting is a classic example of such traditional design. Clear Curved Beveled glass is paired with one of four beautiful finish options including Polished Brass, Black, Antique Bronze and Antique Brushed Nickel. The assortment includes small, medium and large one-light outdoor wall lanterns, two-light outdoor wall lantern, three-light outdoor wall lantern, two-light and three-light outdoor post lanterns and a three-light outdoor pendant. Some of the fixtures can easily convert to LED by purchasing LED replacement lamps sold separately. | OUTDOOR | Lancaster | Outdoor Lighting | Antique Bronze | 71 | Brass | Clear Curved Beveled Glass |  |  |  | 2 Candelabra Torpedo 60w |  | 2 | No | [14 empty] | 0 | [12 empty] | 96.48 | 192.96 | 289.44 | D:10'' H:21 1/2'' | 6.8 | 10 |  |  | 21.5 | Other | [6 empty] | No |  | No | [25 empty] | 6.5 |  |  | N/A |  | 0 | 0 | 0 | 0 | 1 | 0 | 0 | 1 | 0 | 0 | 0 | 785652822711 | 11.25 | 10.5 | 17.5 | 8.75 | 1.196 | 125 | Yes | [8 empty] | UL Wet | cUL Wet | LANCASTER 2L POST-71 | Two Light Outdoor Post Lantern |  | 8229-71.jpg | 8229.jpg
8229-965 | Two Light Outdoor Post Lantern | Light has a way of sparkling against glass to create a warm and inviting welcome, and the Lancaster outdoor collection by Sea Gull Lighting is a classic example of such traditional design. Clear Curved Beveled glass is paired with one of four beautiful finish options including Polished Brass, Black, Antique Bronze and Antique Brushed Nickel. The assortment includes small, medium and large one-light outdoor wall lanterns, two-light outdoor wall lantern, three-light outdoor wall lantern, two-light and three-light outdoor post lanterns and a three-light outdoor pendant. Some of the fixtures can easily convert to LED by purchasing LED replacement lamps sold separately. | OUTDOOR | Lancaster | Outdoor Lighting | Antique Brushed Nickel | 965 | Brass | Clear Curved Beveled Glass |  |  |  | 2 Candelabra Torpedo 60w |  | 2 | No | [14 empty] | 0 | [12 empty] | 96.48 | 192.96 | 289.44 | D:10'' H:21 1/2'' | 6.8 | 10 |  |  | 21.5 | Other | [6 empty] | No |  | No | [25 empty] | 6.5 |  |  | N/A |  | 0 | 0 | 0 | 0 | 1 | 0 | 0 | 1 | 0 | 0 | 0 | 785652822964 | 11.25 | 10.5 | 17.5 | 8.45 | 1.196 | 125 | Yes | [8 empty] | UL Wet | cUL Wet | LANCASTER 2L POST-965 | Two Light Outdoor Post Lantern |  | 8229-965.jpg | 8229.jpg
8229301-12 | One Light Outdoor Post Lantern | High tech construction meets classical style in the Galvyn Collection. Traditional hexagonal tapered lanterns and etched glass panels quietly diffuse light over state of the art StoneStrong composite material built to withstand outdoor elements for years. StoneStrong material is rust-proof and built to last in any outside environment, including coastal, dry, and harsh winter or summer climates. StoneStrong is also backed by a robust warranty. Choose from a variety of sizes and silhouettes to adapt a broad range of outdoor settings. Available in Black and Antique Bronze finishes. Add an exterior fixture with an elegantly classic look that will last a long time thanks to modern engineering. | OUTDOOR | Galvyn | Outdoor Lighting | Black | 12 | StoneStrong | Undefined Glass | W:3.625" H:8.75" |  |  | 1 Medium A19 75w |  | 1 | No | [14 empty] | 0 | [12 empty] | 99.45 | 198.9 | 298.35 | D:9 7/8'' H:20 5/8'' | 3.63 | 9.875 |  |  | 20.625 | Post Mount | [6 empty] | No |  | No | [25 empty] | 6.5 | Black/White |  |  | Hardwired | 0 | 0 | 0 | 0 | 1 | 0 | 0 | 1 | 0 | 0 | 0 | 785652056574 | 20.75 | 11.5 | 14 | 6.4 | 1.933 | 250 | Yes | [9 empty] | cETL Wet | GALVYN 1L POST LANTERN-12 | One Light Outdoor Post Lantern |  | 8229301-12.png | 8229301.jpg
8229301-71 | One Light Outdoor Post Lantern | High tech construction meets classical style in the Galvyn Collection. Traditional hexagonal tapered lanterns and etched glass panels quietly diffuse light over state of the art StoneStrong composite material built to withstand outdoor elements for years. StoneStrong material is rust-proof and built to last in any outside environment, including coastal, dry, and harsh winter or summer climates. StoneStrong is also backed by a robust warranty. Choose from a variety of sizes and silhouettes to adapt a broad range of outdoor settings. Available in Black and Antique Bronze finishes. Add an exterior fixture with an elegantly classic look that will last a long time thanks to modern engineering. | OUTDOOR | Galvyn | Outdoor Lighting | Antique Bronze | 71 | StoneStrong | Satin Etched Glass | W:3.625" H:8.75" |  |  | 1 Medium A19 75w |  | 1 | No | [14 empty] | 0 | [12 empty] | 99.45 | 198.9 | 298.35 | D:9 7/8'' H:20 5/8'' | 3.63 | 9.875 |  |  | 20.625 | Post Mount | [6 empty] | No |  | No | [25 empty] | 6.5 | Black/White |  |  | Hardwired | 0 | 0 | 0 | 0 | 1 | 0 | 0 | 1 | 0 | 0 | 0 | 785652056581 | 20.75 | 11.5 | 14 | 6.4 | 1.933 | 250 | Yes | [9 empty] | cETL Wet | GALVYN 1L POST LANTERN-71 | One Light Outdoor Post Lantern |  | 8229301-71.png | 8229301.jpg
8229301EN3-12 | One Light Outdoor Post Lantern | High tech construction meets classical style in the Galvyn Collection. Traditional hexagonal tapered lanterns and etched glass panels quietly diffuse light over state of the art StoneStrong composite material built to withstand outdoor elements for years. StoneStrong material is rust-proof and built to last in any outside environment, including coastal, dry, and harsh winter or summer climates. StoneStrong is also backed by a robust warranty. Choose from a variety of sizes and silhouettes to adapt a broad range of outdoor settings. Available in Black and Antique Bronze finishes. Add an exterior fixture with an elegantly classic look that will last a long time thanks to modern engineering. | OUTDOOR | Galvyn | Outdoor Lighting | Black | 12 | StoneStrong | Satin Etched Glass | W:3.625" H:8.75" |  |  | 1 Medium A19 9.3w |  | 1 | Yes | [14 empty] | 0 | [12 empty] | 105.45 | 210.9 | 316.35 | D:9 7/8'' H:20 5/8'' | 3.63 | 9.875 |  |  | 20.625 | Post Mount | [6 empty] | No |  | No | [25 empty] | 6.5 | Black/White |  |  | Hardwired | 0 | 0 | 0 | 1 | 1 | 0 | 0 | 0 | 0 | 0 | 0 | 785652056963 | 20.75 | 11.5 | 14 | 6.4 | 1.933 | 250 | Yes | [9 empty] | cETL Wet | GALVYN 1L POST LANTERN-12 | One Light Outdoor Post Lantern |  | 8229301EN3-12.png | 8229301EN3.jpg
8229301EN3-71 | One Light Outdoor Post Lantern | High tech construction meets classical style in the Galvyn Collection. Traditional hexagonal tapered lanterns and etched glass panels quietly diffuse light over state of the art StoneStrong composite material built to withstand outdoor elements for years. StoneStrong material is rust-proof and built to last in any outside environment, including coastal, dry, and harsh winter or summer climates. StoneStrong is also backed by a robust warranty. Choose from a variety of sizes and silhouettes to adapt a broad range of outdoor settings. Available in Black and Antique Bronze finishes. Add an exterior fixture with an elegantly classic look that will last a long time thanks to modern engineering. | OUTDOOR | Galvyn | Outdoor Lighting | Antique Bronze | 71 | StoneStrong | Satin Etched Glass | W:3.625" H:8.75" |  |  | 1 Medium A19 9.3w |  | 1 | Yes | [14 empty] | 0 | [12 empty] | 105.45 | 210.9 | 316.35 | D:9 7/8'' H:20 5/8'' | 3.63 | 9.875 |  |  | 20.625 | Post Mount | [6 empty] | No |  | No | [25 empty] | 6.5 | Black/White |  |  | Hardwired | 0 | 0 | 0 | 1 | 1 | 0 | 0 | 0 | 0 | 0 | 0 | 785652056970 | 20.75 | 11.5 | 14 | 6.4 | 1.933 | 250 | Yes | [9 empty] | cETL Wet | GALVYN 1L POST LANTERN-71 | One Light Outdoor Post Lantern |  | 8229301EN3-71.png | 8229301EN3.jpg
8229EN-02 | Two Light Outdoor Post Lantern | Light has a way of sparkling against glass to create a warm and inviting welcome, and the Lancaster outdoor collection by Sea Gull Lighting is a classic example of such traditional design. Clear Curved Beveled glass is paired with one of four beautiful finish options including Polished Brass, Black, Antique Bronze and Antique Brushed Nickel. The assortment includes small, medium and large one-light outdoor wall lanterns, two-light outdoor wall lantern, three-light outdoor wall lantern, two-light and three-light outdoor post lanterns and a three-light outdoor pendant. Some of the fixtures can easily convert to LED by purchasing LED replacement lamps sold separately. | OUTDOOR | Lancaster | Outdoor Lighting | Polished Brass | 2 | Brass | Undefined Glass |  |  |  | 2 Candelabra Torpedo 3.5w |  | 2 | Yes | [14 empty] | 0 | [12 empty] | 105.98 | 211.96 | 317.94 | D:10'' H:21 1/2'' | 6.8 | 10 |  |  | 21.5 | Other | [6 empty] | No |  | No | [25 empty] | 6.5 |  |  | N/A |  | 0 | 0 | 0 | 1 | 1 | 0 | 0 | 0 | 0 | 0 | 0 | 785652031984 | 11.75 | 10.5 | 17.5 | 8.2 | 1.249 | 125 | Yes | [8 empty] | UL Wet | cUL Wet | LANCASTER 2L POST-02 | Two Light Outdoor Post Lantern |  | 8229EN-02.jpg | 8229.jpg
8229EN-12 | Two Light Outdoor Post Lantern | Light has a way of sparkling against glass to create a warm and inviting welcome, and the Lancaster outdoor collection by Sea Gull Lighting is a classic example of such traditional design. Clear Curved Beveled glass is paired with one of four beautiful finish options including Polished Brass, Black, Antique Bronze and Antique Brushed Nickel. The assortment includes small, medium and large one-light outdoor wall lanterns, two-light outdoor wall lantern, three-light outdoor wall lantern, two-light and three-light outdoor post lanterns and a three-light outdoor pendant. Some of the fixtures can easily convert to LED by purchasing LED replacement lamps sold separately. | OUTDOOR | Lancaster | Outdoor Lighting | Black | 12 | Brass | Undefined Glass |  |  |  | 2 Candelabra Torpedo 3.5w |  | 2 | Yes | [14 empty] | 0 | [12 empty] | 93.48 | 186.96 | 280.44 | D:10'' H:21 1/2'' | 6.8 | 10 |  |  | 21.5 | Other | [6 empty] | No |  | No | [25 empty] | 6.5 | Black |  | N/A |  | 0 | 0 | 0 | 1 | 1 | 0 | 0 | 0 | 0 | 0 | 0 | 785652031991 | 11.25 | 10 | 17 | 8.7 | 1.107 | 125 | Yes | [8 empty] | UL Wet | cUL Wet | LANCASTER 2L POST-12 | Two Light Outdoor Post Lantern |  | 8229EN-12.jpg | 8229.jpg
8229EN-71 | Two Light Outdoor Post Lantern | Light has a way of sparkling against glass to create a warm and inviting welcome, and the Lancaster outdoor collection by Sea Gull Lighting is a classic example of such traditional design. Clear Curved Beveled glass is paired with one of four beautiful finish options including Polished Brass, Black, Antique Bronze and Antique Brushed Nickel. The assortment includes small, medium and large one-light outdoor wall lanterns, two-light outdoor wall lantern, three-light outdoor wall lantern, two-light and three-light outdoor post lanterns and a three-light outdoor pendant. Some of the fixtures can easily convert to LED by purchasing LED replacement lamps sold separately. | OUTDOOR | Lancaster | Outdoor Lighting | Antique Bronze | 71 | Brass | Undefined Glass |  |  |  | 2 Candelabra Torpedo 3.5w |  | 2 | Yes | [14 empty] | 0 | [12 empty] | 105.98 | 211.96 | 317.94 | D:10'' H:21 1/2'' | 6.8 | 10 |  |  | 21.5 | Other | [6 empty] | No |  | No | [25 empty] | 6.5 |  |  | N/A |  | 0 | 0 | 0 | 1 | 1 | 0 | 0 | 0 | 0 | 0 | 0 | 785652032004 | 11.25 | 10.5 | 17.5 | 8.75 | 1.196 | 125 | Yes | [8 empty] | UL Wet | cUL Wet | LANCASTER 2L POST-71 | Two Light Outdoor Post Lantern |  | 8229EN-71.jpg | 8229.jpg
8229EN-965 | Two Light Outdoor Post Lantern | Light has a way of sparkling against glass to create a warm and inviting welcome, and the Lancaster outdoor collection by Sea Gull Lighting is a classic example of such traditional design. Clear Curved Beveled glass is paired with one of four beautiful finish options including Polished Brass, Black, Antique Bronze and Antique Brushed Nickel. The assortment includes small, medium and large one-light outdoor wall lanterns, two-light outdoor wall lantern, three-light outdoor wall lantern, two-light and three-light outdoor post lanterns and a three-light outdoor pendant. Some of the fixtures can easily convert to LED by purchasing LED replacement lamps sold separately. | OUTDOOR | Lancaster | Outdoor Lighting | Antique Brushed Nickel | 965 | Brass | Undefined Glass |  |  |  | 2 Candelabra Torpedo 3.5w |  | 2 | Yes | [14 empty] | 0 | [12 empty] | 105.98 | 211.96 | 317.94 | D:10'' H:21 1/2'' | 6.8 | 10 |  |  | 21.5 | Other | [6 empty] | No |  | No | [25 empty] | 6.5 |  |  | N/A |  | 0 | 0 | 0 | 1 | 1 | 0 | 0 | 0 | 0 | 0 | 0 | 785652032011 | 11.25 | 10.5 | 17.5 | 8.45 | 1.196 | 125 | Yes | [8 empty] | UL Wet | cUL Wet | LANCASTER 2L POST-965 | Two Light Outdoor Post Lantern |  | 8229EN-965.jpg | 8229.jpg
8231-12 | Three Light Outdoor Post Lantern | The traditional design accents and pleasant proportions of the Brentwood outdoor lighting collection from Sea Gull Lighting make it a versatile selection for any home. Offered in either a Black Powdercoat or White Powdercoat finish, and either Clear or White Glass. The assortment offered in both finishes includes a small one-light outdoor wall lantern, a medium one-uplight outdoor wall lantern, a medium one-downlight outdoor wall lantern, a large one-light wall lantern, a one-light outdoor pendant and a one-light outdoor post lantern. In the Black Powdercoat finish only, a two-light outdoor ceiling flush mount is also available. Most of these fixtures easily convert to LED by purchasing LED replacement lamps sold separately. | OUTDOOR | Brentwood | Outdoor Lighting | Black | 12 | Die Cast Aluminum | Clear Glass | W:5.25" H:11" |  |  | 3 Candelabra Torpedo 60w |  | 3 | No | [14 empty] | 0 | [12 empty] | 74.98 | 149.96 | 224.94 | D:13'' H:25 3/4'' | 7.8 | 13 |  |  | 25.75 | Post | [6 empty] | No |  | No | [25 empty] | 6.5 | Black/White |  |  | Hardwired | 0 | 0 | 0 | 0 | 1 | 0 | 0 | 1 | 0 | 0 | 0 | 785652823022 | 14.25 | 13 | 21 | 10.4 | 2.251 | 175 | Yes | [8 empty] | UL Wet | cUL Wet | BRENTWOOD 3L POST-12 | Three Light Outdoor Post Lantern |  | 8231-12.jpg | 8231.jpg
8231EN-12 | Three Light Outdoor Post Lantern | The traditional design accents and pleasant proportions of the Brentwood outdoor lighting collection from Sea Gull Lighting make it a versatile selection for any home. Offered in either a Black Powdercoat or White Powdercoat finish, and either Clear or White Glass. The assortment offered in both finishes includes a small one-light outdoor wall lantern, a medium one-uplight outdoor wall lantern, a medium one-downlight outdoor wall lantern, a large one-light wall lantern, a one-light outdoor pendant and a one-light outdoor post lantern. In the Black Powdercoat finish only, a two-light outdoor ceiling flush mount is also available. Most of these fixtures easily convert to LED by purchasing LED replacement lamps sold separately. | OUTDOOR | Brentwood | Outdoor Lighting | Black | 12 | Die Cast Aluminum | Clear Glass | W:5.25" H:11" |  |  | 3 Candelabra Torpedo 3.5w |  | 3 | Yes | [14 empty] | 0 | [12 empty] | 92.98 | 185.96 | 278.94 | D:13'' H:25 3/4'' | 7.8 | 13 |  |  | 25.75 | Post | [6 empty] | No |  | No | [25 empty] | 6.5 | Black/White |  |  | Hardwired | 0 | 0 | 0 | 1 | 1 | 0 | 0 | 0 | 0 | 0 | 0 | 785652032028 | 21 | 13 | 14.25 | 10.4 | 2.251 | 175 | Yes | [8 empty] | UL Wet | cUL Wet | BRENTWOOD 3L POST-12 | Three Light Outdoor Post Lantern |  | 8231EN-12.jpg | 8231.jpg
8236301-12 | One Light Outdoor Post Lantern | The stately Childress outdoor lighting collection by Sea Gull Lighting is rich with design elements contributing to its traditional silhouette. A shepherd’s crook, chamfered roof line, cut-corner-square body with Satin Etched glass and a small bottom finial all add detail and visual interest. Made of durable cast aluminum, a stepped-edge backplate completes the traditional look. Offered in Antique Bronze or Black finish, the lighting fixtures include a two-light outdoor ceiling flush mount, an extra large two-light outdoor wall lantern, small, medium and large one-light outdoor wall lanterns, a one-light outdoor pendant; and a one-light outdoor post lantern. Incandescent, integrated LED and ENERGY STAR-qualified LED lamping are available. The advanced, integrated LED option has warm-on-dim technology that warms in color when dimmed, going from 2700K to 2200K and is California Title 24 compliant. | OUTDOOR | Childress | Outdoor Lighting | Black | 12 | Die Cast Aluminum | Satin Etched Glass |  |  |  | 1 Medium A19 100w |  | 1 | No | [14 empty] | 0 | [12 empty] | 99.98 | 199.96 | 299.94 | D:9'' H:20 1/2'' | 4.5 | 9 |  |  | 20.5 | Post Mount | [6 empty] | No |  | No | [22 empty] | D:3'' H:3 1/2'' Round |  |  | 6 | Black/White |  |  | Hardwired | 0 | 0 | 0 | 0 | 1 | 0 | 0 | 1 | 0 | 0 | 0 | 785652112928 | 19.75 | 11.75 | 11.75 | 6 | 1.578 | 250 | Yes | [9 empty] | cETL Wet | CHILDRESS 1L POST-12 | One Light Outdoor Post Lantern |  | 8236301-12.jpg | 8236301BL.jpg
8236301-71 | One Light Outdoor Post Lantern | The stately Childress outdoor lighting collection by Sea Gull Lighting is rich with design elements contributing to its traditional silhouette. A shepherd’s crook, chamfered roof line, cut-corner-square body with Satin Etched glass and a small bottom finial all add detail and visual interest. Made of durable cast aluminum, a stepped-edge backplate completes the traditional look. Offered in Antique Bronze or Black finish, the lighting fixtures include a two-light outdoor ceiling flush mount, an extra large two-light outdoor wall lantern, small, medium and large one-light outdoor wall lanterns, a one-light outdoor pendant; and a one-light outdoor post lantern. Incandescent, integrated LED and ENERGY STAR-qualified LED lamping are available. The advanced, integrated LED option has warm-on-dim technology that warms in color when dimmed, going from 2700K to 2200K and is California Title 24 compliant. | OUTDOOR | Childress | Outdoor Lighting | Antique Bronze | 71 | Die Cast Aluminum | Satin Etched Glass |  |  |  | 1 Medium A19 100w |  | 1 | No | [14 empty] | 0 | [12 empty] | 99.98 | 199.96 | 299.94 | D:9'' H:20 1/2'' | 4.5 | 9 |  |  | 20.5 | Post Mount | [6 empty] | No |  | No | [22 empty] | D:3'' H:3 1/2'' Round |  |  | 6 | Black/White |  |  | Hardwired | 0 | 0 | 0 | 0 | 1 | 0 | 0 | 1 | 0 | 0 | 0 | 785652112935 | 19.75 | 11.75 | 11.75 | 6 | 1.578 | 250 | Yes | [9 empty] | cETL Wet | CHILDRESS 1L POST-71 | One Light Outdoor Post Lantern |  | 8236301-71.jpg | 8236301BL.jpg
8236301EN3-12 | One Light Outdoor Post Lantern | The stately Childress outdoor lighting collection by Sea Gull Lighting is rich with design elements contributing to its traditional silhouette. A shepherd’s crook, chamfered roof line, cut-corner-square body with Satin Etched glass and a small bottom finial all add detail and visual interest. Made of durable cast aluminum, a stepped-edge backplate completes the traditional look. Offered in Antique Bronze or Black finish, the lighting fixtures include a two-light outdoor ceiling flush mount, an extra large two-light outdoor wall lantern, small, medium and large one-light outdoor wall lanterns, a one-light outdoor pendant; and a one-light outdoor post lantern. Incandescent, integrated LED and ENERGY STAR-qualified LED lamping are available. The advanced, integrated LED option has warm-on-dim technology that warms in color when dimmed, going from 2700K to 2200K and is California Title 24 compliant. | OUTDOOR | Childress | Outdoor Lighting | Black | 12 | Die Cast Aluminum | Satin Etched Glass |  |  |  | 1 Medium A19 9.3w |  | 1 | Yes | [14 empty] | 0 | [12 empty] | 99.98 | 199.96 | 299.94 | D:9'' H:20 1/2'' | 4.5 | 9 |  |  | 20.5 | Post Mount | [6 empty] | No |  | No | [22 empty] | D:3'' H:3 1/2'' Round |  |  | 6 | Black/White |  |  | Hardwired | 0 | 0 | 0 | 1 | 1 | 0 | 0 | 0 | 0 | 0 | 0 | 785652052552 | 19.75 | 11.75 | 11.75 | 6 | 1.578 | 250 | Yes | [9 empty] | cETL Wet | CHILDRESS 1L POST-12 | One Light Outdoor Post Lantern |  | 8236301EN3-12.jpg | 8236301.jpg
8236301EN3-71 | One Light Outdoor Post Lantern | The stately Childress outdoor lighting collection by Sea Gull Lighting is rich with design elements contributing to its traditional silhouette. A shepherd’s crook, chamfered roof line, cut-corner-square body with Satin Etched glass and a small bottom finial all add detail and visual interest. Made of durable cast aluminum, a stepped-edge backplate completes the traditional look. Offered in Antique Bronze or Black finish, the lighting fixtures include a two-light outdoor ceiling flush mount, an extra large two-light outdoor wall lantern, small, medium and large one-light outdoor wall lanterns, a one-light outdoor pendant; and a one-light outdoor post lantern. Incandescent, integrated LED and ENERGY STAR-qualified LED lamping are available. The advanced, integrated LED option has warm-on-dim technology that warms in color when dimmed, going from 2700K to 2200K and is California Title 24 compliant. | OUTDOOR | Childress | Outdoor Lighting | Antique Bronze | 71 | Die Cast Aluminum | Satin Etched Glass |  |  |  | 1 Medium A19 9.3w |  | 1 | Yes | [14 empty] | 0 | [12 empty] | 99.98 | 199.96 | 299.94 | D:9'' H:20 1/2'' | 4.5 | 9 |  |  | 20.5 | Post Mount | [6 empty] | No |  | No | [22 empty] | D:3'' H:3 1/2'' Round |  |  | 6 | Black/White |  |  | Hardwired | 0 | 0 | 0 | 1 | 1 | 0 | 0 | 0 | 0 | 0 | 0 | 785652052569 | 19.75 | 11.75 | 11.75 | 6 | 1.578 | 250 | Yes | [9 empty] | cETL Wet | CHILDRESS 1L POST-71 | One Light Outdoor Post Lantern |  | 8236301EN3-71.jpg | 8236301.jpg
8238601-12 | Medium One Light Outdoor Post Lantern | The Sevier outdoor collection by Sea Gull Lighting brings timeless design to new heights with its traditional design details found in classic outdoor fixtures as well as an open bottom for easy maintenance. Made of durable cast aluminum, a multi-level crown, top finial and stepped-edge back plate complete the traditional look. Offered in Antique Bronze or Black finish, both with Clear glass, the collection includes a one-light outdoor pendant, one-light post lantern, a large one-light uplight outdoor wall lantern, a small one-light uplight outdoor wall lantern, a small one-light downlight outdoor wall lantern, and a large one-light downlight outdoor wall lantern. | OUTDOOR | Sevier | Outdoor Lighting | Black | 12 |  | Clear Glass |  |  |  | 1 Medium A19 100w |  | 1 | No | [14 empty] | 0 | [12 empty] | 54.5 | 109 | 163.5 | D:8 1/8'' H:17 3/4'' |  | 8.125 |  |  | 17.75 | Post Mount | [6 empty] | No |  | No | [22 empty] | D:3 3/8'' H:3 1/2'' Round |  |  | 6.5 | Black/White |  |  | Hardwired | 0 | 0 | 0 | 0 | 1 | 0 | 0 | 1 | 0 | 0 | 0 | 785652078545 | [16 empty] | cETL Wet | SEVIER 1L POST MOUNT-12 | Medium One Light Outdoor Post Lantern |  | 8238601-12.jpg | 8238601.jpg
8238601-71 | Medium One Light Outdoor Post Lantern | The Sevier outdoor collection by Sea Gull Lighting brings timeless design to new heights with its traditional design details found in classic outdoor fixtures as well as an open bottom for easy maintenance. Made of durable cast aluminum, a multi-level crown, top finial and stepped-edge back plate complete the traditional look. Offered in Antique Bronze or Black finish, both with Clear glass, the collection includes a one-light outdoor pendant, one-light post lantern, a large one-light uplight outdoor wall lantern, a small one-light uplight outdoor wall lantern, a small one-light downlight outdoor wall lantern, and a large one-light downlight outdoor wall lantern. | OUTDOOR | Sevier | Outdoor Lighting | Antique Bronze | 71 |  | Clear Glass |  |  |  | 1 Medium A19 100w |  | 1 | No | [14 empty] | 0 | [12 empty] | 54.5 | 109 | 163.5 | D:8 1/8'' H:17 3/4'' |  | 8.125 |  |  | 17.75 | Post Mount | [6 empty] | No |  | No | [22 empty] | D:3 3/8'' H:3 1/2'' Round |  |  | 6.5 | Black/White |  |  | Hardwired | 0 | 0 | 0 | 0 | 1 | 0 | 0 | 1 | 0 | 0 | 0 | 785652078552 | [16 empty] | cETL Wet | SEVIER 1L POST MOUNT-71 | Medium One Light Outdoor Post Lantern |  | 8238601-71.jpg | 8238601.jpg
8238651-12 | Medium One Light Outdoor Post Lantern | The Sevier outdoor collection by Sea Gull Lighting brings timeless design to new heights with its traditional design details found in classic outdoor fixtures as well as an open bottom for easy maintenance. Made of durable cast aluminum, a multi-level crown, top finial and stepped-edge back plate complete the traditional look. Offered in Antique Bronze or Black finish, both with Clear glass, the collection includes a one-light outdoor pendant, one-light post lantern, a large one-light uplight outdoor wall lantern, a small one-light uplight outdoor wall lantern, a small one-light downlight outdoor wall lantern, and a large one-light downlight outdoor wall lantern. | OUTDOOR | Sevier | Outdoor Lighting | Black | 12 |  | Satin Etched Glass |  |  |  | 1 Medium A19 100w |  | 1 | No | [14 empty] | 0 | [12 empty] | 54.5 | 109 | 163.5 | D:8 1/8'' H:17 3/4'' |  | 8.125 |  |  | 17.75 | Post Mount | [6 empty] | No |  | No | [22 empty] | D:3 3/8'' H:3 1/2'' Round |  |  | 6.5 | Black/White |  |  | Hardwired | 0 | 0 | 0 | 0 | 1 | 0 | 0 | 1 | 0 | 0 | 0 | 785652078569 | [16 empty] | cETL Wet | SEVIER 1L POST MOUNT-12 | Medium One Light Outdoor Post Lantern |  | 8238651-12.jpg | 8238651.jpg
8238651-71 | Medium One Light Outdoor Post Lantern | The Sevier outdoor collection by Sea Gull Lighting brings timeless design to new heights with its traditional design details found in classic outdoor fixtures as well as an open bottom for easy maintenance. Made of durable cast aluminum, a multi-level crown, top finial and stepped-edge back plate complete the traditional look. Offered in Antique Bronze or Black finish, both with Clear glass, the collection includes a one-light outdoor pendant, one-light post lantern, a large one-light uplight outdoor wall lantern, a small one-light uplight outdoor wall lantern, a small one-light downlight outdoor wall lantern, and a large one-light downlight outdoor wall lantern. | OUTDOOR | Sevier | Outdoor Lighting | Antique Bronze | 71 |  | Satin Etched Glass |  |  |  | 1 Medium A19 100w |  | 1 | No | [14 empty] | 0 | [12 empty] | 54.5 | 109 | 163.5 | D:8 1/8'' H:17 3/4'' |  | 8.125 |  |  | 17.75 | Post Mount | [6 empty] | No |  | No | [22 empty] | D:3 3/8'' H:3 1/2'' Round |  |  | 6.5 | Black/White |  |  | Hardwired | 0 | 0 | 0 | 0 | 1 | 0 | 0 | 1 | 0 | 0 | 0 | 785652078576 | [16 empty] | cETL Wet | SEVIER 1L POST MOUNT-71 | Medium One Light Outdoor Post Lantern |  | 8238651-71.jpg | 8238651.jpg
8238651EN3-12 | Medium One Light Outdoor Post Lantern | The Sevier outdoor collection by Sea Gull Lighting brings timeless design to new heights with its traditional design details found in classic outdoor fixtures as well as an open bottom for easy maintenance. Made of durable cast aluminum, a multi-level crown, top finial and stepped-edge back plate complete the traditional look. Offered in Antique Bronze or Black finish, both with Clear glass, the collection includes a one-light outdoor pendant, one-light post lantern, a large one-light uplight outdoor wall lantern, a small one-light uplight outdoor wall lantern, a small one-light downlight outdoor wall lantern, and a large one-light downlight outdoor wall lantern. | OUTDOOR | Sevier | Outdoor Lighting | Black | 12 |  | Satin Etched Glass |  |  |  | 1 Medium A19 9.3w |  | 1 | Yes | [14 empty] | 0 | [12 empty] | 59.5 | 119 | 178.5 | D:8 1/8'' H:17 3/4'' |  | 8.125 |  |  | 17.75 | Post Mount | [6 empty] | No |  | No | [22 empty] | D:3 3/8'' H:3 1/2'' Round |  |  | 6.5 | Black/White |  |  | Hardwired | 0 | 0 | 0 | 1 | 1 | 0 | 0 | 0 | 0 | 0 | 0 | 785652082887 | [16 empty] | cETL Wet | SEVIER 1L POST MOUNT-12 | Medium One Light Outdoor Post Lantern |  | 8238651EN3-12.jpg | 8238651EN3.jpg
8238651EN3-71 | Medium One Light Outdoor Post Lantern | The Sevier outdoor collection by Sea Gull Lighting brings timeless design to new heights with its traditional design details found in classic outdoor fixtures as well as an open bottom for easy maintenance. Made of durable cast aluminum, a multi-level crown, top finial and stepped-edge back plate complete the traditional look. Offered in Antique Bronze or Black finish, both with Clear glass, the collection includes a one-light outdoor pendant, one-light post lantern, a large one-light uplight outdoor wall lantern, a small one-light uplight outdoor wall lantern, a small one-light downlight outdoor wall lantern, and a large one-light downlight outdoor wall lantern. | OUTDOOR | Sevier | Outdoor Lighting | Antique Bronze | 71 |  | Satin Etched Glass |  |  |  | 1 Medium A19 9.3w |  | 1 | Yes | [14 empty] | 0 | [12 empty] | 59.5 | 119 | 178.5 | D:8 1/8'' H:17 3/4'' |  | 8.125 |  |  | 17.75 | Post Mount | [6 empty] | No |  | No | [22 empty] | D:3 3/8'' H:3 1/2'' Round |  |  | 6.5 | Black/White |  |  | Hardwired | 0 | 0 | 0 | 1 | 1 | 0 | 0 | 0 | 0 | 0 | 0 | 785652082894 | [16 empty] | cETL Wet | SEVIER 1L POST MOUNT-71 | Medium One Light Outdoor Post Lantern |  | 8238651EN3-71.jpg | 8238651EN3.jpg
8238701-12 | Large One Light Outdoor Post Lantern | The Sevier outdoor collection by Sea Gull Lighting brings timeless design to new heights with its traditional design details found in classic outdoor fixtures as well as an open bottom for easy maintenance. Made of durable cast aluminum, a multi-level crown, top finial and stepped-edge back plate complete the traditional look. Offered in Antique Bronze or Black finish, both with Clear glass, the collection includes a one-light outdoor pendant, one-light post lantern, a large one-light uplight outdoor wall lantern, a small one-light uplight outdoor wall lantern, a small one-light downlight outdoor wall lantern, and a large one-light downlight outdoor wall lantern. | OUTDOOR | Sevier | Outdoor Lighting | Black | 12 |  | Clear Glass | W:3.25" H:8.875" |  |  | 1 Medium A19 100w |  | 1 | No | [14 empty] | 0 | [12 empty] | 49.98 | 99.96 | 149.94 | D:9 3/8'' H:22 1/8'' |  | 9.375 |  |  | 22.125 | Other | [6 empty] | No |  | No | [25 empty] | 6.5 | Black/White |  |  | Hardwired | 0 | 0 | 0 | 0 | 1 | 0 | 0 | 1 | 0 | 0 | 0 | 785652001369 | 20.75 | 12.25 | 11 | 5.5 | 1.618 | 250 | Yes | [9 empty] | cETL Wet | SEVIER 1L POST-12 | Large One Light Outdoor Post Lantern |  | 8238701-12.png | 8238701.jpg
8238701-71 | Large One Light Outdoor Post Lantern | The Sevier outdoor collection by Sea Gull Lighting brings timeless design to new heights with its traditional design details found in classic outdoor fixtures as well as an open bottom for easy maintenance. Made of durable cast aluminum, a multi-level crown, top finial and stepped-edge back plate complete the traditional look. Offered in Antique Bronze or Black finish, both with Clear glass, the collection includes a one-light outdoor pendant, one-light post lantern, a large one-light uplight outdoor wall lantern, a small one-light uplight outdoor wall lantern, a small one-light downlight outdoor wall lantern, and a large one-light downlight outdoor wall lantern. | OUTDOOR | Sevier | Outdoor Lighting | Antique Bronze | 71 |  | Clear Glass | W:3.25" H:8.875" |  |  | 1 Medium A19 100w |  | 1 | No | [14 empty] | 0 | [12 empty] | 49.98 | 99.96 | 149.94 | D:9 3/8'' H:22 1/8'' |  | 9.375 |  |  | 22.125 | Other | [6 empty] | No |  | No | [25 empty] | 6.5 | Black/White |  |  | Hardwired | 0 | 0 | 0 | 0 | 1 | 0 | 0 | 1 | 0 | 0 | 0 | 785652001376 | 20.75 | 12.25 | 11 | 5.5 | 1.618 | 250 | Yes | [9 empty] | cETL Wet | SEVIER 1L POST-71 | Large One Light Outdoor Post Lantern |  | 8238701-71_alt.png | 8238701.jpg
8238751-12 | Large One Light Outdoor Post Lantern | The Sevier outdoor collection by Sea Gull Lighting brings timeless design to new heights with its traditional design details found in classic outdoor fixtures as well as an open bottom for easy maintenance. Made of durable cast aluminum, a multi-level crown, top finial and stepped-edge back plate complete the traditional look. Offered in Antique Bronze or Black finish, both with Clear glass, the collection includes a one-light outdoor pendant, one-light post lantern, a large one-light uplight outdoor wall lantern, a small one-light uplight outdoor wall lantern, a small one-light downlight outdoor wall lantern, and a large one-light downlight outdoor wall lantern. | OUTDOOR | Sevier | Outdoor Lighting | Black | 12 |  | Satin Etched Glass | W:3.25" H:8.875" |  |  | 1 Medium A19 100w |  | 1 | No | [14 empty] | 0 | [12 empty] | 47.45 | 94.9 | 142.35 | D:9 3/8'' H:22 1/8'' |  | 9.375 |  |  | 22.125 | Other | [6 empty] | No |  | No | [25 empty] | 6.5 | Black/White |  |  | Hardwired | 0 | 0 | 0 | 0 | 1 | 0 | 0 | 1 | 0 | 0 | 0 | 785652056093 | 20.75 | 12.25 | 11 | 5.5 | 1.618 | 250 | Yes | [9 empty] | cETL Wet | SEVIER 1L POST MOUNT-12 | Large One Light Outdoor Post Lantern |  | 8238751-12.jpg | 8238751.jpg
8238751-71 | Large One Light Outdoor Post Lantern | The Sevier outdoor collection by Sea Gull Lighting brings timeless design to new heights with its traditional design details found in classic outdoor fixtures as well as an open bottom for easy maintenance. Made of durable cast aluminum, a multi-level crown, top finial and stepped-edge back plate complete the traditional look. Offered in Antique Bronze or Black finish, both with Clear glass, the collection includes a one-light outdoor pendant, one-light post lantern, a large one-light uplight outdoor wall lantern, a small one-light uplight outdoor wall lantern, a small one-light downlight outdoor wall lantern, and a large one-light downlight outdoor wall lantern. | OUTDOOR | Sevier | Outdoor Lighting | Antique Bronze | 71 |  | Satin Etched Glass | W:3.25" H:8.875" |  |  | 1 Medium A19 100w |  | 1 | No | [14 empty] | 0 | [12 empty] | 47.45 | 94.9 | 142.35 | D:9 3/8'' H:22 1/8'' |  | 9.375 |  |  | 22.125 | Other | [6 empty] | No |  | No | [25 empty] | 6.5 | Black/White |  |  | Hardwired | 0 | 0 | 0 | 0 | 1 | 0 | 0 | 1 | 0 | 0 | 0 | 785652056109 | 20.75 | 12.25 | 11 | 5.5 | 1.618 | 250 | Yes | [9 empty] | cETL Wet | SEVIER 1L POST MOUNT-71 | Large One Light Outdoor Post Lantern |  | 8238751-71.jpg | 8238751.jpg
8238751EN3-12 | Large One Light Outdoor Post Lantern | The Sevier outdoor collection by Sea Gull Lighting brings timeless design to new heights with its traditional design details found in classic outdoor fixtures as well as an open bottom for easy maintenance. Made of durable cast aluminum, a multi-level crown, top finial and stepped-edge back plate complete the traditional look. Offered in Antique Bronze or Black finish, both with Clear glass, the collection includes a one-light outdoor pendant, one-light post lantern, a large one-light uplight outdoor wall lantern, a small one-light uplight outdoor wall lantern, a small one-light downlight outdoor wall lantern, and a large one-light downlight outdoor wall lantern. | OUTDOOR | Sevier | Outdoor Lighting | Black | 12 |  | Satin Etched Glass | W:3.25" H:8.875" |  |  | 1 Medium A19 9.3w |  | 1 | Yes | [14 empty] | 0 | [12 empty] | 52.45 | 104.9 | 157.35 | D:9 3/8'' H:22 1/8'' |  | 9.375 |  |  | 22.125 | Other | [6 empty] | No |  | No | [25 empty] | 6.5 | Black/White |  |  | Hardwired | 0 | 0 | 0 | 1 | 1 | 0 | 0 | 0 | 0 | 0 | 0 | 785652056215 | 20.75 | 12.25 | 11 | 5.5 | 1.618 | 250 | Yes | [9 empty] | cETL Wet | SEVIER 1L POST MOUNT-12 | Large One Light Outdoor Post Lantern |  | 8238751EN3-12.jpg | 8238751EN3.jpg
8238751EN3-71 | Large One Light Outdoor Post Lantern | The Sevier outdoor collection by Sea Gull Lighting brings timeless design to new heights with its traditional design details found in classic outdoor fixtures as well as an open bottom for easy maintenance. Made of durable cast aluminum, a multi-level crown, top finial and stepped-edge back plate complete the traditional look. Offered in Antique Bronze or Black finish, both with Clear glass, the collection includes a one-light outdoor pendant, one-light post lantern, a large one-light uplight outdoor wall lantern, a small one-light uplight outdoor wall lantern, a small one-light downlight outdoor wall lantern, and a large one-light downlight outdoor wall lantern. | OUTDOOR | Sevier | Outdoor Lighting | Antique Bronze | 71 |  | Undefined Glass | W:3.25" H:8.875" |  |  | 1 Medium A19 9.3w |  | 1 | Yes | [14 empty] | 0 | [12 empty] | 52.45 | 104.9 | 157.35 | D:9 3/8'' H:22 1/8'' |  | 9.375 |  |  | 22.125 | Other | [6 empty] | No |  | No | [25 empty] | 6.5 | Black/White |  |  | Hardwired | 0 | 0 | 0 | 1 | 1 | 0 | 0 | 0 | 0 | 0 | 0 | 785652056222 | 20.75 | 12.25 | 11 | 5.5 | 1.618 | 250 | Yes | [9 empty] | cETL Wet | SEVIER 1L POST MOUNT-71 | Large One Light Outdoor Post Lantern |  | 8238751EN3-71.jpg | 8238751EN3.jpg
8239-02 | Three Light Outdoor Post Lantern | Light has a way of sparkling against glass to create a warm and inviting welcome, and the Lancaster outdoor collection by Sea Gull Lighting is a classic example of such traditional design. Clear Curved Beveled glass is paired with one of four beautiful finish options including Polished Brass, Black, Antique Bronze and Antique Brushed Nickel. The assortment includes small, medium and large one-light outdoor wall lanterns, two-light outdoor wall lantern, three-light outdoor wall lantern, two-light and three-light outdoor post lanterns and a three-light outdoor pendant. Some of the fixtures can easily convert to LED by purchasing LED replacement lamps sold separately. | OUTDOOR | Lancaster | Outdoor Lighting | Polished Brass | 2 | Brass | Clear Curved Beveled Glass |  |  |  | 3 Candelabra Torpedo 60w |  | 3 | No | [14 empty] | 0 | [12 empty] | 112.98 | 225.96 | 338.94 | D:11 3/4'' H:24'' | 9.3 | 11.75 |  |  | 24 | Other | [6 empty] | No |  | No | [25 empty] | 6.5 |  |  | N/A |  | 0 | 0 | 0 | 0 | 1 | 0 | 0 | 1 | 0 | 0 | 0 | 785652823923 | 14.5 | 12.5 | 19.58 | 11.65 | 2.054 | 175 | Yes | [8 empty] | UL Wet | cUL Wet | LANCASTER 3L POST-02 | Three Light Outdoor Post Lantern |  | 8239-02.jpg | 8239.jpg
8239-12 | Three Light Outdoor Post Lantern | Light has a way of sparkling against glass to create a warm and inviting welcome, and the Lancaster outdoor collection by Sea Gull Lighting is a classic example of such traditional design. Clear Curved Beveled glass is paired with one of four beautiful finish options including Polished Brass, Black, Antique Bronze and Antique Brushed Nickel. The assortment includes small, medium and large one-light outdoor wall lanterns, two-light outdoor wall lantern, three-light outdoor wall lantern, two-light and three-light outdoor post lanterns and a three-light outdoor pendant. Some of the fixtures can easily convert to LED by purchasing LED replacement lamps sold separately. | OUTDOOR | Lancaster | Outdoor Lighting | Black | 12 | Brass | Clear Curved Beveled Glass |  |  |  | 3 Candelabra Torpedo 60w |  | 3 | No | [14 empty] | 0 | [12 empty] | 107.48 | 214.96 | 322.44 | D:11 3/4'' H:24'' | 9.3 | 11.75 |  |  | 24 | Other | [6 empty] | No |  | No | [25 empty] | 6.5 |  |  | N/A |  | 0 | 0 | 0 | 0 | 1 | 0 | 0 | 1 | 0 | 0 | 0 | 785652823909 | 14.38 | 12.75 | 19.38 | 11.9 | 2.056 | 175 | Yes | [8 empty] | UL Wet | cUL Wet | LANCASTER 3L POST-12 | Three Light Outdoor Post Lantern |  | 8239-12.jpg | 8239.jpg
8239-71 | Three Light Outdoor Post Lantern | Light has a way of sparkling against glass to create a warm and inviting welcome, and the Lancaster outdoor collection by Sea Gull Lighting is a classic example of such traditional design. Clear Curved Beveled glass is paired with one of four beautiful finish options including Polished Brass, Black, Antique Bronze and Antique Brushed Nickel. The assortment includes small, medium and large one-light outdoor wall lanterns, two-light outdoor wall lantern, three-light outdoor wall lantern, two-light and three-light outdoor post lanterns and a three-light outdoor pendant. Some of the fixtures can easily convert to LED by purchasing LED replacement lamps sold separately. | OUTDOOR | Lancaster | Outdoor Lighting | Antique Bronze | 71 | Brass | Clear Curved Beveled Glass |  |  |  | 3 Candelabra Torpedo 60w |  | 3 | No | [14 empty] | 0 | [12 empty] | 112.98 | 225.96 | 338.94 | D:11 3/4'' H:24'' | 9.3 | 11.75 |  |  | 24 | Other | [6 empty] | No |  | No | [25 empty] | 6.5 |  |  | N/A |  | 0 | 0 | 0 | 0 | 1 | 0 | 0 | 1 | 0 | 0 | 0 | 785652823985 | 14.18 | 12.78 | 19.25 | 11.3 | 2.019 | 175 | Yes | [8 empty] | UL Wet | cUL Wet | LANCASTER 3L POST-71 | Three Light Outdoor Post Lantern |  | 8239-71.jpg | 8239.jpg
8239-965 | Three Light Outdoor Post Lantern | Light has a way of sparkling against glass to create a warm and inviting welcome, and the Lancaster outdoor collection by Sea Gull Lighting is a classic example of such traditional design. Clear Curved Beveled glass is paired with one of four beautiful finish options including Polished Brass, Black, Antique Bronze and Antique Brushed Nickel. The assortment includes small, medium and large one-light outdoor wall lanterns, two-light outdoor wall lantern, three-light outdoor wall lantern, two-light and three-light outdoor post lanterns and a three-light outdoor pendant. Some of the fixtures can easily convert to LED by purchasing LED replacement lamps sold separately. | OUTDOOR | Lancaster | Outdoor Lighting | Antique Brushed Nickel | 965 | Brass | Clear Curved Beveled Glass |  |  |  | 3 Candelabra Torpedo 60w |  | 3 | No | [14 empty] | 0 | [12 empty] | 112.98 | 225.96 | 338.94 | D:11 3/4'' H:24'' | 9.3 | 11.75 |  |  | 24 | Other | [6 empty] | No |  | No | [25 empty] | 6.5 |  |  | N/A |  | 0 | 0 | 0 | 0 | 1 | 0 | 0 | 1 | 0 | 0 | 0 | 785652823954 | 14.38 | 12.75 | 19.38 | 11.9 | 2.056 | 175 | Yes | [8 empty] | UL Wet | cUL Wet | LANCASTER 3L POST-965 | Three Light Outdoor Post Lantern |  | 8239-965.jpg | 8239.jpg
8239EN-02 | Three Light Outdoor Post Lantern | Light has a way of sparkling against glass to create a warm and inviting welcome, and the Lancaster outdoor collection by Sea Gull Lighting is a classic example of such traditional design. Clear Curved Beveled glass is paired with one of four beautiful finish options including Polished Brass, Black, Antique Bronze and Antique Brushed Nickel. The assortment includes small, medium and large one-light outdoor wall lanterns, two-light outdoor wall lantern, three-light outdoor wall lantern, two-light and three-light outdoor post lanterns and a three-light outdoor pendant. Some of the fixtures can easily convert to LED by purchasing LED replacement lamps sold separately. | OUTDOOR | Lancaster | Outdoor Lighting | Polished Brass | 2 | Brass | Undefined Glass |  |  |  | 3 Candelabra Torpedo 3.5w |  | 3 | Yes | [14 empty] | 0 | [12 empty] | 124.98 | 249.96 | 374.94 | D:11 3/4'' H:24'' | 9.3 | 11.75 |  |  | 24 | Other | [6 empty] | No |  | No | [25 empty] | 6.5 |  |  | N/A |  | 0 | 0 | 0 | 1 | 1 | 0 | 0 | 0 | 0 | 0 | 0 | 785652032059 | 19.5 | 12.5 | 14.5 | 11.65 | 2.045 | 175 | Yes | [8 empty] | UL Wet | cUL Wet | LANCASTER 3L POST-02 | Three Light Outdoor Post Lantern |  | 8239EN-02.jpg | 8239.jpg
8239EN-12 | Three Light Outdoor Post Lantern | Light has a way of sparkling against glass to create a warm and inviting welcome, and the Lancaster outdoor collection by Sea Gull Lighting is a classic example of such traditional design. Clear Curved Beveled glass is paired with one of four beautiful finish options including Polished Brass, Black, Antique Bronze and Antique Brushed Nickel. The assortment includes small, medium and large one-light outdoor wall lanterns, two-light outdoor wall lantern, three-light outdoor wall lantern, two-light and three-light outdoor post lanterns and a three-light outdoor pendant. Some of the fixtures can easily convert to LED by purchasing LED replacement lamps sold separately. | OUTDOOR | Lancaster | Outdoor Lighting | Black | 12 | Brass | Undefined Glass |  |  |  | 3 Candelabra Torpedo 3.5w |  | 3 | Yes | [14 empty] | 0 | [12 empty] | 117.48 | 234.96 | 352.44 | D:11 3/4'' H:24'' | 9.3 | 11.75 |  |  | 24 | Other | [6 empty] | No |  | No | [25 empty] | 6.5 |  |  | N/A |  | 0 | 0 | 0 | 1 | 1 | 0 | 0 | 0 | 0 | 0 | 0 | 785652032066 | 14.38 | 12.75 | 19.38 | 11.9 | 2.056 | 175 | Yes | [8 empty] | UL Wet | cUL Wet | LANCASTER 3L POST-12 | Three Light Outdoor Post Lantern |  | 8239EN-12.jpg | 8239.jpg
8239EN-71 | Three Light Outdoor Post Lantern | Light has a way of sparkling against glass to create a warm and inviting welcome, and the Lancaster outdoor collection by Sea Gull Lighting is a classic example of such traditional design. Clear Curved Beveled glass is paired with one of four beautiful finish options including Polished Brass, Black, Antique Bronze and Antique Brushed Nickel. The assortment includes small, medium and large one-light outdoor wall lanterns, two-light outdoor wall lantern, three-light outdoor wall lantern, two-light and three-light outdoor post lanterns and a three-light outdoor pendant. Some of the fixtures can easily convert to LED by purchasing LED replacement lamps sold separately. | OUTDOOR | Lancaster | Outdoor Lighting | Antique Bronze | 71 | Brass | Undefined Glass |  |  |  | 3 Candelabra Torpedo 3.5w |  | 3 | Yes | [14 empty] | 0 | [12 empty] | 124.98 | 249.96 | 374.94 | D:11 3/4'' H:24'' | 9.3 | 11.75 |  |  | 24 | Other | [6 empty] | No |  | No | [25 empty] | 6.5 |  |  | N/A |  | 0 | 0 | 0 | 1 | 1 | 0 | 0 | 0 | 0 | 0 | 0 | 785652032073 | 14.18 | 12.78 | 19.25 | 11.3 | 2.019 | 175 | Yes | [8 empty] | UL Wet | cUL Wet | LANCASTER 3L POST-71 | Three Light Outdoor Post Lantern |  | 8239EN-71.jpg | 8239.jpg
8239EN-965 | Three Light Outdoor Post Lantern | Light has a way of sparkling against glass to create a warm and inviting welcome, and the Lancaster outdoor collection by Sea Gull Lighting is a classic example of such traditional design. Clear Curved Beveled glass is paired with one of four beautiful finish options including Polished Brass, Black, Antique Bronze and Antique Brushed Nickel. The assortment includes small, medium and large one-light outdoor wall lanterns, two-light outdoor wall lantern, three-light outdoor wall lantern, two-light and three-light outdoor post lanterns and a three-light outdoor pendant. Some of the fixtures can easily convert to LED by purchasing LED replacement lamps sold separately. | OUTDOOR | Lancaster | Outdoor Lighting | Antique Brushed Nickel | 965 | Brass | Undefined Glass |  |  |  | 3 Candelabra Torpedo 3.5w |  | 3 | Yes | [14 empty] | 0 | [12 empty] | 131.98 | 263.96 | 395.94 | D:11 3/4'' H:24'' | 9.3 | 11.75 |  |  | 24 | Other | [6 empty] | No |  | No | [25 empty] | 6.5 |  |  | N/A |  | 0 | 0 | 0 | 1 | 1 | 0 | 0 | 0 | 0 | 0 | 0 | 785652032080 | 19.4 | 12.75 | 15 | 11.9 | 2.147 | 175 | Yes | [8 empty] | UL Wet | cUL Wet | LANCASTER 3L POST-965 | Three Light Outdoor Post Lantern |  | 8239EN-965.jpg | 8239.jpg
8247901-12 | One Light Outdoor Post Lantern | The transitional Crowell outdoor lighting collection by Sea Gull Lighting conveys Art Deco influences with its linear, vertical details and clean, overall design. Their large scale gives these light fixtures real presence without competing with the residential architecture they adorn. The lighting collection, offered in Antique Bronze finish with Crème Parchment glass or Black finish with Satin Etched glass, offers a one-light outdoor pendant, a two-light outdoor ceiling flush mount, a one-light outdoor post lantern, and small, medium and large one-light outdoor wall lanterns also available in Dark Sky versions. Incandescent, integrated LED and ENERGY STAR-qualified LED lamping are available. The advanced, integrated LED option has warm-on-dim technology that warms in color when dimmed, going from 2700K to 2200K and is California Title 24 compliant. | OUTDOOR | Crowell | Outdoor Lighting | Black | 12 | Aluminum | Satin Etched Glass | D:5.6875" H:10.5" |  |  | 1 Medium A19 100w |  | 1 | No | [14 empty] | 0 | [12 empty] | 124.98 | 249.96 | 374.94 | D:9'' H:17'' | 4.7 | 9 |  |  | 17 | Post | [6 empty] | No |  | No | [22 empty] | D:3'' H:3'' Round |  |  | 6 | Black/White |  |  | Hardwired | 0 | 0 | 0 | 0 | 1 | 0 | 0 | 1 | 0 | 0 | 0 | 785652107887 | 20.25 | 11.25 | 11.5 | 6.3 | 1.516 | 175 | Yes | [9 empty] | cETL Wet | CROWELL 1L POST-12 | One Light Outdoor Post Lantern |  | 8247901-12.jpg | 8247901.jpg
8247901-71 | One Light Outdoor Post Lantern | The transitional Crowell outdoor lighting collection by Sea Gull Lighting conveys Art Deco influences with its linear, vertical details and clean, overall design. Their large scale gives these light fixtures real presence without competing with the residential architecture they adorn. The lighting collection, offered in Antique Bronze finish with Crème Parchment glass or Black finish with Satin Etched glass, offers a one-light outdoor pendant, a two-light outdoor ceiling flush mount, a one-light outdoor post lantern, and small, medium and large one-light outdoor wall lanterns also available in Dark Sky versions. Incandescent, integrated LED and ENERGY STAR-qualified LED lamping are available. The advanced, integrated LED option has warm-on-dim technology that warms in color when dimmed, going from 2700K to 2200K and is California Title 24 compliant. | OUTDOOR | Crowell | Outdoor Lighting | Antique Bronze | 71 | Aluminum | Creme Parchment Glass | D:5.6875" H:10.5" |  |  | 1 Medium A19 100w |  | 1 | No | [14 empty] | 0 | [12 empty] | 124.98 | 249.96 | 374.94 | D:9'' H:17'' | 4.7 | 9 |  |  | 17 | Post | [6 empty] | No |  | No | [22 empty] | D:3'' H:3'' Round |  |  | 6 | Black/White |  |  | Hardwired | 0 | 0 | 0 | 0 | 1 | 0 | 0 | 1 | 0 | 0 | 0 | 785652107894 | 11.5 | 11.25 | 20.25 | 6.3 | 1.516 | 175 | Yes | [9 empty] | cETL Wet | CROWELL 1L POST-71 | One Light Outdoor Post Lantern |  | 8247901-71.jpg | 8247901.jpg
8247901EN3-12 | One Light Outdoor Post Lantern | The transitional Crowell outdoor lighting collection by Sea Gull Lighting conveys Art Deco influences with its linear, vertical details and clean, overall design. Their large scale gives these light fixtures real presence without competing with the residential architecture they adorn. The lighting collection, offered in Antique Bronze finish with Crème Parchment glass or Black finish with Satin Etched glass, offers a one-light outdoor pendant, a two-light outdoor ceiling flush mount, a one-light outdoor post lantern, and small, medium and large one-light outdoor wall lanterns also available in Dark Sky versions. Incandescent, integrated LED and ENERGY STAR-qualified LED lamping are available. The advanced, integrated LED option has warm-on-dim technology that warms in color when dimmed, going from 2700K to 2200K and is California Title 24 compliant. | OUTDOOR | Crowell | Outdoor Lighting | Black | 12 | Aluminum | Satin Etched Glass | D:5.6875" H:10.5" |  |  | 1 Medium A19 9.3w |  | 1 | Yes | [14 empty] | 0 | [12 empty] | 131.98 | 263.96 | 395.94 | D:9'' H:17'' | 4.7 | 9 |  |  | 17 | Post | [6 empty] | No |  | No | [22 empty] | D:3'' H:3'' Round |  |  | 6 | Black/White |  |  | Hardwired | 0 | 0 | 0 | 1 | 1 | 0 | 0 | 0 | 0 | 0 | 0 | 785652052576 | 20.25 | 11.25 | 11.5 | 6.3 | 1.516 | 175 | Yes | [9 empty] | cETL Wet | CROWELL 1L POST-12 | One Light Outdoor Post Lantern |  | 8247901EN3-12.jpg | 8247901.jpg
8247901EN3-71 | One Light Outdoor Post Lantern | The transitional Crowell outdoor lighting collection by Sea Gull Lighting conveys Art Deco influences with its linear, vertical details and clean, overall design. Their large scale gives these light fixtures real presence without competing with the residential architecture they adorn. The lighting collection, offered in Antique Bronze finish with Crème Parchment glass or Black finish with Satin Etched glass, offers a one-light outdoor pendant, a two-light outdoor ceiling flush mount, a one-light outdoor post lantern, and small, medium and large one-light outdoor wall lanterns also available in Dark Sky versions. Incandescent, integrated LED and ENERGY STAR-qualified LED lamping are available. The advanced, integrated LED option has warm-on-dim technology that warms in color when dimmed, going from 2700K to 2200K and is California Title 24 compliant. | OUTDOOR | Crowell | Outdoor Lighting | Antique Bronze | 71 | Aluminum | Creme Parchment Glass | D:5.6875" H:10.5" |  |  | 1 Medium A19 9.3w |  | 1 | Yes | [14 empty] | 0 | [12 empty] | 131.98 | 263.96 | 395.94 | D:9'' H:17'' | 4.7 | 9 |  |  | 17 | Post | [6 empty] | No |  | No | [22 empty] | D:3'' H:3'' Round |  |  | 6 | Black/White |  |  | Hardwired | 0 | 0 | 0 | 1 | 1 | 0 | 0 | 0 | 0 | 0 | 0 | 785652052583 | 11.5 | 11.25 | 20.25 | 6.3 | 1.516 | 175 | Yes | [9 empty] | cETL Wet | CROWELL 1L POST-71 | One Light Outdoor Post Lantern |  | 8247901EN3-71.jpg | 8247901.jpg
8250701-12 | One Light Outdoor Post Lantern | Timeless neo-classical style meets high-tech performance in the Calder Collection. Using an ornate style that echoes colonial lanterns but constructed in proprietary StoneStrong exterior, Calder will withstand harsh outdoor conditions for years to come. StoneStrong material is rust-proof and built to last in any outside environment, including coastal, dry, and harsh winter climates. StoneStrong is also backed by a robust warranty. Add a vintage classical look with the advantages of modern technology as an attractive and practical addition to any exterior. Available in Black and Antique Bronze finishes. All fixtures are available as ENERGY STAR®-qualified and California Title 24 compliant. | OUTDOOR | Calder | Outdoor Lighting | Black | 12 | StoneStrong | Satin Etched Glass | D:7.5" H:8.625" |  |  | 1 Medium A19 75w |  | 1 | No | [14 empty] | 0 | [12 empty] | 88.45 | 176.9 | 265.35 | D:10'' H:20'' | 4.8 | 10 |  |  | 20 | Post | [6 empty] | No |  | No | [22 empty] | D:3'' H:3 1/2'' Round |  |  | 6 | Black/White |  |  | Hardwired | 0 | 0 | 0 | 0 | 1 | 0 | 0 | 1 | 0 | 0 | 0 | 785652056413 | 20.5 | 13.25 | 13 | 7.2 | 2.043 | 250 | Yes | [9 empty] | cETL Wet | CALDER 1L POST LANTERN-12 | One Light Outdoor Post Lantern |  | 8250701-12.png | 8250701.jpg
8250701-71 | One Light Outdoor Post Lantern | Timeless neo-classical style meets high-tech performance in the Calder Collection. Using an ornate style that echoes colonial lanterns but constructed in proprietary StoneStrong exterior, Calder will withstand harsh outdoor conditions for years to come. StoneStrong material is rust-proof and built to last in any outside environment, including coastal, dry, and harsh winter climates. StoneStrong is also backed by a robust warranty. Add a vintage classical look with the advantages of modern technology as an attractive and practical addition to any exterior. Available in Black and Antique Bronze finishes. All fixtures are available as ENERGY STAR®-qualified and California Title 24 compliant. | OUTDOOR | Calder | Outdoor Lighting | Antique Bronze | 71 | StoneStrong | Satin Etched Glass | D:7.5" H:8.625" |  |  | 1 Medium A19 75w |  | 1 | No | [14 empty] | 0 | [12 empty] | 92.98 | 185.96 | 278.94 | D:10'' H:20'' | 4.8 | 10 |  |  | 20 | Post | [6 empty] | No |  | No | [22 empty] | D:3'' H:3 1/2'' Round |  |  | 6 | Black/White |  |  | Hardwired | 0 | 0 | 0 | 0 | 1 | 0 | 0 | 1 | 0 | 0 | 0 | 785652056420 | 20.5 | 13.25 | 13 | 7.2 | 2.043 | 250 | Yes | [9 empty] | cETL Wet | CALDER 1L POST LANTERN-71 | One Light Outdoor Post Lantern |  | 8250701-71.png | 8250701.jpg
8250701EN3-12 | One Light Outdoor Post Lantern | Timeless neo-classical style meets high-tech performance in the Calder Collection. Using an ornate style that echoes colonial lanterns but constructed in proprietary StoneStrong exterior, Calder will withstand harsh outdoor conditions for years to come. StoneStrong material is rust-proof and built to last in any outside environment, including coastal, dry, and harsh winter climates. StoneStrong is also backed by a robust warranty. Add a vintage classical look with the advantages of modern technology as an attractive and practical addition to any exterior. Available in Black and Antique Bronze finishes. All fixtures are available as ENERGY STAR®-qualified and California Title 24 compliant. | OUTDOOR | Calder | Outdoor Lighting | Black | 12 | StoneStrong | Satin Etched Glass | D:7.5" H:8.625" |  |  | 1 Medium A19 9.3w |  | 1 | Yes | [14 empty] | 0 | [12 empty] | 99.98 | 199.96 | 299.94 | D:10'' H:20'' | 4.8 | 10 |  |  | 20 | Post | [6 empty] | No |  | No | [22 empty] | D:3'' H:3 1/2'' Round |  |  | 6 | Black/White |  |  | Hardwired | 0 | 0 | 0 | 1 | 1 | 0 | 0 | 0 | 0 | 0 | 0 | 785652056802 | 20.5 | 13.25 | 13 | 7.2 | 2.043 | 250 | Yes | [9 empty] | cETL Wet | CALDER 1L POST LANTERN-12 | One Light Outdoor Post Lantern |  | 8250701EN3-12.png | 8250701EN3.jpg
8250701EN3-71 | One Light Outdoor Post Lantern | Timeless neo-classical style meets high-tech performance in the Calder Collection. Using an ornate style that echoes colonial lanterns but constructed in proprietary StoneStrong exterior, Calder will withstand harsh outdoor conditions for years to come. StoneStrong material is rust-proof and built to last in any outside environment, including coastal, dry, and harsh winter climates. StoneStrong is also backed by a robust warranty. Add a vintage classical look with the advantages of modern technology as an attractive and practical addition to any exterior. Available in Black and Antique Bronze finishes. All fixtures are available as ENERGY STAR®-qualified and California Title 24 compliant. | OUTDOOR | Calder | Outdoor Lighting | Antique Bronze | 71 | StoneStrong | Satin Etched Glass | D:7.5" H:8.625" |  |  | 1 Medium A19 9.3w |  | 1 | Yes | [14 empty] | 0 | [12 empty] | 99.98 | 199.96 | 299.94 | D:10'' H:20'' | 4.8 | 10 |  |  | 20 | Post | [6 empty] | No |  | No | [22 empty] | D:3'' H:3 1/2'' Round |  |  | 6 | Black/White |  |  | Hardwired | 0 | 0 | 0 | 1 | 1 | 0 | 0 | 0 | 0 | 0 | 0 | 785652056819 | 20.5 | 13.25 | 13 | 7.2 | 2.043 | 250 | Yes | [9 empty] | cETL Wet | CALDER 1L POST LANTERN-71 | One Light Outdoor Post Lantern |  | 8250701EN3-71.png | 8250701EN3.jpg
8252-68 | One Light Outdoor Post Lantern | These outdoor post lights are a timeless design that is minimalist in nature. The round acrylic diffuser is crafted for lasting durability. The outdoor globe post top lanterns fit 3 inch posts, sold separately. | OUTDOOR | Outdoor Globe | Outdoor Lighting | White Plastic | 68 | Polycarbonate |  |  |  | White Plastic Acrylic | 1 Medium A19 100w |  | 1 | No | [14 empty] | 0 | [12 empty] | 33.48 | 66.96 | 100.44 | D:12'' H:13'' | 2.2 | 12 |  |  | 13 | Other | [6 empty] | No |  | No | [25 empty] | 6.5 |  |  | N/A |  | 0 | 0 | 0 | 0 | 1 | 0 | 0 | 1 | 0 | 0 | 0 | 785652825286 | 12.38 | 12.38 | 12.75 | 2.6 | 1.131 | 250 | Yes | [9 empty] | cETL Wet | OUTDOOR GLOBE 1L POST-68 | One Light Outdoor Post Lantern |  | 8252-68.jpg | 8252.jpg
8252701-12 | One Light Outdoor Post Lantern |  | OUTDOOR | Tomek | Outdoor Lighting | Black | 12 | Aluminum | Etched / White Inside Glass | L:5.5" W:0.125" H:9" |  |  | 1 Medium A19 75w |  | 1 | No | [14 empty] | 0 | [12 empty] | 74.5 | 149 | 223.5 | L:8 3/8'' W:8 3/8'' H:15 3/8'' |  |  | 8.375 | 8.375 | 15.375 | Post Mount | [6 empty] | No |  | No | [22 empty] | D:3 5/32'' H:3'' Round |  |  | 6.5 | Black/White |  |  | Hardwired | 0 | 0 | 0 | 0 | 1 | 0 | 0 | 1 | 0 | 0 | 0 | 785652076992 | 17.25 | 15 | 10.75 | 4.9 | 1.61 | 250 | Yes | [9 empty] | cETL Wet | TOMEK 1L POST MOUNT-12 | One Light Outdoor Post Lantern |  | 8252701-12.jpg | 8252701.jpg
8252701-71 | One Light Outdoor Post Lantern |  | OUTDOOR | Tomek | Outdoor Lighting | Antique Bronze | 71 | Aluminum | Etched / White Inside Glass | L:5.5" W:0.125" H:9" |  |  | 1 Medium A19 75w |  | 1 | No | [14 empty] | 0 | [12 empty] | 74.5 | 149 | 223.5 | L:8 3/8'' W:8 3/8'' H:15 3/8'' |  |  | 8.375 | 8.375 | 15.375 | Post Mount | [6 empty] | No |  | No | [22 empty] | D:3 5/32'' H:3'' Round |  |  | 6.5 | Black/White |  |  | Hardwired | 0 | 0 | 0 | 0 | 1 | 0 | 0 | 1 | 0 | 0 | 0 | 785652077005 | [16 empty] | cETL Wet | TOMEK 1L POST MOUNT-71 | One Light Outdoor Post Lantern |  | 8252701-71.jpg | 8252701.jpg
8252701EN3-12 | One Light Outdoor Post Lantern |  | OUTDOOR | Tomek | Outdoor Lighting | Black | 12 | Aluminum | Etched / White Inside Glass | L:5.5" W:0.125" H:9" |  |  | 1 Medium A19 9.3w |  | 1 | Yes | [14 empty] | 0 | [12 empty] | 79.5 | 159 | 238.5 | L:8 3/8'' W:8 3/8'' H:15 3/8'' |  |  | 8.375 | 8.375 | 15.375 | Post Mount | [6 empty] | No |  | No | [22 empty] | D:3 5/32'' H:3'' Round |  |  | 6.5 | Black/White |  |  | Hardwired | 0 | 0 | 0 | 1 | 1 | 0 | 0 | 0 | 0 | 0 | 0 | 785652080609 | [16 empty] | cETL Wet | TOMEK 1L POST MOUNT-12 | One Light Outdoor Post Lantern |  | 8252701EN3-12.jpg | 8252701EN3.jpg
8252701EN3-71 | One Light Outdoor Post Lantern |  | OUTDOOR | Tomek | Outdoor Lighting | Antique Bronze | 71 | Aluminum | Etched / White Inside Glass | L:5.5" W:0.125" H:9" |  |  | 1 Medium A19 9.3w |  | 1 | Yes | [14 empty] | 0 | [12 empty] | 79.5 | 159 | 238.5 | L:8 3/8'' W:8 3/8'' H:15 3/8'' |  |  | 8.375 | 8.375 | 15.375 | Post Mount | [6 empty] | No |  | No | [22 empty] | D:3 5/32'' H:3'' Round |  |  | 6.5 | Black/White |  |  | Hardwired | 0 | 0 | 0 | 1 | 1 | 0 | 0 | 0 | 0 | 0 | 0 | 785652080616 | [16 empty] | cETL Wet | TOMEK 1L POST MOUNT-71 | One Light Outdoor Post Lantern |  | 8252701EN3-71.jpg | 8252701EN3.jpg
82529-12 | One Light Outdoor Post Lantern | Kent outdoor lighting fixtures by Sea Gull Lighting are crafted in die-cast aluminum for added durability to withstand harsh weather conditions. The traditional styling inspired by antique gas lanterns is offered in either Oxford Bronze with Clear Seeded glass, Black finish with Clear Beveled glass, and both finishes with Satin Etched glass. The assortment includes small and large one-light outdoor wall lanterns (with a flat bottom), as well as an additional design of small and large one-light outdoor wall lanterns (with finial on top and bottom) which can be mounted up or down, a one-light outdoor semi-flush convertible pendant and a one-light outdoor post lantern. Both incandescent lamping and ENERGY STAR-qualified LED lamping (for those fixtures with the Satin Etched glass) are available for most of the fixtures, and some can easily convert to LED by purchasing LED replacement lamps sold separately. | OUTDOOR | Kent | Outdoor Lighting | Black | 12 | Die Cast Aluminum | Satin Etched Glass |  |  |  | 1 Medium A19 100w |  | 1 | No | [14 empty] | 0 | [12 empty] | 47.98 | 95.96 | 143.94 | L:8 3/8'' W:8 3/8'' H:20 1/4'' | 5 |  | 8.375 | 8.375 | 20.25 | Other | [6 empty] | No |  | No | [25 empty] | 6.5 | Black/White |  | N/A |  | 0 | 0 | 0 | 0 | 1 | 0 | 0 | 1 | 0 | 0 | 0 | 785652117428 | 22.25 | 10 | 10 | 6.2 | 1.288 | 175 | Yes | [8 empty] | UL Wet | cUL Wet | KENT 1L POST-12 | One Light Outdoor Post Lantern |  | 82529-12.jpg | 82029.jpg
82529-746 | One Light Outdoor Post Lantern | Kent outdoor lighting fixtures by Sea Gull Lighting are crafted in die-cast aluminum for added durability to withstand harsh weather conditions. The traditional styling inspired by antique gas lanterns is offered in either Oxford Bronze with Clear Seeded glass, Black finish with Clear Beveled glass, and both finishes with Satin Etched glass. The assortment includes small and large one-light outdoor wall lanterns (with a flat bottom), as well as an additional design of small and large one-light outdoor wall lanterns (with finial on top and bottom) which can be mounted up or down, a one-light outdoor semi-flush convertible pendant and a one-light outdoor post lantern. Both incandescent lamping and ENERGY STAR-qualified LED lamping (for those fixtures with the Satin Etched glass) are available for most of the fixtures, and some can easily convert to LED by purchasing LED replacement lamps sold separately. | OUTDOOR | Kent | Outdoor Lighting | Oxford Bronze | 746 | Die Cast Aluminum | Satin Etched Glass |  |  |  | 1 Medium A19 100w |  | 1 | No | [14 empty] | 0 | [12 empty] | 47.98 | 95.96 | 143.94 | L:8 3/8'' W:8 3/8'' H:20 1/4'' | 5 |  | 8.375 | 8.375 | 20.25 | Other | [6 empty] | No |  | No | [25 empty] | 6.5 | Black/White |  | N/A |  | 0 | 0 | 0 | 0 | 1 | 0 | 0 | 1 | 0 | 0 | 0 | 785652117435 | 22.25 | 10 | 10 | 6.2 | 1.288 | 175 | Yes | [8 empty] | UL Wet | cUL Wet | KENT 1L POST-746 | One Light Outdoor Post Lantern |  | 82529-746.jpg | 82029.jpg
82529EN3-12 | One Light Outdoor Post Lantern | Kent outdoor lighting fixtures by Sea Gull Lighting are crafted in die-cast aluminum for added durability to withstand harsh weather conditions. The traditional styling inspired by antique gas lanterns is offered in either Oxford Bronze with Clear Seeded glass, Black finish with Clear Beveled glass, and both finishes with Satin Etched glass. The assortment includes small and large one-light outdoor wall lanterns (with a flat bottom), as well as an additional design of small and large one-light outdoor wall lanterns (with finial on top and bottom) which can be mounted up or down, a one-light outdoor semi-flush convertible pendant and a one-light outdoor post lantern. Both incandescent lamping and ENERGY STAR-qualified LED lamping (for those fixtures with the Satin Etched glass) are available for most of the fixtures, and some can easily convert to LED by purchasing LED replacement lamps sold separately. | OUTDOOR | Kent | Outdoor Lighting | Black | 12 | Die Cast Aluminum | Satin Etched Glass |  |  |  | 1 Medium A19 9.3w |  | 1 | Yes | [14 empty] | 0 | [12 empty] | 52.48 | 104.96 | 157.44 | L:8 3/8'' W:8 3/8'' H:20 1/4'' | 5 |  | 8.375 | 8.375 | 20.25 | Other | [6 empty] | No |  | No | [25 empty] | 6.5 | Black/White |  | N/A |  | 0 | 0 | 0 | 1 | 1 | 0 | 0 | 0 | 0 | 0 | 0 | 785652052590 | 22.25 | 10 | 10 | 6.2 | 1.288 | 175 | Yes | [8 empty] | UL Wet | cUL Wet | KENT 1L POST-12 | One Light Outdoor Post Lantern |  | 82529EN3-12.jpg | 82529.jpg
82529EN3-746 | One Light Outdoor Post Lantern | Kent outdoor lighting fixtures by Sea Gull Lighting are crafted in die-cast aluminum for added durability to withstand harsh weather conditions. The traditional styling inspired by antique gas lanterns is offered in either Oxford Bronze with Clear Seeded glass, Black finish with Clear Beveled glass, and both finishes with Satin Etched glass. The assortment includes small and large one-light outdoor wall lanterns (with a flat bottom), as well as an additional design of small and large one-light outdoor wall lanterns (with finial on top and bottom) which can be mounted up or down, a one-light outdoor semi-flush convertible pendant and a one-light outdoor post lantern. Both incandescent lamping and ENERGY STAR-qualified LED lamping (for those fixtures with the Satin Etched glass) are available for most of the fixtures, and some can easily convert to LED by purchasing LED replacement lamps sold separately. | OUTDOOR | Kent | Outdoor Lighting | Oxford Bronze | 746 | Die Cast Aluminum | Satin Etched Glass |  |  |  | 1 Medium A19 9.3w |  | 1 | Yes | [14 empty] | 0 | [12 empty] | 52.48 | 104.96 | 157.44 | L:8 3/8'' W:8 3/8'' H:20 1/4'' | 5 |  | 8.375 | 8.375 | 20.25 | Other | [6 empty] | No |  | No | [25 empty] | 6.5 | Black/White |  | N/A |  | 0 | 0 | 0 | 1 | 1 | 0 | 0 | 0 | 0 | 0 | 0 | 785652052606 | 22.25 | 10 | 10 | 6.2 | 1.288 | 175 | Yes | [8 empty] | UL Wet | cUL Wet | KENT 1L POST-746 | One Light Outdoor Post Lantern |  | 82529EN3-746.jpg | 82529.jpg
8252EN3-68 | One Light Outdoor Post Lantern | These outdoor post lights are a timeless design that is minimalist in nature. The round acrylic diffuser is crafted for lasting durability. The outdoor globe post top lanterns fit 3 inch posts, sold separately. | OUTDOOR | Outdoor Globe | Outdoor Lighting | White Plastic | 68 | Polycarbonate |  |  |  | White Plastic Acrylic | 1 Medium A19 9.3w |  | 1 | Yes | [14 empty] | 0 | [12 empty] | 38.98 | 77.96 | 116.94 | D:12'' H:13'' | 2.2 | 12 |  |  | 13 | Other | [6 empty] | No |  | No | [25 empty] | 6.5 | Black/White |  |  |  | 0 | 0 | 0 | 1 | 1 | 0 | 0 | 0 | 0 | 0 | 0 | 785652065255 | 12.38 | 12.38 | 12.75 | 2.6 | 1.131 | 250 | Yes | [9 empty] | cETL Wet | OUTDOOR GLOBE 1L POST-68 | One Light Outdoor Post Lantern |  | 8252EN3-68.jpg | 8252EN3.jpg
8254-68 | One Light Outdoor Post Lantern | These outdoor post lights are a timeless design that is minimalist in nature. The round acrylic diffuser is crafted for lasting durability. The outdoor globe post top lanterns fit 3 inch posts, sold separately. | OUTDOOR | Outdoor Globe | Outdoor Lighting | White Plastic | 68 | Polycarbonate |  |  |  | White Plastic Acrylic | 1 Medium A19 150w |  | 1 | No | [14 empty] | 0 | [12 empty] | 38.98 | 77.96 | 116.94 | D:14'' H:15'' | 2.9 | 14 |  |  | 15 | Other | [6 empty] | No |  | No | [25 empty] | 6.5 |  |  | N/A |  | 0 | 0 | 0 | 0 | 1 | 0 | 0 | 1 | 0 | 0 | 0 | 785652825484 | 14.25 | 14.18 | 14.5 | 3.5 | 1.696 | 250 | Yes | [9 empty] | cETL Wet | OUTDOOR GLOBE 1L POST-68 | One Light Outdoor Post Lantern |  | 8254-68.jpg | 8254.jpg
8254EN3-68 | One Light Outdoor Post Lantern | These outdoor post lights are a timeless design that is minimalist in nature. The round acrylic diffuser is crafted for lasting durability. The outdoor globe post top lanterns fit 3 inch posts, sold separately. | OUTDOOR | Outdoor Globe | Outdoor Lighting | White Plastic | 68 | Polycarbonate |  |  |  | White Plastic Acrylic | 1 Medium A19 9.3w |  | 1 | Yes | [14 empty] | 0 | [12 empty] | 44.48 | 88.96 | 133.44 | D:14'' H:15'' | 2.9 | 14 |  |  | 15 | Other | [6 empty] | No |  | No | [25 empty] | 6.5 | Black/White |  |  |  | 0 | 0 | 0 | 1 | 1 | 0 | 0 | 0 | 0 | 0 | 0 | 785652065262 | 14.25 | 14.18 | 14.5 | 3.5 | 1.696 | 250 | Yes | [9 empty] | cETL Wet | OUTDOOR GLOBE 1L POST-68 | One Light Outdoor Post Lantern |  | 8254EN3-68.jpg | 8254EN3.jpg
8255-12 | One Light Outdoor Post Lantern | These outdoor lighting fixtures by Sea Gull Lighting are crafted from durable polycarbonate for enhanced weather resistance. Their clear beveled acrylic diffusers provide generous illumination that allows the incandescent light source to shine without diffusion. | OUTDOOR | Polycarbonate Outdoor | Outdoor Lighting | Black | 12 | Polycarbonate | Clear Beveled Acrylic |  |  |  | 1 Medium A19 100w |  | 1 | No | [14 empty] | 0 | [12 empty] | 33.98 | 67.96 | 101.94 | L:8'' W:8'' H:18'' | 1.78 |  | 8 | 8 | 18 | Other | [6 empty] | No |  | No | [25 empty] | 6.5 |  |  | N/A |  | 0 | 0 | 0 | 0 | 1 | 0 | 0 | 1 | 0 | 0 | 0 | 785652825521 | 16.5 | 8.5 | 8.38 | 2.2 | 0.68 | 250 | Yes | [9 empty] | cETL Wet | POLYCARBONATE 1L POST-12 | One Light Outdoor Post Lantern |  | 8255-12.jpg | 8255.jpg
8257-12 | One Light Outdoor Post Lantern | The Jamestowne outdoor lighting collection by Sea Gull Lighting delivers a formal, traditional lantern style in proportions that won't overwhelm. Coupled with either Clear Beveled glass or Frosted Seeded glass, there are three beautiful finishes, including Black, Antique Brushed Nickel, or Antique Bronze. So the perfect design aesthetic will certainly be found to match any style of residential architecture. The assortment includes small, medium, large and extra-large one-light outdoor wall lanterns, a one-light outdoor post lantern and a two-light outdoor wall lantern. Clear bulbs are recommended for use with the Clear glass choices for better aesthetics. Both incandescent lamping and ENERGY STAR-qualified LED lamping (for those fixtures with the Frosted Seeded glass) are available for most of the fixtures, and some can easily convert to LED by purchasing LED replacement lamps sold separately (for those with the Clear glass). There is also a Dark Sky version of the medium and large one-light outdoor wall lanterns for which Etched White Tiffany glass is used to control the light output. | OUTDOOR | Jamestowne | Outdoor Lighting | Black | 12 | Aluminum | Clear Beveled Glass | W:5.4375" H:8.5625" |  |  | 1 Medium A19 100w |  | 1 | No | [14 empty] | 0 | [12 empty] | 42.48 | N/A | 127.44 | L:7'' W:7'' H:17 1/4'' | 4.1 |  | 7 | 7 | 17.25 | Other | [6 empty] | No |  | No | [25 empty] | 6.5 |  |  | N/A |  | 0 | 0 | 0 | 0 | 1 | 0 | 0 | 1 | 0 | 0 | 0 | 785652825729 | 8.5 | 18.5 | 13 | 5.1 | 1.183 | 175 | Yes | [8 empty] | ETL Wet | cETL Wet | JAMESTOWNE 1L POST-12 | One Light Outdoor Post Lantern |  | 8257-12.jpg | 8257.jpg
8257-71 | One Light Outdoor Post Lantern | The Jamestowne outdoor lighting collection by Sea Gull Lighting delivers a formal, traditional lantern style in proportions that won't overwhelm. Coupled with either Clear Beveled glass or Frosted Seeded glass, there are three beautiful finishes, including Black, Antique Brushed Nickel, or Antique Bronze. So the perfect design aesthetic will certainly be found to match any style of residential architecture. The assortment includes small, medium, large and extra-large one-light outdoor wall lanterns, a one-light outdoor post lantern and a two-light outdoor wall lantern. Clear bulbs are recommended for use with the Clear glass choices for better aesthetics. Both incandescent lamping and ENERGY STAR-qualified LED lamping (for those fixtures with the Frosted Seeded glass) are available for most of the fixtures, and some can easily convert to LED by purchasing LED replacement lamps sold separately (for those with the Clear glass). There is also a Dark Sky version of the medium and large one-light outdoor wall lanterns for which Etched White Tiffany glass is used to control the light output. | OUTDOOR | Jamestowne | Outdoor Lighting | Antique Bronze | 71 | Brass | Clear Beveled Glass | W:5.4375" H:8.5625" |  |  | 1 Medium A19 100w |  | 1 | No | [14 empty] | 0 | [12 empty] | 63.48 | N/A | 190.44 | L:7'' W:7'' H:17 1/4'' | 4.1 |  | 7 | 7 | 17.25 | Other | [6 empty] | No |  | No | [25 empty] | 6.5 |  |  | N/A |  | 0 | 0 | 0 | 0 | 1 | 0 | 0 | 1 | 0 | 0 | 0 | 785652825712 | 8.5 | 18.5 | 13 | 5.1 | 1.183 | 175 | Yes | [8 empty] | ETL Wet | cETL Wet | JAMESTOWNE 1L POST-71 | One Light Outdoor Post Lantern |  | 8257-71.jpg | 8257.jpg
8257-965 | One Light Outdoor Post Lantern | The Jamestowne outdoor lighting collection by Sea Gull Lighting delivers a formal, traditional lantern style in proportions that won't overwhelm. Coupled with either Clear Beveled glass or Frosted Seeded glass, there are three beautiful finishes, including Black, Antique Brushed Nickel, or Antique Bronze. So the perfect design aesthetic will certainly be found to match any style of residential architecture. The assortment includes small, medium, large and extra-large one-light outdoor wall lanterns, a one-light outdoor post lantern and a two-light outdoor wall lantern. Clear bulbs are recommended for use with the Clear glass choices for better aesthetics. Both incandescent lamping and ENERGY STAR-qualified LED lamping (for those fixtures with the Frosted Seeded glass) are available for most of the fixtures, and some can easily convert to LED by purchasing LED replacement lamps sold separately (for those with the Clear glass). There is also a Dark Sky version of the medium and large one-light outdoor wall lanterns for which Etched White Tiffany glass is used to control the light output. | OUTDOOR | Jamestowne | Outdoor Lighting | Antique Brushed Nickel | 965 | Brass | Clear Beveled Glass | W:5.4375" H:8.5625" |  |  | 1 Medium A19 100w |  | 1 | No | [14 empty] | 0 | [12 empty] | 67.48 | N/A | 202.44 | L:7'' W:7'' H:17 1/4'' | 4.1 |  | 7 | 7 | 17.25 | Other | [6 empty] | No |  | No | [25 empty] | 6.5 |  |  | N/A |  | 0 | 0 | 0 | 0 | 1 | 0 | 0 | 1 | 0 | 0 | 0 | 785652082597 | 8.5 | 8.5 | 12.75 | 5.05 | 0.533 | 100 | Yes | [8 empty] | ETL Wet | cETL Wet | JAMESTOWNE 1L POST-965 | One Light Outdoor Post Lantern |  | 8257-965.jpg | 8257.jpg
82570-71 | One Light Outdoor Post Lantern | The Jamestowne outdoor lighting collection by Sea Gull Lighting delivers a formal, traditional lantern style in proportions that won't overwhelm. Coupled with either Clear Beveled glass or Frosted Seeded glass, there are three beautiful finishes, including Black, Antique Brushed Nickel, or Antique Bronze. So the perfect design aesthetic will certainly be found to match any style of residential architecture. The assortment includes small, medium, large and extra-large one-light outdoor wall lanterns, a one-light outdoor post lantern and a two-light outdoor wall lantern. Clear bulbs are recommended for use with the Clear glass choices for better aesthetics. Both incandescent lamping and ENERGY STAR-qualified LED lamping (for those fixtures with the Frosted Seeded glass) are available for most of the fixtures, and some can easily convert to LED by purchasing LED replacement lamps sold separately (for those with the Clear glass). There is also a Dark Sky version of the medium and large one-light outdoor wall lanterns for which Etched White Tiffany glass is used to control the light output. | OUTDOOR | Jamestowne | Outdoor Lighting | Antique Bronze | 71 | Brass | Frosted Seeded Glass | W:5.4375" H:8.5625" |  |  | 1 Medium A19 100w |  | 1 | No | [14 empty] | 0 | [12 empty] | 54.48 | N/A | 163.44 | L:7'' W:7'' H:17 1/4'' | 3.1 |  | 7 | 7 | 17.25 | Other | [6 empty] | No |  | No | [25 empty] | 6.5 | Black/White |  |  |  | 0 | 0 | 0 | 0 | 1 | 0 | 0 | 1 | 0 | 0 | 0 | 785652057168 | 13.5 | 8.5 | 8.5 | 3.7 | 0.564 | 125 | Yes | [8 empty] | ETL Wet | cETL Wet | JAMESTOWNE 1L POST-71 | One Light Outdoor Post Lantern |  | 82570-71.png | 89386pble.jpg
82570EN3-71 | One Light Outdoor Post Lantern | The Jamestowne outdoor lighting collection by Sea Gull Lighting delivers a formal, traditional lantern style in proportions that won't overwhelm. Coupled with either Clear Beveled glass or Frosted Seeded glass, there are three beautiful finishes, including Black, Antique Brushed Nickel, or Antique Bronze. So the perfect design aesthetic will certainly be found to match any style of residential architecture. The assortment includes small, medium, large and extra-large one-light outdoor wall lanterns, a one-light outdoor post lantern and a two-light outdoor wall lantern. Clear bulbs are recommended for use with the Clear glass choices for better aesthetics. Both incandescent lamping and ENERGY STAR-qualified LED lamping (for those fixtures with the Frosted Seeded glass) are available for most of the fixtures, and some can easily convert to LED by purchasing LED replacement lamps sold separately (for those with the Clear glass). There is also a Dark Sky version of the medium and large one-light outdoor wall lanterns for which Etched White Tiffany glass is used to control the light output. | OUTDOOR | Jamestowne | Outdoor Lighting | Antique Bronze | 71 | Brass | Frosted Seeded Glass | W:5.4375" H:8.5625" |  |  | 1 Medium A19 9.3w |  | 1 | Yes | [14 empty] | 0 | [12 empty] | 60.48 | N/A | 181.44 | L:7'' W:7'' H:17 1/4'' | 3.4 |  | 7 | 7 | 17.25 | Other | [6 empty] | No |  | No | [25 empty] | 6.5 | Black/White |  | N/A |  | 0 | 0 | 0 | 1 | 1 | 0 | 0 | 0 | 0 | 0 | 0 | 785652057991 | 13.5 | 8.5 | 8.5 | 3.7 | 0.564 | 125 | Yes | [8 empty] | ETL Wet | cETL Wet | JAMESTOWNE 1L POST-71 | One Light Outdoor Post Lantern |  | 82570EN3-71.png | 82570EN3.jpg
8259-46 | Three Light Outdoor Post Lantern | Classic cottage and coach lantern designs are melded into the Trafalgar outdoor lighting collection by Sea Gull Lighting for an impactful presentation. The candelabra based bulbs add grace and shine well through the Clear Seeded glass, which is a nice contrast to the rich, Oxidized Bronze finish. The assortment includes small and large two-light outdoor wall lanterns, a three-light outdoor wall lantern, and three-light outdoor pendant and a three-light outdoor post lantern. | OUTDOOR | Trafalgar | Outdoor Lighting | Oxidized Bronze | 46 | Aluminum | Clear Seeded Glass |  |  |  | 3 Candelabra Torpedo 60w |  | 3 | No | [14 empty] | 0 | [12 empty] | 124.98 | 249.96 | 374.94 | D:12 1/4'' H:22 3/4'' |  | 12.25 |  |  | 22.75 | Other | [6 empty] | No |  | No | [25 empty] | 6.5 |  |  |  |  | 0 | 0 | 0 | 0 | 1 | 0 | 0 | 1 | 0 | 0 | 0 | 785652825965 | 16 | 16 | 25.25 | 11.9 | 3.741 | 250 | Yes | [8 empty] | ETL Wet | cETL Wet | TRAFALGAR 3L POST-46 | Three Light Outdoor Post Lantern |  | 8259-46.jpg | 8259.jpg
8259EN-46 | Three Light Outdoor Post Lantern | Classic cottage and coach lantern designs are melded into the Trafalgar outdoor lighting collection by Sea Gull Lighting for an impactful presentation. The candelabra based bulbs add grace and shine well through the Clear Seeded glass, which is a nice contrast to the rich, Oxidized Bronze finish. The assortment includes small and large two-light outdoor wall lanterns, a three-light outdoor wall lantern, and three-light outdoor pendant and a three-light outdoor post lantern. | OUTDOOR | Trafalgar | Outdoor Lighting | Oxidized Bronze | 46 | Aluminum | Undefined Glass |  |  |  | 3 Candelabra Torpedo 3.5w |  | 3 | Yes | [14 empty] | 0 | [12 empty] | 139.98 | 279.96 | 419.94 | D:12 1/4'' H:22 3/4'' | 10.7 | 12.25 |  |  | 22.75 | Other | [6 empty] | No |  | No | [25 empty] | 6.5 |  |  |  |  | 0 | 0 | 0 | 1 | 1 | 0 | 0 | 0 | 0 | 0 | 0 | 785652032097 | 25.25 | 16 | 16 | 11.9 | 3.741 | 250 | Yes | [8 empty] | ETL Wet | cETL Wet | TRAFALGAR 3L POST-46 | Three Light Outdoor Post Lantern |  | 8259EN-46.jpg | 8259.jpg
8262-44 | Two Light Outdoor Post Lantern | The Chatham outdoor lighting collection by Sea Gull Lighting offers a timeless, traditional design with a classic window pane detailing over Frosted Seeded glass or Clear Seeded glass, and crowed with a cupola atop the dramatic mansard roofline. Offered in either a Weathered Copper finish or an Oxidized Bronze finish, the assortment includes a small one-light outdoor wall lantern (available in a Dark Sky version too), a large one-light outdoor wall lantern (available in a Dark Sky version too), a large two-light outdoor wall lantern, one-light or two-light outdoor post lanterns, as well as one-light or two-light outdoor pendants. Both incandescent lamping and ENERGY STAR-qualified LED lamping are available for all of the fixtures, and all incandescent fixtures can convert to LED by purchasing LED replacement lamps sold separately. | OUTDOOR | Chatham | Outdoor Lighting | Weathered Copper | 44 | Brass | Clear Seeded Glass |  |  |  | 2 Candelabra Torpedo 60w |  | 2 | No | [14 empty] | 0 | [12 empty] | 193.48 | 386.96 | 580.44 | L:9 1/4'' W:9 1/4'' H:22 3/4'' | 8.8 |  | 9.25 | 9.25 | 22.75 | Other | [6 empty] | No |  | No | [25 empty] | 6.5 |  |  |  |  | 0 | 0 | 0 | 0 | 1 | 0 | 0 | 1 | 0 | 0 | 0 | 785652826245 | 13 | 13 | 21.25 | 11.8 | 2.078 | 175 | Yes | [8 empty] | UL Wet | cUL Wet | CHATHAM 2L POST-44 | Two Light Outdoor Post Lantern |  | 8262-44.jpg | 8262.jpg
8262-46 | Two Light Outdoor Post Lantern | The Chatham outdoor lighting collection by Sea Gull Lighting offers a timeless, traditional design with a classic window pane detailing over Frosted Seeded glass or Clear Seeded glass, and crowed with a cupola atop the dramatic mansard roofline. Offered in either a Weathered Copper finish or an Oxidized Bronze finish, the assortment includes a small one-light outdoor wall lantern (available in a Dark Sky version too), a large one-light outdoor wall lantern (available in a Dark Sky version too), a large two-light outdoor wall lantern, one-light or two-light outdoor post lanterns, as well as one-light or two-light outdoor pendants. Both incandescent lamping and ENERGY STAR-qualified LED lamping are available for all of the fixtures, and all incandescent fixtures can convert to LED by purchasing LED replacement lamps sold separately. | OUTDOOR | Chatham | Outdoor Lighting | Oxidized Bronze | 46 | Brass | Clear Seeded Glass |  |  |  | 2 Candelabra Torpedo 60w |  | 2 | No | [14 empty] | 0 | [12 empty] | 193.48 | 386.96 | 580.44 | L:9 1/4'' W:9 1/4'' H:22 3/4'' | 8.8 |  | 9.25 | 9.25 | 22.75 | Other | [6 empty] | No |  | No | [25 empty] | 6.5 |  |  |  |  | 0 | 0 | 0 | 0 | 1 | 0 | 0 | 1 | 0 | 0 | 0 | 785652826269 | 13.18 | 13.25 | 21.5 | 12.05 | 2.173 | 175 | Yes | [8 empty] | UL Wet | cUL Wet | CHATHAM 2L POST-46 | Two Light Outdoor Post Lantern |  | 8262-46.jpg | 8262.jpg
8262EN-44 | Two Light Outdoor Post Lantern | The Chatham outdoor lighting collection by Sea Gull Lighting offers a timeless, traditional design with a classic window pane detailing over Frosted Seeded glass or Clear Seeded glass, and crowed with a cupola atop the dramatic mansard roofline. Offered in either a Weathered Copper finish or an Oxidized Bronze finish, the assortment includes a small one-light outdoor wall lantern (available in a Dark Sky version too), a large one-light outdoor wall lantern (available in a Dark Sky version too), a large two-light outdoor wall lantern, one-light or two-light outdoor post lanterns, as well as one-light or two-light outdoor pendants. Both incandescent lamping and ENERGY STAR-qualified LED lamping are available for all of the fixtures, and all incandescent fixtures can convert to LED by purchasing LED replacement lamps sold separately. | OUTDOOR | Chatham | Outdoor Lighting | Weathered Copper | 44 | Brass | Clear Seeded Glass |  |  |  | 2 Candelabra Torpedo 3.5w |  | 2 | Yes | [14 empty] | 0 | [12 empty] | 199.98 | 399.96 | 599.94 | L:9 1/4'' W:9 1/4'' H:22 3/4'' | 8.8 |  | 9.25 | 9.25 | 22.75 | Other | [6 empty] | No |  | No | [25 empty] | 6.5 |  |  |  |  | 0 | 0 | 0 | 1 | 1 | 0 | 0 | 0 | 0 | 0 | 0 | 785652032103 | 21.25 | 13 | 13 | 11.8 | 2.078 | 175 | Yes | [8 empty] | UL Wet | cUL Wet | CHATHAM 2L POST-44 | Two Light Outdoor Post Lantern |  | 8262EN-44.jpg | 8262.jpg
8262EN-46 | Two Light Outdoor Post Lantern | The Chatham outdoor lighting collection by Sea Gull Lighting offers a timeless, traditional design with a classic window pane detailing over Frosted Seeded glass or Clear Seeded glass, and crowed with a cupola atop the dramatic mansard roofline. Offered in either a Weathered Copper finish or an Oxidized Bronze finish, the assortment includes a small one-light outdoor wall lantern (available in a Dark Sky version too), a large one-light outdoor wall lantern (available in a Dark Sky version too), a large two-light outdoor wall lantern, one-light or two-light outdoor post lanterns, as well as one-light or two-light outdoor pendants. Both incandescent lamping and ENERGY STAR-qualified LED lamping are available for all of the fixtures, and all incandescent fixtures can convert to LED by purchasing LED replacement lamps sold separately. | OUTDOOR | Chatham | Outdoor Lighting | Oxidized Bronze | 46 | Brass | Clear Seeded Glass |  |  |  | 2 Candelabra Torpedo 3.5w |  | 2 | Yes | [14 empty] | 0 | [12 empty] | 199.98 | 399.96 | 599.94 | L:9 1/4'' W:9 1/4'' H:22 3/4'' | 8.8 |  | 9.25 | 9.25 | 22.75 | Other | [6 empty] | No |  | No | [25 empty] | 6.5 |  |  |  |  | 0 | 0 | 0 | 1 | 1 | 0 | 0 | 0 | 0 | 0 | 0 | 785652032189 | 21.5 | 13.25 | 13.2 | 12.05 | 2.176 | 175 | Yes | [8 empty] | UL Wet | cUL Wet | CHATHAM 2L POST-46 | Two Light Outdoor Post Lantern |  | 8262EN-46.jpg | 8262.jpg
82660-185 | One Light Outdoor Post Lantern | The Winnetka outdoor lighting collection by Sea Gull Lighting has a clean design which lends itself to a modern-mission style. The geometric, cylinder design has subtle ornamentation, while still offering impressive style. The outdoor lighting collection is offered in a Forged Iron finish with Satin Etched glass. Both incandescent lamping and ENERGY STAR-qualified LED lamping are available. Most of these fixtures easily convert to LED by purchasing LED replacement lamps sold separately. | OUTDOOR | Winnetka Outdoor | Outdoor Lighting | Forged Iron | 185 | Aluminum | Satin Etched Glass | D:8" |  |  | 1 Medium A19 100w |  | 1 | No | [14 empty] | 0 | [12 empty] | 104.45 | 208.9 | 313.35 | D:10'' H:17 3/4'' | 5.9 | 10 |  |  | 17.75 | Other | [6 empty] | No |  | No | [25 empty] | 6.5 |  |  | N/A | Hardwired | 0 | 0 | 0 | 0 | 1 | 0 | 0 | 1 | 0 | 0 | 0 | 785652082030 | 12.5 | 12 | 21.5 | 7.4 | 1.866 | 175 | Yes | [9 empty] | cETL Wet | WINNETKA 1L POST-185 | One Light Outdoor Post Lantern |  | 82660-185.jpg | 82660.jpg
82660EN3-185 | One Light Outdoor Post Lantern | The Winnetka outdoor lighting collection by Sea Gull Lighting has a clean design which lends itself to a modern-mission style. The geometric, cylinder design has subtle ornamentation, while still offering impressive style. The outdoor lighting collection is offered in a Forged Iron finish with Satin Etched glass. Both incandescent lamping and ENERGY STAR-qualified LED lamping are available. Most of these fixtures easily convert to LED by purchasing LED replacement lamps sold separately. | OUTDOOR | Winnetka Outdoor | Outdoor Lighting | Forged Iron | 185 | Aluminum | Satin Etched Glass | D:8" |  |  | 1 Medium A19 9.3w |  | 1 | Yes | [14 empty] | 0 | [12 empty] | 107.95 | 215.9 | 323.85 | D:10'' H:17 3/4'' | 5.9 | 10 |  |  | 17.75 | Other | [6 empty] | No |  | No | [25 empty] | 6.5 | Black/White |  | N/A | Hardwired | 0 | 0 | 0 | 1 | 1 | 0 | 0 | 0 | 0 | 0 | 0 | 785652052613 | 21.5 | 12 | 12.5 | 7.4 | 1.866 | 175 | Yes | [9 empty] | cETL Wet | WINNETKA 1L POST-185 | One Light Outdoor Post Lantern |  | 82660EN3-185.jpg | 82660.jpg
8269-12 | One Light Outdoor Post Lantern | This industrial and nautically inspired Sebring collection by Sea Gull Lighting coordinates perfectly in coastal locations, while adding eye catching contrast to facades of any kind. Offered in Black, Brushed Stainless and Weathered Copper finishes, Sebring is a complete outdoor collection with small and large one-light outdoor wall lanterns, a one-light outdoor ceiling flush mount and one-light outdoor post lantern to unify any home's appearance. Incandescent as well as integrated LED are available. The advanced, integrated LED light source has warm-on-dim technology that warms in color when dimmed, and is California Title 24 compliant. | OUTDOOR | Sebring | Outdoor Lighting | Black | 12 | Aluminum |  |  |  | Clear Seeded Glass | 1 Medium A19 100w |  | 1 | No | [14 empty] | 0 | [12 empty] | 97.98 | 195.96 | 293.94 | D:11 1/4'' H:15 3/4'' E:16'' | 3.4 | 11.25 |  |  | 15.75 | Post Mount |  |  |  |  | 16 |  | No |  | No | [25 empty] | 6.5 | Black/White |  |  |  | 0 | 0 | 0 | 0 | 1 | 0 | 0 | 1 | 0 | 0 | 0 | 785652826924 | 18 | 14 | 17 | 6.1 | 2.479 | 250 | Yes | [9 empty] | cETL Wet | SEBRING 1L POST-12 | One Light Outdoor Post Lantern |  | 8269-12.jpg | 8269.jpg
8269-44 | One Light Outdoor Post Lantern | This industrial and nautically inspired Sebring collection by Sea Gull Lighting coordinates perfectly in coastal locations, while adding eye catching contrast to facades of any kind. Offered in Black, Brushed Stainless and Weathered Copper finishes, Sebring is a complete outdoor collection with small and large one-light outdoor wall lanterns, a one-light outdoor ceiling flush mount and one-light outdoor post lantern to unify any home's appearance. Incandescent as well as integrated LED are available. The advanced, integrated LED light source has warm-on-dim technology that warms in color when dimmed, and is California Title 24 compliant. | OUTDOOR | Sebring | Outdoor Lighting | Weathered Copper | 44 | Aluminum |  |  |  | Clear Seeded Glass | 1 Medium A19 100w |  | 1 | No | [14 empty] | 0 | [12 empty] | 99.98 | 199.96 | 299.94 | D:11 1/4'' H:15 3/4'' E:16'' | 3.4 | 11.25 |  |  | 15.75 | Post Mount |  |  |  |  | 16 |  | No |  | No | [25 empty] | 6.5 | Black/White |  |  |  | 0 | 0 | 0 | 0 | 1 | 0 | 0 | 1 | 0 | 0 | 0 | 785652826948 | 18 | 14 | 17 | 6 | 2.479 | 250 | Yes | [9 empty] | cETL Wet | SEBRING 1L POST-44 | One Light Outdoor Post Lantern |  | 8269-44.jpg | 8269.jpg
8269-98 | One Light Outdoor Post Lantern | This industrial and nautically inspired Sebring collection by Sea Gull Lighting coordinates perfectly in coastal locations, while adding eye catching contrast to facades of any kind. Offered in Black, Brushed Stainless and Weathered Copper finishes, Sebring is a complete outdoor collection with small and large one-light outdoor wall lanterns, a one-light outdoor ceiling flush mount and one-light outdoor post lantern to unify any home's appearance. Incandescent as well as integrated LED are available. The advanced, integrated LED light source has warm-on-dim technology that warms in color when dimmed, and is California Title 24 compliant. | OUTDOOR | Sebring | Outdoor Lighting | Brushed Stainless | 98 | Aluminum |  |  |  | Clear Seeded Glass | 1 Medium A19 100w |  | 1 | No | [14 empty] | 0 | [12 empty] | 124.98 | 249.96 | 374.94 | D:11 1/4'' H:15 3/4'' E:16'' | 3.4 | 11.25 |  |  | 15.75 | Post Mount |  |  |  |  | 16 |  | No |  | No | [25 empty] | 6.5 | Black/White |  |  |  | 0 | 0 | 0 | 0 | 1 | 0 | 0 | 1 | 0 | 0 | 0 | 785652826993 | 18.5 | 14.5 | 19 | 11.85 | 2.95 | 175 | Yes | [9 empty] | cETL Wet | SEBRING 1L POST-98 | One Light Outdoor Post Lantern |  | 8269-98.jpg | 8269.jpg
826993S-12 | LED Outdoor Post Lantern | This industrial and nautically inspired Sebring collection by Sea Gull Lighting coordinates perfectly in coastal locations, while adding eye catching contrast to facades of any kind. Offered in Black, Brushed Stainless and Weathered Copper finishes, Sebring is a complete outdoor collection with small and large one-light outdoor wall lanterns, a one-light outdoor ceiling flush mount and one-light outdoor post lantern to unify any home's appearance. Incandescent as well as integrated LED are available. The advanced, integrated LED light source has warm-on-dim technology that warms in color when dimmed, and is California Title 24 compliant. | OUTDOOR | Sebring | Outdoor Lighting | Black | 12 | Aluminum |  |  |  | Clear Seeded Glass |  |  | 1 | No | 1000 | 3000 | 90 | 14 | 120 | 19 - Integrated | MODS - Modules |  | 5 | 100 | LED | 14 | 14 | 50000 | 0 | [12 empty] | 106.48 | 212.96 | 319.44 | D:11 1/4'' H:15 3/4'' E:16'' | 3.4 | 11.25 |  |  | 15.75 | Post Mount |  |  |  |  | 16 |  | No |  | No | [25 empty] | 6.5 | Black/White |  |  |  | 0 | 0 | 0 | 0 | 1 | 0 | 0 | 0 | 0 | 0 | 0 | 785652065095 | 18.25 | 17.5 | 14 | 5.9 | 2.588 | 250 | Yes | [9 empty] | cETL Wet | SEBRING LED POST-12 | LED Outdoor Post Lantern |  | 826993S-12.jpg | 8269.jpg
826993S-44 | LED Outdoor Post Lantern | This industrial and nautically inspired Sebring collection by Sea Gull Lighting coordinates perfectly in coastal locations, while adding eye catching contrast to facades of any kind. Offered in Black, Brushed Stainless and Weathered Copper finishes, Sebring is a complete outdoor collection with small and large one-light outdoor wall lanterns, a one-light outdoor ceiling flush mount and one-light outdoor post lantern to unify any home's appearance. Incandescent as well as integrated LED are available. The advanced, integrated LED light source has warm-on-dim technology that warms in color when dimmed, and is California Title 24 compliant. | OUTDOOR | Sebring | Outdoor Lighting | Weathered Copper | 44 | Aluminum |  |  |  | Clear Seeded Glass |  |  | 1 | No | 1000 | 3000 | 90 | 14 | 120 | 19 - Integrated | MODS - Modules |  | 5 | 100 | LED | 14 | 14 | 50000 | 0 | [12 empty] | 109.48 | 218.96 | 328.44 | D:11 1/4'' H:15 3/4'' E:16'' | 3.4 | 11.25 |  |  | 15.75 | Post Mount |  |  |  |  | 16 |  | No |  | No | [25 empty] | 6.5 | Black/White |  |  |  | 0 | 0 | 0 | 0 | 1 | 0 | 0 | 0 | 0 | 0 | 0 | 785652065101 | 18.25 | 17.5 | 14 | 5.9 | 2.588 | 250 | Yes | [9 empty] | cETL Wet | SEBRING LED POST-44 | LED Outdoor Post Lantern |  | 826993S-44.jpg | 8269.jpg
826993S-98 | LED Outdoor Post Lantern | This industrial and nautically inspired Sebring collection by Sea Gull Lighting coordinates perfectly in coastal locations, while adding eye catching contrast to facades of any kind. Offered in Black, Brushed Stainless and Weathered Copper finishes, Sebring is a complete outdoor collection with small and large one-light outdoor wall lanterns, a one-light outdoor ceiling flush mount and one-light outdoor post lantern to unify any home's appearance. Incandescent as well as integrated LED are available. The advanced, integrated LED light source has warm-on-dim technology that warms in color when dimmed, and is California Title 24 compliant. | OUTDOOR | Sebring | Outdoor Lighting | Brushed Stainless | 98 | Aluminum |  |  |  | Clear Seeded Glass |  |  | 1 | No | 1000 | 3000 | 90 | 14 | 120 | 19 - Integrated | MODS - Modules |  | 5 | 100 | LED | 14 | 14 | 50000 | 0 | [12 empty] | 134.48 | 268.96 | 403.44 | D:11 1/4'' H:15 3/4'' E:16'' | 3.4 | 11.25 |  |  | 15.75 | Post Mount |  |  |  |  | 16 |  | No |  | No | [25 empty] | 6.5 | Black/White |  |  |  | 0 | 0 | 0 | 0 | 1 | 0 | 0 | 0 | 0 | 0 | 0 | 785652065118 | 18.25 | 17.5 | 14 | 5.7 | 2.588 | 250 | Yes | [9 empty] | cETL Wet | SEBRING LED POST-98 | LED Outdoor Post Lantern |  | 826993S-98.jpg | 8269.jpg
8275-32 | One Light Outdoor Post Lantern | These outdoor lighting fixtures by Sea Gull Lighting are crafted from durable polycarbonate for enhanced weather resistance. Their clear beveled acrylic diffusers provide generous illumination that allows the incandescent light source to shine without diffusion. | OUTDOOR | Polycarbonate Outdoor | Outdoor Lighting | Black | 12 | Polypropylene | Clear Beveled Acrylic |  |  |  | 1 Medium A19 60w |  | 1 | No | [14 empty] | 0 | [12 empty] | 18.98 | 37.96 | 56.94 | L:8'' W:8'' H:11'' |  |  | 8 | 8 | 11 | Other | [6 empty] | No |  | No | [25 empty] | 6.5 |  |  | N/A |  | 0 | 0 | 0 | 0 | 1 | 0 | 0 | 1 | 0 | 0 | 0 | 785652827525 | 8.25 | 8.25 | 9.38 | 1.5 | 0.369 | 175 | Yes | 6 | 10785652827522 | 25.18 | 17.38 | 10.5 | 10.9 | 2.659 | Yes |  | cETL Wet | POLYCARBONATE 1L POST-12 | One Light Outdoor Post Lantern |  | 8275-32.jpg | 8275.jpg
82880-51 | One Light Outdoor Post Lantern | The Medford Lakes outdoor lighting collection by Sea Gull Lighting is Arts and Crafts inspired with simple organic lines, yet big on style with linear design details, contrasted with sweeping arches – which demonstrates a subtle Asian influence as well. The Etched Hammered Glass with Light Amber Tint creates a warm glow and beautifully complements the Statuary Bronze finish. The assortment includes small, medium and large one-light outdoor wall lanterns, a one-light outdoor post lantern, a one-light outdoor pendant and a two-light outdoor ceiling flush mount. Both incandescent lamping and ENERGY STAR-qualified LED lamping are available, and most of the fixtures easily convert to LED by purchasing LED replacement lamps sold separately. | OUTDOOR | Medford Lakes | Outdoor Lighting | Statuary Bronze | 51 | Aluminum | Etched Hammered with Light Amber Glass |  |  |  | 1 Medium A19 100w |  | 1 | No | [14 empty] | 0 | [12 empty] | 149.98 | 299.96 | 449.94 | L:11'' W:11'' H:16 1/4'' | 7.9 |  | 11 | 11 | 16.25 | Other | [6 empty] | No |  | No | [25 empty] | 6.5 |  |  | N/A |  | 0 | 0 | 0 | 0 | 1 | 0 | 0 | 1 | 0 | 0 | 0 | 785652828805 | 13.25 | 13.25 | 19 | 9.9 | 1.93 | 175 | Yes | [9 empty] | cETL Wet | MEDFORD LAKES 1L POST-51 | One Light Outdoor Post Lantern |  | 82880-51.jpg | 82880.jpg
82880EN3-51 | One Light Outdoor Post Lantern | The Medford Lakes outdoor lighting collection by Sea Gull Lighting is Arts and Crafts inspired with simple organic lines, yet big on style with linear design details, contrasted with sweeping arches – which demonstrates a subtle Asian influence as well. The Etched Hammered Glass with Light Amber Tint creates a warm glow and beautifully complements the Statuary Bronze finish. The assortment includes small, medium and large one-light outdoor wall lanterns, a one-light outdoor post lantern, a one-light outdoor pendant and a two-light outdoor ceiling flush mount. Both incandescent lamping and ENERGY STAR-qualified LED lamping are available, and most of the fixtures easily convert to LED by purchasing LED replacement lamps sold separately. | OUTDOOR | Medford Lakes | Outdoor Lighting | Statuary Bronze | 51 | Aluminum | Etched Hammered with Light Amber Glass |  |  |  | 1 Medium A19 9.3w |  | 1 | Yes | [14 empty] | 0 | [12 empty] | 149.98 | 299.96 | 449.94 | L:11'' W:11'' H:16 1/4'' | 7.9 |  | 11 | 11 | 16.25 | Other | [6 empty] | No |  | No | [25 empty] | 6.5 | Black/White |  | N/A |  | 0 | 0 | 0 | 1 | 1 | 0 | 0 | 0 | 0 | 0 | 0 | 785652052620 | 13.25 | 13.25 | 19 | 9.9 | 1.93 | 175 | Yes | [9 empty] | cETL Wet | MEDFORD LAKES 1L POST-51 | One Light Outdoor Post Lantern |  | 82880EN3-51.jpg | 82880.jpg
8290901-12 | One Light Outdoor Post Lantern |  | OUTDOOR | Wilburn | Outdoor Lighting | Black | 12 | Aluminum |  |  |  | Satin Etched Glass | 1 Medium A19 60w |  | 1 | No | [14 empty] | 0 | [12 empty] | 64.5 | 129 | 193.5 | D:8'' H:16 1/8'' |  | 8 |  |  | 16.125 | Post Mount | [6 empty] | No |  | No | [22 empty] | D:3 3/8'' H:3 1/2'' Round |  |  | 6.5 | Black/White |  |  | Hardwired | 0 | 0 | 0 | 0 | 1 | 0 | 0 | 1 | 0 | 0 | 0 | 785652076763 | [16 empty] | cETL Wet | WILBURN 1L POST MOUNT-12 | One Light Outdoor Post Lantern |  | 8290901-12.jpg | 8290901.jpg
8290901-71 | One Light Outdoor Post Lantern |  | OUTDOOR | Wilburn | Outdoor Lighting | Antique Bronze | 71 | Aluminum |  |  |  | Satin Etched Glass | 1 Medium A19 60w |  | 1 | No | [14 empty] | 0 | [12 empty] | 64.5 | 129 | 193.5 | D:8'' H:16 1/8'' |  | 8 |  |  | 16.125 | Post Mount | [6 empty] | No |  | No | [22 empty] | D:3 3/8'' H:3 1/2'' Round |  |  | 6.5 | Black/White |  |  | Hardwired | 0 | 0 | 0 | 0 | 1 | 0 | 0 | 1 | 0 | 0 | 0 | 785652076770 | [16 empty] | cETL Wet | WILBURN 1L POST MOUNT-71 | One Light Outdoor Post Lantern |  | 8290901-71.jpg | 8290901.jpg
8290901EN3-12 | One Light Outdoor Post Lantern |  | OUTDOOR | Wilburn | Outdoor Lighting | Black | 12 | Aluminum |  |  |  | Satin Etched Glass | 1 Medium A19 9.3w |  | 1 | Yes | [14 empty] | 0 | [12 empty] | 69.5 | 139 | 208.5 | D:8'' H:16 1/8'' |  | 8 |  |  | 16.125 | Post Mount | [6 empty] | No |  | No | [22 empty] | D:3 3/8'' H:3 1/2'' Round |  |  | 6.5 | Black/White |  |  | Hardwired | 0 | 0 | 0 | 1 | 1 | 0 | 0 | 0 | 0 | 0 | 0 | 785652080463 | [16 empty] | cETL Wet | WILBURN 1L POST MOUNT-12 | One Light Outdoor Post Lantern |  | 8290901EN3-12.jpg | 8290901EN3.jpg
8290901EN3-71 | One Light Outdoor Post Lantern |  | OUTDOOR | Wilburn | Outdoor Lighting | Antique Bronze | 71 | Aluminum |  |  |  | Satin Etched Glass | 1 Medium A19 9.3w |  | 1 | Yes | [14 empty] | 0 | [12 empty] | 69.5 | 139 | 208.5 | D:8'' H:16 1/8'' |  | 8 |  |  | 16.125 | Post Mount | [6 empty] | No |  | No | [22 empty] | D:3 3/8'' H:3 1/2'' Round |  |  | 6.5 | Black/White |  |  | Hardwired | 0 | 0 | 0 | 1 | 1 | 0 | 0 | 0 | 0 | 0 | 0 | 785652080470 | [16 empty] | cETL Wet | WILBURN 1L POST MOUNT-71 | One Light Outdoor Post Lantern |  | 8290901EN3-71.jpg | 8290901EN3.jpg
82938-12 | One Light Outdoor Post Lantern | Bakersville outdoor lighting fixtures from Sea Gull Lighting are made to complement a wide range of architectural styles. Each light is crafted from high quality, durable steel and aluminum to provide you sensible style that lasts. The large, 1-light outdoor wall lantern is offered in Heirloom Bronze with Satin Etched glass or Clear Beveled glass. The remaining assortment of wall lanterns in three sizes and a Flush mount ceiling fixture are offered in a Black Powdercoat finish with Satin Etched glass (with ENERGY-STAR-qualified LED lamping options) or Clear Beveled glass (which can easily convert to LED by purchasing LED replacement lamps sold separately). | OUTDOOR | Bakersville | Outdoor Lighting | Black | 12 | Aluminum | Clear Beveled Glass |  |  |  | 1 Medium A19 100w |  | 1 | No | [14 empty] | 0 | [12 empty] | 29.48 | 58.96 | 88.44 | D:7 7/8'' H:17 7/8'' |  | 7.875 |  |  | 17.875 | Post Mount | [6 empty] | No |  | No | [22 empty] | D:3 1/4'' H:4 1/8'' Round |  |  | 6.5 | Black/White |  |  | Hardwired | 0 | 0 | 0 | 0 | 1 | 0 | 0 | 1 | 0 | 0 | 0 | 785652156694 | 9 | 8.75 | 15.25 | 3.4 | 0.695 | 175 | Yes | [8 empty] | ETL Wet | cETL Wet | BAKERSVILLE 1L POST MOUNT-12 | One Light Outdoor Post Lantern | Windgate line extension | 82938-12.jpg | 82938.jpg
82938-782 | One Light Outdoor Post Lantern | Bakersville outdoor lighting fixtures from Sea Gull Lighting are made to complement a wide range of architectural styles. Each light is crafted from high quality, durable steel and aluminum to provide you sensible style that lasts. The large, 1-light outdoor wall lantern is offered in Heirloom Bronze with Satin Etched glass or Clear Beveled glass. The remaining assortment of wall lanterns in three sizes and a Flush mount ceiling fixture are offered in a Black Powdercoat finish with Satin Etched glass (with ENERGY-STAR-qualified LED lamping options) or Clear Beveled glass (which can easily convert to LED by purchasing LED replacement lamps sold separately). | OUTDOOR | Bakersville | Outdoor Lighting | Heirloom Bronze | 782 | Aluminum | Clear Beveled Glass |  |  |  | 1 Medium A19 100w |  | 1 | No | [14 empty] | 0 | [12 empty] | 29.5 | 59 | 88.5 | D:7 7/8'' H:17 7/8'' |  | 7.875 |  |  | 17.875 | Post Mount | [6 empty] | No |  | No | [22 empty] | D:3 1/4'' H:4 1/8'' Round |  |  | 6.5 | Black/White |  |  | Hardwired | 0 | 0 | 0 | 0 | 1 | 0 | 0 | 1 | 0 | 0 | 0 | 785652156687 | [16 empty] | cETL Wet | BAKERSVILLE 1L POST MOUNT-782 | One Light Outdoor Post Lantern | Windgate line extension | 82938-782.jpg | 82938.jpg
82941-12 | One Light Outdoor Post Lantern | Bakersville outdoor lighting fixtures from Sea Gull Lighting are made to complement a wide range of architectural styles. Each light is crafted from high quality, durable steel and aluminum to provide you sensible style that lasts. The large, 1-light outdoor wall lantern is offered in Heirloom Bronze with Satin Etched glass or Clear Beveled glass. The remaining assortment of wall lanterns in three sizes and a Flush mount ceiling fixture are offered in a Black Powdercoat finish with Satin Etched glass (with ENERGY-STAR-qualified LED lamping options) or Clear Beveled glass (which can easily convert to LED by purchasing LED replacement lamps sold separately). | OUTDOOR | Bakersville | Outdoor Lighting | Black | 12 | Aluminum | Satin Etched Glass |  |  |  | 1 Medium A19 100w |  | 1 | No | [14 empty] | 0 | [12 empty] | 29.5 | 59 | 88.5 | D:7 7/8'' H:17 7/8'' |  | 7.875 |  |  | 17.875 | Post Mount | [6 empty] | No |  | No | [22 empty] | D:3 1/4'' H:4 1/8'' Round |  |  | 6.5 | Black/White |  |  | Hardwired | 0 | 0 | 0 | 0 | 1 | 0 | 0 | 1 | 0 | 0 | 0 | 785652078415 | [16 empty] | cETL Wet | BAKERSVILLE 1L POST MOUNT-12 | One Light Outdoor Post Lantern |  | 82941-12.jpg | 82941.jpg
82941-782 | One Light Outdoor Post Lantern | Bakersville outdoor lighting fixtures from Sea Gull Lighting are made to complement a wide range of architectural styles. Each light is crafted from high quality, durable steel and aluminum to provide you sensible style that lasts. The large, 1-light outdoor wall lantern is offered in Heirloom Bronze with Satin Etched glass or Clear Beveled glass. The remaining assortment of wall lanterns in three sizes and a Flush mount ceiling fixture are offered in a Black Powdercoat finish with Satin Etched glass (with ENERGY-STAR-qualified LED lamping options) or Clear Beveled glass (which can easily convert to LED by purchasing LED replacement lamps sold separately). | OUTDOOR | Bakersville | Outdoor Lighting | Heirloom Bronze | 782 | Aluminum | Satin Etched Glass |  |  |  | 1 Medium A19 100w |  | 1 | No | [14 empty] | 0 | [12 empty] | 29.5 | 59 | 88.5 | D:7 7/8'' H:17 7/8'' |  | 7.875 |  |  | 17.875 | Post Mount | [6 empty] | No |  | No | [22 empty] | D:3 1/4'' H:4 1/8'' Round |  |  | 6.5 | Black/White |  |  | Hardwired | 0 | 0 | 0 | 0 | 1 | 0 | 0 | 1 | 0 | 0 | 0 | 785652079283 | [16 empty] | cETL Wet | BAKERSVILLE 1L POST MOUNT-782 | One Light Outdoor Post Lantern |  | 82941-782.jpg | 82941.jpg
82941EN3-12 | One Light Outdoor Post Lantern | Bakersville outdoor lighting fixtures from Sea Gull Lighting are made to complement a wide range of architectural styles. Each light is crafted from high quality, durable steel and aluminum to provide you sensible style that lasts. The large, 1-light outdoor wall lantern is offered in Heirloom Bronze with Satin Etched glass or Clear Beveled glass. The remaining assortment of wall lanterns in three sizes and a Flush mount ceiling fixture are offered in a Black Powdercoat finish with Satin Etched glass (with ENERGY-STAR-qualified LED lamping options) or Clear Beveled glass (which can easily convert to LED by purchasing LED replacement lamps sold separately). | OUTDOOR | Bakersville | Outdoor Lighting | Black | 12 | Aluminum | Satin Etched Glass |  |  |  | 1 Medium A19 9.3w |  | 1 | Yes | [14 empty] | 0 | [12 empty] | 34.5 | 69 | 103.5 | D:7 7/8'' H:17 7/8'' |  | 7.875 |  |  | 17.875 | Post Mount | [6 empty] | No |  | No | [22 empty] | D:3 1/4'' H:4 1/8'' Round |  |  | 6.5 | Black/White |  |  | Hardwired | 0 | 0 | 0 | 1 | 1 | 0 | 0 | 0 | 0 | 0 | 0 | 785652082788 | [16 empty] | cETL Wet | BAKERSVILLE 1L POST MOUNT-12 | One Light Outdoor Post Lantern |  | 82941EN3-12.jpg | 82941EN3.jpg
82941EN3-782 | One Light Outdoor Post Lantern | Bakersville outdoor lighting fixtures from Sea Gull Lighting are made to complement a wide range of architectural styles. Each light is crafted from high quality, durable steel and aluminum to provide you sensible style that lasts. The large, 1-light outdoor wall lantern is offered in Heirloom Bronze with Satin Etched glass or Clear Beveled glass. The remaining assortment of wall lanterns in three sizes and a Flush mount ceiling fixture are offered in a Black Powdercoat finish with Satin Etched glass (with ENERGY-STAR-qualified LED lamping options) or Clear Beveled glass (which can easily convert to LED by purchasing LED replacement lamps sold separately). | OUTDOOR | Bakersville | Outdoor Lighting | Heirloom Bronze | 782 | Aluminum | Satin Etched Glass |  |  |  | 1 Medium A19 9.3w |  | 1 | Yes | [14 empty] | 0 | [12 empty] | 34.5 | 69 | 103.5 | D:7 7/8'' H:17 7/8'' |  | 7.875 |  |  | 17.875 | Post Mount | [6 empty] | No |  | No | [22 empty] | D:3 1/4'' H:4 1/8'' Round |  |  | 6.5 | Black/White |  |  | Hardwired | 0 | 0 | 0 | 1 | 1 | 0 | 0 | 0 | 0 | 0 | 0 | 785652082795 | [16 empty] | cETL Wet | BAKERSVILLE 1L POST MOUNT-782 | One Light Outdoor Post Lantern |  | 82941EN3-782.jpg | 82941EN3.jpg
82973-44 | One Light Outdoor Post Lantern | The Chatham outdoor lighting collection by Sea Gull Lighting offers a timeless, traditional design with a classic window pane detailing over Frosted Seeded glass or Clear Seeded glass, and crowed with a cupola atop the dramatic mansard roofline. Offered in either a Weathered Copper finish or an Oxidized Bronze finish, the assortment includes a small one-light outdoor wall lantern (available in a Dark Sky version too), a large one-light outdoor wall lantern (available in a Dark Sky version too), a large two-light outdoor wall lantern, one-light or two-light outdoor post lanterns, as well as one-light or two-light outdoor pendants. Both incandescent lamping and ENERGY STAR-qualified LED lamping are available for all of the fixtures, and all incandescent fixtures can convert to LED by purchasing LED replacement lamps sold separately. | OUTDOOR | Chatham | Outdoor Lighting | Weathered Copper | 44 | Brass | Frosted Seeded Glass |  |  |  | 1 Medium A19 100w |  | 1 | No | [14 empty] | 0 | [12 empty] | 161.95 | 323.9 | 485.85 | L:9 1/4'' W:9 1/4'' H:22 3/4'' | 6.5 |  | 9.25 | 9.25 | 22.75 | Other | [6 empty] | No |  | No | [25 empty] | 6.5 |  |  | N/A |  | 0 | 0 | 0 | 0 | 1 | 0 | 0 | 1 | 0 | 0 | 0 | 785652025174 | 26.5 | 11.25 | 11.25 | 8.2 | 1.941 | 175 | Yes | [8 empty] | UL Wet | cUL Wet | CHATHAM 1L POST-44 | One Light Outdoor Post Lantern |  | 82973-44.jpg | 82973PBLE.jpg
82973EN3-44 | One Light Outdoor Post Lantern | The Chatham outdoor lighting collection by Sea Gull Lighting offers a timeless, traditional design with a classic window pane detailing over Frosted Seeded glass or Clear Seeded glass, and crowed with a cupola atop the dramatic mansard roofline. Offered in either a Weathered Copper finish or an Oxidized Bronze finish, the assortment includes a small one-light outdoor wall lantern (available in a Dark Sky version too), a large one-light outdoor wall lantern (available in a Dark Sky version too), a large two-light outdoor wall lantern, one-light or two-light outdoor post lanterns, as well as one-light or two-light outdoor pendants. Both incandescent lamping and ENERGY STAR-qualified LED lamping are available for all of the fixtures, and all incandescent fixtures can convert to LED by purchasing LED replacement lamps sold separately. | OUTDOOR | Chatham | Outdoor Lighting | Weathered Copper | 44 | Brass | Frosted Seeded Glass |  |  |  | 1 Medium A19 9.3w |  | 1 | Yes | [14 empty] | 0 | [12 empty] | 174.98 | 349.96 | 524.94 | L:9 1/4'' W:9 1/4'' H:22 3/4'' | 6.5 |  | 9.25 | 9.25 | 22.75 | Post Mount | [6 empty] | No |  | No | [25 empty] | 6.5 | Black/White |  | N/A |  | 0 | 0 | 0 | 1 | 1 | 0 | 0 | 0 | 0 | 0 | 0 | 785652052637 | 26.5 | 11.25 | 11.25 | 8.2 | 1.941 | 175 | Yes | [8 empty] | UL Wet | cUL Wet | CHATHAM 1L POST-44 | One Light Outdoor Post Lantern |  | 82973EN3-44.jpg | 82973.jpg
8301493S-12 | One Light Mini-Pendant | These products are offered on a Non-Catalog basis for custom orders and/or exclusive customers. | OUTDOOR | NON/CAT Items | Outdoor Lighting | Black | 12 | Aluminum | [6 empty] | 1 | No | 823 | 3000 | 80 | 26.1 | 120 | 19 - Integrated | MODS - Modules |  | 10 | 100 | LED | 26.1 | 26.1 | 50000 | 0 | [12 empty] | 109 | 218 | 327 | W:5'' H:5'' E:3 7/8'' | 2.2 |  |  | 5 | 5 | Screw(s) |  |  |  |  | 3.875 |  | No |  | No | [21 empty] | DP:3/4'' W:5'' H:5'' OB UP:2 1/2'' Square |  |  |  | 6 | Black/White |  |  | Hardwired | 0 | 1 | 0 | 0 | 1 | 0 | 0 | 0 | 0 | 0 | 0 | 785652073168 | [16 empty] | cETL Wet | PITCH LED WALL LANTERN-12 | LED Wall Lantern in Black Finish |  | 8301493S-12.jpg | 8301493S.jpg
8301593S-10 | LED Wall Lantern in Bronze Finish | These products are offered on a Non-Catalog basis for custom orders and/or exclusive customers. | OUTDOOR | NON/CAT Items | Outdoor Lighting | Bronze | 10 | Aluminum | [6 empty] | 2 | No | 383 | 3000 | 90 | 7.9 | 120 | 19 - Integrated | MODS - Modules |  | 5 | 100 | LED | 7.9 | 7.9 | 50000 | 0 | [12 empty] | 105.98 | 211.96 | 317.94 | W:5'' H:13'' E:4 7/8'' | 3.1 |  |  | 5 | 13 | Screw(s) |  |  |  |  | 4.875 |  | No |  | No | [21 empty] | DP:1'' W:5'' H:13'' OB UP:6 1/2'' Rectangular |  |  |  | 6 | Black/White |  |  | Hardwired | 0 | 0 | 0 | 0 | 1 | 0 | 0 | 0 | 0 | 0 | 0 | 785652065866 | 7.63 | 7.5 | 15 | 3.6 | 0.497 | 125 | Yes | [9 empty] | cETL Wet | QUADRATE LED WALL LANTERN-10 | LED Wall Lantern in Bronze Finish |  | 8301593S-10.jpg | 8301593S.jpg
83046-714 | One Light Outdoor Wall Lantern | Our outdoor ceramic sconces are crafted of durable tough ceramic and come unfinished, allowing you to paint them your desired color. These sconces also direct light downward, below a 90 degree plane, for neighbor and sky friendly illumination. | OUTDOOR | Paintable Ceramic Sconces | Outdoor Lighting | Unfinished Ceramic | 714 | Ceramic |  |  |  | Unfinished Ceramic Ceramic | 1 Medium A19 75w |  | 1 | No | [14 empty] | 0 | [12 empty] | 35.48 | 70.96 | 106.44 | W:8'' H:10'' E:5 3/4'' | 3.6 |  |  | 8 | 10 | Center Lock-Up |  |  |  |  | 5.75 |  | No |  | No | [21 empty] | OB UP:4 1/4'' OB DOWN:5 3/4'' |  |  |  | 6.5 |  |  | N/A | Hardwired | 0 | 0 | 0 | 0 | 1 | 0 | 0 | 1 | 0 | 0 | 0 | 785652830464 | 10 | 8 | 12 | 4.6 | 0.556 | 100 | Yes | [9 empty] | cETL Wet | CERAMIC 1L SCONCE-714 | One Light Outdoor Wall Lantern |  | 83046-714.jpg | 83046.jpg
83046-714/T | One Light Outdoor Turtle Friendly Wall Lantern | Our outdoor ceramic sconces are crafted of durable tough ceramic and come unfinished, allowing you to paint them your desired color. These sconces also direct light downward, below a 90 degree plane, for neighbor and sky friendly illumination. | OUTDOOR | Paintable Ceramic Sconces | Outdoor Lighting | Unfinished Ceramic | 714 | Ceramic |  |  |  | Unfinished Ceramic Ceramic | 1 Medium PAR20 7w |  | 1 | Yes | [14 empty] | 0 | [12 empty] | 62.95 | 125.9 | 188.85 | W:8'' H:10'' E:5 3/4'' | 3.6 |  |  | 8 | 10 | Center Lock-Up |  |  |  |  | 5.75 |  | No |  | No | [21 empty] | OB UP:4 1/4'' OB DOWN:5 3/4'' |  |  |  | 6.5 |  |  | N/A | Hardwired | 0 | 0 | 0 | 0 | 1 | 0 | 0 | 0 | 0 | 0 | 0 | 785652074554 | 10 | 8 | 12 | 4.6 | 0.556 | 100 | Yes | [9 empty] | cETL Wet | CERAMIC 1L SCONCE-714 | One Light Outdoor Turtle Friendly Wall Lantern |  | 83046-714_T.jpg | 83046.jpg
83046EN3-714 | One Light Outdoor Wall Lantern | Our outdoor ceramic sconces are crafted of durable tough ceramic and come unfinished, allowing you to paint them your desired color. These sconces also direct light downward, below a 90 degree plane, for neighbor and sky friendly illumination. | OUTDOOR | Paintable Ceramic Sconces | Outdoor Lighting | Unfinished Ceramic | 714 | Ceramic |  |  |  | Unfinished Ceramic Ceramic | 1 Medium A19 9.3w |  | 1 | Yes | [14 empty] | 0 | [12 empty] | 39.48 | 78.96 | 118.44 | W:8'' H:10'' E:5 3/4'' | 3.6 |  |  | 8 | 10 | Center Lock-Up |  |  |  |  | 5.75 |  | No |  | No | [21 empty] | OB UP:4 1/4'' OB DOWN:5 3/4'' |  |  |  | 6.5 | Black/White |  |  | Hardwired | 0 | 0 | 0 | 1 | 1 | 0 | 0 | 0 | 0 | 0 | 0 | 785652052651 | 12.25 | 10 | 7.5 | 4.9 | 0.532 | 100 | Yes | [9 empty] | cETL Wet | CERAMIC 1L SCONCE-714 | One Light Outdoor Wall Lantern |  | 83046EN3-714.jpg | 83046.jpg
8304701-714 | One Light Outdoor Wall Lantern | Our outdoor ceramic sconces are crafted of durable tough ceramic and come unfinished, allowing you to paint them your desired color. These sconces also direct light downward, below a 90 degree plane, for neighbor and sky friendly illumination. | OUTDOOR | Paintable Ceramic Sconces | Outdoor Lighting | Unfinished Ceramic | 714 | Ceramic |  |  |  | Undefined Ceramic | 1 Medium A19 75w |  | 1 | No | [14 empty] | 0 | [12 empty] | 33.48 | 66.96 | 100.44 | W:8'' H:10'' E:5 3/4'' | 3.3 |  |  | 8 | 10 | Center Lock-Up |  |  |  |  | 5.75 |  | No |  | No | [21 empty] | OB UP:4 1/4'' OB DOWN:5 3/4'' |  |  |  | 6.5 | Black/White |  |  | Hardwired | 0 | 0 | 0 | 0 | 1 | 0 | 0 | 1 | 0 | 0 | 0 | 785652002458 | 12.75 | 10.5 | 7.5 | 4.1 | 0.581 | 125 | Yes | [9 empty] | cETL Wet | CERAMIC 1L SCONCE-714 | One Light Outdoor Wall Lantern |  | 8304701-714.jpg | 8304701.jpg
8304701-714/T | One Light Outdoor Turtle Friendly Wall Lantern | Our outdoor ceramic sconces are crafted of durable tough ceramic and come unfinished, allowing you to paint them your desired color. These sconces also direct light downward, below a 90 degree plane, for neighbor and sky friendly illumination. | OUTDOOR | Paintable Ceramic Sconces | Outdoor Lighting | Unfinished Ceramic | 714 | Ceramic |  |  |  | Unfinished Ceramic Ceramic | 1 Medium PAR20 7w |  | 1 | Yes | [14 empty] | 0 | [12 empty] | 60.95 | 121.9 | 182.85 | W:8'' H:10'' E:5 3/4'' | 3.3 |  |  | 8 | 10 | Center Lock-Up |  |  |  |  | 5.75 |  | No |  | No | [21 empty] | OB UP:4 1/4'' OB DOWN:5 3/4'' |  |  |  | 6.5 | Black/White |  |  | Hardwired | 0 | 0 | 0 | 0 | 1 | 0 | 0 | 0 | 0 | 0 | 0 | 785652074561 | 12.75 | 10.5 | 7.5 | 4.1 | 0.581 | 125 | Yes | [9 empty] | cETL Wet | CERAMIC 1L SCONCE-714 | One Light Outdoor Turtle Friendly Wall Lantern |  | 8304701-714_T.jpg | 8304701.jpg
8304701EN3-714 | One Light Outdoor Wall Lantern | Our outdoor ceramic sconces are crafted of durable tough ceramic and come unfinished, allowing you to paint them your desired color. These sconces also direct light downward, below a 90 degree plane, for neighbor and sky friendly illumination. | OUTDOOR | Paintable Ceramic Sconces | Outdoor Lighting | Unfinished Ceramic | 714 | Ceramic |  |  |  | Unfinished Ceramic Ceramic | 1 Medium A19 9.3w |  | 1 | Yes | [14 empty] | 0 | [12 empty] | 39.48 | 78.96 | 118.44 | W:8'' H:10'' E:5 3/4'' | 3.3 |  |  | 8 | 10 | Center Lock-Up |  |  |  |  | 5.75 |  | No |  | No | [21 empty] | OB UP:4 1/4'' OB DOWN:5 3/4'' |  |  |  | 6.5 | Black/White |  |  | Hardwired | 0 | 0 | 0 | 1 | 1 | 0 | 0 | 0 | 0 | 0 | 0 | 785652052668 | 12.75 | 10.5 | 7.5 | 4.1 | 0.581 | 125 | Yes | [9 empty] | cETL Wet | CERAMIC 1L SCONCE-714 | One Light Outdoor Wall Lantern |  | 8304701EN3-714.jpg | 8304701.jpg
8304801-714 | One Light Outdoor Wall Lantern | Our outdoor ceramic sconces are crafted of durable tough ceramic and come unfinished, allowing you to paint them your desired color. These sconces also direct light downward, below a 90 degree plane, for neighbor and sky friendly illumination. | OUTDOOR | Paintable Ceramic Sconces | Outdoor Lighting | Unfinished Ceramic | 714 | Ceramic |  |  |  | Undefined Ceramic | 1 Medium A19 75w |  | 1 | No | [14 empty] | 0 | [12 empty] | 33.48 | 66.96 | 100.44 | W:8'' H:10'' E:5 3/4'' | 3.6 |  |  | 8 | 10 | Center Lock-Up |  |  |  |  | 5.75 |  | No |  | No | [21 empty] | OB UP:4 1/4'' OB DOWN:5 3/4'' |  |  |  | 6.5 | Black/White |  |  | Hardwired | 0 | 0 | 0 | 0 | 1 | 0 | 0 | 1 | 0 | 0 | 0 | 785652002472 | 13 | 10.5 | 7.5 | 4.6 | 0.592 | 125 | Yes | [9 empty] | cETL Wet | CERAMIC 1L SCONCE-714 | One Light Outdoor Wall Lantern |  | 8304801-714.jpg | 8304801.jpg
8304801-714/T | One Light Outdoor Turtle Friendly Wall Lantern | Our outdoor ceramic sconces are crafted of durable tough ceramic and come unfinished, allowing you to paint them your desired color. These sconces also direct light downward, below a 90 degree plane, for neighbor and sky friendly illumination. | OUTDOOR | Paintable Ceramic Sconces | Outdoor Lighting | Unfinished Ceramic | 714 | Ceramic |  |  |  | Unfinished Ceramic Ceramic | 1 Medium PAR20 7w |  | 1 | Yes | [14 empty] | 0 | [12 empty] | 60.95 | 121.9 | 182.85 | W:8'' H:10'' E:5 3/4'' | 3.6 |  |  | 8 | 10 | Center Lock-Up |  |  |  |  | 5.75 |  | No |  | No | [21 empty] | OB UP:4 1/4'' OB DOWN:5 3/4'' |  |  |  | 6.5 | Black/White |  |  | Hardwired | 0 | 0 | 0 | 0 | 1 | 0 | 0 | 0 | 0 | 0 | 0 | 785652074578 | 13 | 10.5 | 7.5 | 4.6 | 0.592 | 125 | Yes | [9 empty] | cETL Wet | CERAMIC 1L SCONCE-714 | One Light Outdoor Turtle Friendly Wall Lantern |  | 8304801-714_T.jpg | 8304801.jpg
8304801EN3-714 | One Light Outdoor Wall Lantern | Our outdoor ceramic sconces are crafted of durable tough ceramic and come unfinished, allowing you to paint them your desired color. These sconces also direct light downward, below a 90 degree plane, for neighbor and sky friendly illumination. | OUTDOOR | Paintable Ceramic Sconces | Outdoor Lighting | Unfinished Ceramic | 714 | Ceramic |  |  |  | Unfinished Ceramic Ceramic | 1 Medium A19 9.3w |  | 1 | Yes | [14 empty] | 0 | [12 empty] | 39.48 | 78.96 | 118.44 | W:8'' H:10'' E:5 3/4'' | 3.6 |  |  | 8 | 10 | Center Lock-Up |  |  |  |  | 5.75 |  | No |  | No | [21 empty] | OB UP:4 1/4'' OB DOWN:5 3/4'' |  |  |  | 6.5 | Black/White |  |  | Hardwired | 0 | 0 | 0 | 1 | 1 | 0 | 0 | 0 | 0 | 0 | 0 | 785652052675 | 13 | 10.5 | 7.5 | 4.6 | 0.592 | 125 | Yes | [9 empty] | cETL Wet | CERAMIC 1L SCONCE-714 | One Light Outdoor Wall Lantern |  | 8304801EN3-714.jpg | 8304801.jpg
83057-12 | One Light Outdoor Wall / Ceiling Mount | Bayside outdoor lighting fixtures from Sea Gull Lighting are crafted from high quality and durable polycarbonate for efficient design and long-lasting endurance. Bayside features incandescent and ENERGY STAR-qualified LED lighting fixtures. Offered in White Polycarbonate and Black Polycarbonate, the assortment includes five sizes of wall and/or ceiling mount enclosed fixtures, all of which come with Frosted Ribbed diffusers. Several styles can be mounted vertically or horizontally. Several styles are also ADA Compliant. | OUTDOOR | Bayside | Outdoor Lighting | Black | 12 | Polycarbonate |  |  |  | Frosted Ribbed Polycarbonate | 1 Medium A19 75w |  | 1 | No | [14 empty] | 0 | [12 empty] | 41.48 | 82.96 | 124.44 | D:10'' H:5'' E:5'' | 1.6 | 10 |  |  | 5 | Cap Nuts |  |  |  |  | 5 |  | No |  | No | [21 empty] | OB UP:5'' Round |  |  |  | 6.5 | Black/White |  |  | Hardwired | 0 | 0 | 0 | 0 | 1 | 0 | 0 | 1 | 0 | 0 | 1 | 785652184918 | 10.5 | 10.5 | 6 | 2 | 0.383 | 175 | Yes | 12 | 10785652184915 | 22.5 | 19 | 22 | 27.3 | 5.443 | Yes | UL Wet | cUL Wet | BAYSIDE 1L WALL / CEILING-12 | One Light Outdoor Wall / Ceiling Mount | Interglobal: FE351-I75-BF | 83057-12.jpg | 83057.jpg
83057-15 | One Light Outdoor Wall / Ceiling Mount | Bayside outdoor lighting fixtures from Sea Gull Lighting are crafted from high quality and durable polycarbonate for efficient design and long-lasting endurance. Bayside features incandescent and ENERGY STAR-qualified LED lighting fixtures. Offered in White Polycarbonate and Black Polycarbonate, the assortment includes five sizes of wall and/or ceiling mount enclosed fixtures, all of which come with Frosted Ribbed diffusers. Several styles can be mounted vertically or horizontally. Several styles are also ADA Compliant. | OUTDOOR | Bayside | Outdoor Lighting | White | 15 | Polycarbonate |  |  |  | Frosted Ribbed Polycarbonate | 1 Medium A19 75w |  | 1 | No | [14 empty] | 0 | [12 empty] | 41.48 | 82.96 | 124.44 | D:10'' H:5'' E:5'' | 1.6 | 10 |  |  | 5 | Cap Nuts |  |  |  |  | 5 |  | No |  | No | [21 empty] | OB UP:5'' Round |  |  |  | 6.5 | Black/White |  |  | Hardwired | 0 | 0 | 0 | 0 | 1 | 0 | 0 | 1 | 0 | 0 | 1 | 785652184901 | 10.5 | 10.5 | 6 | 2 | 0.383 | 175 | Yes | 12 | 10785652184908 | 22.5 | 19 | 22 | 27.3 | 5.443 | Yes | UL Wet | cUL Wet | BAYSIDE 1L WALL / CEILING-15 | One Light Outdoor Wall / Ceiling Mount | Interglobal: FE351-I75-WF | 83057-15.jpg | 83057.jpg
83057EN3-12 | One Light Outdoor Wall / Ceiling Mount | Bayside outdoor lighting fixtures from Sea Gull Lighting are crafted from high quality and durable polycarbonate for efficient design and long-lasting endurance. Bayside features incandescent and ENERGY STAR-qualified LED lighting fixtures. Offered in White Polycarbonate and Black Polycarbonate, the assortment includes five sizes of wall and/or ceiling mount enclosed fixtures, all of which come with Frosted Ribbed diffusers. Several styles can be mounted vertically or horizontally. Several styles are also ADA Compliant. | OUTDOOR | Bayside | Outdoor Lighting | Black | 12 | Polycarbonate |  |  |  | Frosted Ribbed Polycarbonate | 1 Medium A19 9.3w |  | 1 | Yes | [14 empty] | 0 | [12 empty] | 45.98 | 91.96 | 137.94 | D:10'' H:5'' E:5'' | 1.6 | 10 |  |  | 5 | Cap Nuts |  |  |  |  | 5 |  | No |  | No | [21 empty] | OB UP:5'' Round |  |  |  | 6.5 | Black/White |  |  | Hardwired | 0 | 0 | 0 | 1 | 1 | 0 | 0 | 0 | 0 | 0 | 1 | 785652052705 | 10.5 | 10.5 | 6 | 2 | 0.383 | 175 | Yes | 12 | 10785652052702 | 22.5 | 19 | 22 | 27.3 | 5.443 | Yes | UL Wet | cUL Wet | BAYSIDE 1L WALL / CEILING-12 | One Light Outdoor Wall / Ceiling Mount |  | 83057EN3-12.jpg | 83057.jpg
83057EN3-15 | One Light Outdoor Wall / Ceiling Mount | Bayside outdoor lighting fixtures from Sea Gull Lighting are crafted from high quality and durable polycarbonate for efficient design and long-lasting endurance. Bayside features incandescent and ENERGY STAR-qualified LED lighting fixtures. Offered in White Polycarbonate and Black Polycarbonate, the assortment includes five sizes of wall and/or ceiling mount enclosed fixtures, all of which come with Frosted Ribbed diffusers. Several styles can be mounted vertically or horizontally. Several styles are also ADA Compliant. | OUTDOOR | Bayside | Outdoor Lighting | White | 15 | Polycarbonate |  |  |  | Frosted Ribbed Polycarbonate | 1 Medium A19 9.3w |  | 1 | Yes | [14 empty] | 0 | [12 empty] | 45.98 | 91.96 | 137.94 | D:10'' H:5'' E:5'' | 1.6 | 10 |  |  | 5 | Cap Nuts |  |  |  |  | 5 |  | No |  | No | [21 empty] | OB UP:5'' Round |  |  |  | 6.5 | Black/White |  |  | Hardwired | 0 | 0 | 0 | 1 | 1 | 0 | 0 | 0 | 0 | 0 | 1 | 785652052712 | 10.5 | 10.5 | 6 | 2 | 0.383 | 175 | Yes | 12 | 10785652052719 | 22.5 | 19 | 22 | 27.3 | 5.443 | Yes | UL Wet | cUL Wet | BAYSIDE 1L WALL / CEILING-15 | One Light Outdoor Wall / Ceiling Mount |  | 83057EN3-15.jpg | 83057.jpg
8313801-10 | One Light Outdoor Wall Lantern | The Outdoor Cylinder collection of ceiling and wall mount fixtures from Sea Gull Lighting are designed to mold, direct and shape light right where you need it. Available in White, Bronze or Painted Brushed Nickel finishes, the assortment includes small and large one-light outdoor ceiling flush mounts, small and large one-light outdoor wall lanterns and small and large two-light outdoor wall lanterns. For many of the fixtures incandescent and ENERGY STAR-qualified LED lamping is available, and many easily convert to LED by purchasing LED replacement lamps sold separately. Now, fixtures with integrated LED lamping options are also available. | OUTDOOR | Outdoor Cylinders | Outdoor Lighting | Bronze | 10 | Aluminum |  |  |  |  | 1 Medium BR30 65w |  | 1 | No | [14 empty] | 0 | [12 empty] | 41.98 | 83.96 | 125.94 | W:5 1/8'' H:7 1/4'' E:7 7/8'' | 1.5 |  |  | 5.125 | 7.25 | Cap Nuts |  |  |  |  | 7.875 |  | No |  | No | [21 empty] | DP:2 7/8'' W:4 1/2'' H:4 1/2'' OB UP:2 5/8'' OB DOWN:4 5/8'' Square |  |  |  | 6 | Black/White |  |  | Hardwired | 0 | 0 | 0 | 0 | 1 | 0 | 0 | 1 | 0 | 0 | 0 | 785652273933 | 10 | 9.75 | 7 | 2.2 | 0.395 | 175 | Yes | 6 | 10785652273930 | 21.5 | 19.25 | 10.75 | 14.7 | 2.575 | Yes |  | cETL Wet | 5IN CYLINDER 1L LANTERN-10 | One Light Outdoor Wall Lantern |  | 8313801-10.jpg | 8313801.jpg
8313801-10/T | One Light Outdoor Turtle Friendly Wall Lantern | The Outdoor Cylinder collection of ceiling and wall mount fixtures from Sea Gull Lighting are designed to mold, direct and shape light right where you need it. Available in White, Bronze or Painted Brushed Nickel finishes, the assortment includes small and large one-light outdoor ceiling flush mounts, small and large one-light outdoor wall lanterns and small and large two-light outdoor wall lanterns. For many of the fixtures incandescent and ENERGY STAR-qualified LED lamping is available, and many easily convert to LED by purchasing LED replacement lamps sold separately. Now, fixtures with integrated LED lamping options are also available. | OUTDOOR | Outdoor Cylinders | Outdoor Lighting | Bronze | 10 | Aluminum |  |  |  |  | 1 Medium PAR20 7w |  | 1 | Yes | [14 empty] | 0 | [12 empty] | 68.95 | 137.9 | 206.85 | W:5 1/8'' H:7 1/4'' E:7 7/8'' | 1.5 |  |  | 5.125 | 7.25 | Cap Nuts |  |  |  |  | 7.875 |  | No |  | No | [21 empty] | DP:2 7/8'' W:4 1/2'' H:4 1/2'' OB UP:2 5/8'' OB DOWN:4 5/8'' Square |  |  |  | 6 | Black/White |  |  | Hardwired | 0 | 0 | 0 | 0 | 1 | 0 | 0 | 0 | 0 | 0 | 0 | 785652074493 | 10 | 9.75 | 7 | 2.2 | 0.395 | 175 | Yes | [9 empty] | cETL Wet | 5IN CYLINDER 1L LANTERN-10 | One Light Outdoor Turtle Friendly Wall Lantern |  | 8313801-10_T.jpg | 8313801.jpg
8313801-12 | Small One Light Outdoor Wall Lantern | The Outdoor Cylinder collection of ceiling and wall mount fixtures from Sea Gull Lighting are designed to mold, direct and shape light right where you need it. Available in White, Bronze or Painted Brushed Nickel finishes, the assortment includes small and large one-light outdoor ceiling flush mounts, small and large one-light outdoor wall lanterns and small and large two-light outdoor wall lanterns. For many of the fixtures incandescent and ENERGY STAR-qualified LED lamping is available, and many easily convert to LED by purchasing LED replacement lamps sold separately. Now, fixtures with integrated LED lamping options are also available. | OUTDOOR | Outdoor Cylinders | Outdoor Lighting | Black | 12 | Aluminum |  |  |  |  | 1 Medium BR30 65w |  | 1 | No | [14 empty] | 0 | [12 empty] | 41.98 | 83.96 | 125.94 | W:5 1/8'' H:7 1/4'' E:7 7/8'' | 1.5 |  |  | 5.125 | 7.25 | Cap Nuts |  |  |  |  | 7.875 |  | DP:2 7/8'' W:4 1/2'' H:4 1/2'' OB UP:2 5/8'' OB DOWN:4 5/8'' Square |  |  |  | 6 | Black/White |  |  | Hardwired | 0 | 0 | 0 | 0 | 1 | 0 | 0 | 1 | 0 | 0 | 0 | 785652079382 | 9.25 | 9.25 | 7 | 2.3 | 0.347 | 125 | Yes | 6 | 10785652079389 | 21.75 | 19.5 | 10.25 | 15.5 | 2.516 | Yes |  | cETL Wet | 5IN CYLINDER 1L LANTERN-12 | Small One Light Outdoor Wall Lantern |  | 8313801-12.jpg | 8313801.jpg
8313801-12/T | Small One Light Outdoor Turtle Friendly Wall Lantern | The Outdoor Cylinder collection of ceiling and wall mount fixtures from Sea Gull Lighting are designed to mold, direct and shape light right where you need it. Available in White, Bronze or Painted Brushed Nickel finishes, the assortment includes small and large one-light outdoor ceiling flush mounts, small and large one-light outdoor wall lanterns and small and large two-light outdoor wall lanterns. For many of the fixtures incandescent and ENERGY STAR-qualified LED lamping is available, and many easily convert to LED by purchasing LED replacement lamps sold separately. Now, fixtures with integrated LED lamping options are also available. | OUTDOOR | Outdoor Cylinders | Outdoor Lighting | Black | 12 | Aluminum |  |  |  |  | 1 Medium PAR20 7w |  | 1 | Yes | [14 empty] | 0 | [12 empty] | 68.95 | 137.9 | 206.85 | W:5 1/8'' H:7 1/4'' E:7 7/8'' | 1.5 |  |  | 5.125 | 7.25 | Cap Nuts |  |  |  |  | 7.875 |  | DP:2 7/8'' W:4 1/2'' H:4 1/2'' OB UP:2 5/8'' OB DOWN:4 5/8'' Square |  |  |  | 6 | Black/White |  |  | Hardwired | 0 | 0 | 0 | 0 | 1 | 0 | 0 | 0 | 0 | 0 | 0 | 785652086229 | 16.25 | 6.25 | 9 | 3.9 | 0.529 | 125 | Yes | [9 empty] | cETL Wet | 5IN CYLINDER 1L LANTERN-12 | Small One Light Outdoor Turtle Friendly Wall Lantern |  | 8313801-12/T.jpg | 8313801.jpg
8313801-15 | One Light Outdoor Wall Lantern | The Outdoor Cylinder collection of ceiling and wall mount fixtures from Sea Gull Lighting are designed to mold, direct and shape light right where you need it. Available in White, Bronze or Painted Brushed Nickel finishes, the assortment includes small and large one-light outdoor ceiling flush mounts, small and large one-light outdoor wall lanterns and small and large two-light outdoor wall lanterns. For many of the fixtures incandescent and ENERGY STAR-qualified LED lamping is available, and many easily convert to LED by purchasing LED replacement lamps sold separately. Now, fixtures with integrated LED lamping options are also available. | OUTDOOR | Outdoor Cylinders | Outdoor Lighting | White | 15 | Aluminum |  |  |  |  | 1 Medium BR30 65w |  | 1 | No | [14 empty] | 0 | [12 empty] | 41.98 | 83.96 | 125.94 | W:5 1/8'' H:7 1/4'' E:7 7/8'' | 1.5 |  |  | 5.125 | 7.25 | Cap Nuts |  |  |  |  | 7.875 |  | No |  | No | [21 empty] | DP:2 7/8'' W:4 1/2'' H:4 1/2'' OB UP:2 5/8'' OB DOWN:4 5/8'' Square |  |  |  | 6 | Black/White |  |  | Hardwired | 0 | 0 | 0 | 0 | 1 | 0 | 0 | 1 | 0 | 0 | 0 | 785652273940 | 10 | 9.75 | 7 | 2.2 | 0.395 | 175 | Yes | 6 | 10785652273947 | 21.5 | 19.25 | 10.75 | 14.7 | 2.575 | Yes |  | cETL Wet | 5IN CYLINDER 1L LANTERN-15 | One Light Outdoor Wall Lantern |  | 8313801-15.jpg | 8313801.jpg
8313801-15/T | One Light Outdoor Turtle Friendly Wall Lantern | The Outdoor Cylinder collection of ceiling and wall mount fixtures from Sea Gull Lighting are designed to mold, direct and shape light right where you need it. Available in White, Bronze or Painted Brushed Nickel finishes, the assortment includes small and large one-light outdoor ceiling flush mounts, small and large one-light outdoor wall lanterns and small and large two-light outdoor wall lanterns. For many of the fixtures incandescent and ENERGY STAR-qualified LED lamping is available, and many easily convert to LED by purchasing LED replacement lamps sold separately. Now, fixtures with integrated LED lamping options are also available. | OUTDOOR | Outdoor Cylinders | Outdoor Lighting | White | 15 | Aluminum |  |  |  |  | 1 Medium PAR20 7w |  | 1 | Yes | [14 empty] | 0 | [12 empty] | 68.95 | 137.9 | 206.85 | W:5 1/8'' H:7 1/4'' E:7 7/8'' | 1.5 |  |  | 5.125 | 7.25 | Cap Nuts |  |  |  |  | 7.875 |  | No |  | No | [21 empty] | DP:2 7/8'' W:4 1/2'' H:4 1/2'' OB UP:2 5/8'' OB DOWN:4 5/8'' Square |  |  |  | 6 | Black/White |  |  | Hardwired | 0 | 0 | 0 | 0 | 1 | 0 | 0 | 0 | 0 | 0 | 0 | 785652074509 | 10 | 9.75 | 7 | 2.2 | 0.395 | 175 | Yes | [9 empty] | cETL Wet | 5IN CYLINDER 1L LANTERN-15 | One Light Outdoor Turtle Friendly Wall Lantern |  | 8313801-15_T.jpg | 8313801.jpg
8313801-753 | One Light Outdoor Wall Lantern | The Outdoor Cylinder collection of ceiling and wall mount fixtures from Sea Gull Lighting are designed to mold, direct and shape light right where you need it. Available in White, Bronze or Painted Brushed Nickel finishes, the assortment includes small and large one-light outdoor ceiling flush mounts, small and large one-light outdoor wall lanterns and small and large two-light outdoor wall lanterns. For many of the fixtures incandescent and ENERGY STAR-qualified LED lamping is available, and many easily convert to LED by purchasing LED replacement lamps sold separately. Now, fixtures with integrated LED lamping options are also available. | OUTDOOR | Outdoor Cylinders | Outdoor Lighting | Painted Brushed Nickel | 753 | Aluminum |  |  |  |  | 1 Medium BR30 65w |  | 1 | No | [14 empty] | 0 | [12 empty] | 41.98 | 83.96 | 125.94 | W:5 1/8'' H:7 1/4'' E:7 7/8'' | 1.5 |  |  | 5.125 | 7.25 | Cap Nuts |  |  |  |  | 7.875 |  | No |  | No | [21 empty] | DP:2 7/8'' W:4 1/2'' H:4 1/2'' OB UP:2 5/8'' OB DOWN:4 5/8'' Square |  |  |  | 6 | Black/White |  |  | Hardwired | 0 | 0 | 0 | 0 | 1 | 0 | 0 | 1 | 0 | 0 | 0 | 785652273957 | 10 | 9.75 | 7 | 2.2 | 0.395 | 175 | Yes | 6 | 10785652273954 | 21.5 | 19.25 | 10.75 | 14.7 | 2.575 | Yes |  | cETL Wet | 5IN CYLINDER 1L LANTERN-753 | One Light Outdoor Wall Lantern |  | 8313801-753.jpg | 8313801.jpg
8313801-753/T | One Light Outdoor Turtle Friendly Wall Lantern | The Outdoor Cylinder collection of ceiling and wall mount fixtures from Sea Gull Lighting are designed to mold, direct and shape light right where you need it. Available in White, Bronze or Painted Brushed Nickel finishes, the assortment includes small and large one-light outdoor ceiling flush mounts, small and large one-light outdoor wall lanterns and small and large two-light outdoor wall lanterns. For many of the fixtures incandescent and ENERGY STAR-qualified LED lamping is available, and many easily convert to LED by purchasing LED replacement lamps sold separately. Now, fixtures with integrated LED lamping options are also available. | OUTDOOR | Outdoor Cylinders | Outdoor Lighting | Painted Brushed Nickel | 753 | Aluminum |  |  |  |  | 1 Medium PAR20 7w |  | 1 | Yes | [14 empty] | 0 | [12 empty] | 68.95 | 137.9 | 206.85 | W:5 1/8'' H:7 1/4'' E:7 7/8'' | 1.5 |  |  | 5.125 | 7.25 | Cap Nuts |  |  |  |  | 7.875 |  | No |  | No | [21 empty] | DP:2 7/8'' W:4 1/2'' H:4 1/2'' OB UP:2 5/8'' OB DOWN:4 5/8'' Square |  |  |  | 6 | Black/White |  |  | Hardwired | 0 | 0 | 0 | 0 | 1 | 0 | 0 | 0 | 0 | 0 | 0 | 785652074516 | 10 | 9.75 | 7 | 2.2 | 0.395 | 175 | Yes | [9 empty] | cETL Wet | 5IN CYLINDER 1L LANTERN-753 | One Light Outdoor Turtle Friendly Wall Lantern |  | 8313801-753_T.jpg | 8313801.jpg
8313801EN3-10 | One Light Outdoor Wall Lantern | The Outdoor Cylinder collection of ceiling and wall mount fixtures from Sea Gull Lighting are designed to mold, direct and shape light right where you need it. Available in White, Bronze or Painted Brushed Nickel finishes, the assortment includes small and large one-light outdoor ceiling flush mounts, small and large one-light outdoor wall lanterns and small and large two-light outdoor wall lanterns. For many of the fixtures incandescent and ENERGY STAR-qualified LED lamping is available, and many easily convert to LED by purchasing LED replacement lamps sold separately. Now, fixtures with integrated LED lamping options are also available. | OUTDOOR | Outdoor Cylinders | Outdoor Lighting | Bronze | 10 | Aluminum |  |  |  |  | 1 Medium A19 9.3w |  | 1 | Yes | [14 empty] | 0 | [12 empty] | 46.98 | 93.96 | 140.94 | W:5 1/8'' H:7 1/4'' E:7 7/8'' | 1.5 |  |  | 5.125 | 7.25 | Cap Nuts |  |  |  |  | 7.875 |  | No |  | No | [21 empty] | DP:2 7/8'' W:4 1/2'' H:4 1/2'' OB UP:2 5/8'' OB DOWN:4 5/8'' Square |  |  |  | 6 | Black/White |  |  | Hardwired | 0 | 0 | 0 | 1 | 1 | 0 | 0 | 0 | 0 | 0 | 0 | 785652052729 | 10 | 9.75 | 7 | 2.5 | 0.395 | 125 | Yes | 6 | 10785652052726 | 21.5 | 19.25 | 10.75 | 16.4 | 2.575 | Yes |  | cETL Wet | 5IN CYLINDER 1L LANTERN-10 | One Light Outdoor Wall Lantern |  | 8313801EN3-10.jpg | 8313801.jpg
8313801EN3-12 | One Light Outdoor Wall Lantern | The Outdoor Cylinder collection of ceiling and wall mount fixtures from Sea Gull Lighting are designed to mold, direct and shape light right where you need it. Available in White, Bronze or Painted Brushed Nickel finishes, the assortment includes small and large one-light outdoor ceiling flush mounts, small and large one-light outdoor wall lanterns and small and large two-light outdoor wall lanterns. For many of the fixtures incandescent and ENERGY STAR-qualified LED lamping is available, and many easily convert to LED by purchasing LED replacement lamps sold separately. Now, fixtures with integrated LED lamping options are also available. | OUTDOOR | Outdoor Cylinders | Outdoor Lighting | Black | 12 | Aluminum |  |  |  |  | 1 Medium A19 9.3w |  | 1 | Yes | [14 empty] | 0 | [12 empty] | 44.95 | 89.9 | 134.85 | W:5 1/8'' H:7 1/4'' E:7 7/8'' | 1.5 |  |  | 5.125 | 7.25 | Cap Nuts |  |  |  |  | 7.875 |  | No |  | No | [21 empty] | DP:2 7/8'' W:4 1/2'' H:4 1/2'' OB UP:2 5/8'' OB DOWN:4 5/8'' Square |  |  |  | 6 | Black/White |  |  | Hardwired | 0 | 0 | 0 | 1 | 1 | 0 | 0 | 0 | 0 | 0 | 0 | 785652083044 | 10 | 9.75 | 7 | 2.5 | 0.395 | 125 | Yes | [9 empty] | cETL Wet | 5IN CYLINDER 1L LANTERN-12 | One Light Outdoor Wall Lantern |  | 8313801EN3-12.jpg | 8313801EN3.jpg
8313801EN3-15 | One Light Outdoor Wall Lantern | The Outdoor Cylinder collection of ceiling and wall mount fixtures from Sea Gull Lighting are designed to mold, direct and shape light right where you need it. Available in White, Bronze or Painted Brushed Nickel finishes, the assortment includes small and large one-light outdoor ceiling flush mounts, small and large one-light outdoor wall lanterns and small and large two-light outdoor wall lanterns. For many of the fixtures incandescent and ENERGY STAR-qualified LED lamping is available, and many easily convert to LED by purchasing LED replacement lamps sold separately. Now, fixtures with integrated LED lamping options are also available. | OUTDOOR | Outdoor Cylinders | Outdoor Lighting | White | 15 | Aluminum |  |  |  |  | 1 Medium A19 9.3w |  | 1 | Yes | [14 empty] | 0 | [12 empty] | 46.98 | 93.96 | 140.94 | W:5 1/8'' H:7 1/4'' E:7 7/8'' | 1.5 |  |  | 5.125 | 7.25 | Cap Nuts |  |  |  |  | 7.875 |  | No |  | No | [21 empty] | DP:2 7/8'' W:4 1/2'' H:4 1/2'' OB UP:2 5/8'' OB DOWN:4 5/8'' Square |  |  |  | 6 | Black/White |  |  | Hardwired | 0 | 0 | 0 | 1 | 1 | 0 | 0 | 0 | 0 | 0 | 0 | 785652052736 | 10 | 9.75 | 7 | 2.2 | 0.395 | 175 | Yes | 6 | 10785652052733 | 21.5 | 19.25 | 10.75 | 14.7 | 2.575 | Yes |  | cETL Wet | 5IN CYLINDER 1L LANTERN-15 | One Light Outdoor Wall Lantern |  | 8313801EN3-15.jpg | 8313801.jpg
8313801EN3-753 | One Light Outdoor Wall Lantern | The Outdoor Cylinder collection of ceiling and wall mount fixtures from Sea Gull Lighting are designed to mold, direct and shape light right where you need it. Available in White, Bronze or Painted Brushed Nickel finishes, the assortment includes small and large one-light outdoor ceiling flush mounts, small and large one-light outdoor wall lanterns and small and large two-light outdoor wall lanterns. For many of the fixtures incandescent and ENERGY STAR-qualified LED lamping is available, and many easily convert to LED by purchasing LED replacement lamps sold separately. Now, fixtures with integrated LED lamping options are also available. | OUTDOOR | Outdoor Cylinders | Outdoor Lighting | Painted Brushed Nickel | 753 | Aluminum |  |  |  |  | 1 Medium A19 9.3w |  | 1 | Yes | [14 empty] | 0 | [12 empty] | 46.98 | 93.96 | 140.94 | W:5 1/8'' H:7 1/4'' E:7 7/8'' | 1.5 |  |  | 5.125 | 7.25 | Cap Nuts |  |  |  |  | 7.875 |  | No |  | No | [21 empty] | DP:2 7/8'' W:4 1/2'' H:4 1/2'' OB UP:2 5/8'' OB DOWN:4 5/8'' Square |  |  |  | 6 | Black/White |  |  | Hardwired | 0 | 0 | 0 | 1 | 1 | 0 | 0 | 0 | 0 | 0 | 0 | 785652052743 | 10 | 9.75 | 7 | 2.2 | 0.395 | 175 | Yes | 6 | 10785652052740 | 21.5 | 19.25 | 10.75 | 14.7 | 2.575 | Yes |  | cETL Wet | 5IN CYLINDER 1L LANTERN-753 | One Light Outdoor Wall Lantern |  | 8313801EN3-753.jpg | 8313801.jpg
8313802-10 | Two Light Outdoor Wall Lantern | The Outdoor Cylinder collection of ceiling and wall mount fixtures from Sea Gull Lighting are designed to mold, direct and shape light right where you need it. Available in White, Bronze or Painted Brushed Nickel finishes, the assortment includes small and large one-light outdoor ceiling flush mounts, small and large one-light outdoor wall lanterns and small and large two-light outdoor wall lanterns. For many of the fixtures incandescent and ENERGY STAR-qualified LED lamping is available, and many easily convert to LED by purchasing LED replacement lamps sold separately. Now, fixtures with integrated LED lamping options are also available. | OUTDOOR | Outdoor Cylinders | Outdoor Lighting | Bronze | 10 | Aluminum | Tempered Glass Glass |  |  |  | 2 Medium BR30 65w |  | 2 | No | [14 empty] | 0 | [12 empty] | 67.48 | 134.96 | 202.44 | W:5 1/8'' H:14 1/4'' E:7 7/8'' | 2.7 |  |  | 5.125 | 14.25 | Cap Nuts |  |  |  |  | 7.875 |  | No |  | No | [21 empty] | DP:2 7/8'' W:4 1/2'' H:4 1/2'' OB UP:7 1/8'' OB DOWN:7 1/8'' Square |  |  |  | 6 | Black/White |  |  | Hardwired | 0 | 0 | 0 | 0 | 1 | 0 | 0 | 1 | 0 | 0 | 0 | 785652273995 | 16.25 | 6.25 | 9 | 3.9 | 0.529 | 125 | Yes | 6 | 10785652273992 | 19.5 | 18.38 | 17.5 | 25.9 | 3.63 | Yes |  | cETL Wet | 5IN CYLINDER 2L LANTERN-10 | Two Light Outdoor Wall Lantern |  | 8313802-10.jpg | 8313802.jpg
8313802-12 | Two Light Outdoor Wall Lantern | The Outdoor Cylinder collection of ceiling and wall mount fixtures from Sea Gull Lighting are designed to mold, direct and shape light right where you need it. Available in White, Bronze or Painted Brushed Nickel finishes, the assortment includes small and large one-light outdoor ceiling flush mounts, small and large one-light outdoor wall lanterns and small and large two-light outdoor wall lanterns. For many of the fixtures incandescent and ENERGY STAR-qualified LED lamping is available, and many easily convert to LED by purchasing LED replacement lamps sold separately. Now, fixtures with integrated LED lamping options are also available. | OUTDOOR | Outdoor Cylinders | Outdoor Lighting | Black | 12 | Aluminum | Tempered Glass Glass |  |  |  | 2 Medium BR30 65w |  | 2 | No | [14 empty] | 0 | [12 empty] | 64.45 | 128.9 | 193.35 | W:5 1/8'' H:14 1/4'' E:7 7/8'' | 2.7 |  |  | 5.125 | 14.25 | Cap Nuts |  |  |  |  | 7.875 |  | No |  | No | [21 empty] | DP:2 7/8'' W:4 1/2'' H:4 1/2'' OB UP:7 1/8'' OB DOWN:7 1/8'' Square |  |  |  | 6 | Black/White |  |  | Hardwired | 0 | 0 | 0 | 0 | 1 | 0 | 0 | 1 | 0 | 0 | 0 | 785652079405 | 16.5 | 9 | 6.25 | 4 | 0.537 | 125 | Yes | 6 | 10785652079402 | [7 empty] | cETL Wet | 5IN CYLINDER 2L LANTERN-12 | Two Light Outdoor Wall Lantern |  | 8313802-12.jpg | 8313802.jpg
8313802-15 | Two Light Outdoor Wall Lantern | The Outdoor Cylinder collection of ceiling and wall mount fixtures from Sea Gull Lighting are designed to mold, direct and shape light right where you need it. Available in White, Bronze or Painted Brushed Nickel finishes, the assortment includes small and large one-light outdoor ceiling flush mounts, small and large one-light outdoor wall lanterns and small and large two-light outdoor wall lanterns. For many of the fixtures incandescent and ENERGY STAR-qualified LED lamping is available, and many easily convert to LED by purchasing LED replacement lamps sold separately. Now, fixtures with integrated LED lamping options are also available. | OUTDOOR | Outdoor Cylinders | Outdoor Lighting | White | 15 | Aluminum | Tempered Glass Glass |  |  |  | 2 Medium BR30 65w |  | 2 | No | [14 empty] | 0 | [12 empty] | 67.48 | 134.96 | 202.44 | W:5 1/8'' H:14 1/4'' E:7 7/8'' | 2.7 |  |  | 5.125 | 14.25 | Cap Nuts |  |  |  |  | 7.875 |  | No |  | No | [21 empty] | DP:2 7/8'' W:4 1/2'' H:4 1/2'' OB UP:7 1/8'' OB DOWN:7 1/8'' Square |  |  |  | 6 | Black/White |  |  | Hardwired | 0 | 0 | 0 | 0 | 1 | 0 | 0 | 1 | 0 | 0 | 0 | 785652274008 | 16.5 | 9 | 6.25 | 4 | 0.537 | 125 | Yes | 6 | 10785652274005 | 19.25 | 18.75 | 17.5 | 26 | 3.655 | Yes |  | cETL Wet | 5IN CYLINDER 2L LANTERN-15 | Two Light Outdoor Wall Lantern |  | 8313802-15.jpg | 8313802.jpg
8313802-753 | Two Light Outdoor Wall Lantern | The Outdoor Cylinder collection of ceiling and wall mount fixtures from Sea Gull Lighting are designed to mold, direct and shape light right where you need it. Available in White, Bronze or Painted Brushed Nickel finishes, the assortment includes small and large one-light outdoor ceiling flush mounts, small and large one-light outdoor wall lanterns and small and large two-light outdoor wall lanterns. For many of the fixtures incandescent and ENERGY STAR-qualified LED lamping is available, and many easily convert to LED by purchasing LED replacement lamps sold separately. Now, fixtures with integrated LED lamping options are also available. | OUTDOOR | Outdoor Cylinders | Outdoor Lighting | Painted Brushed Nickel | 753 | Aluminum | Tempered Glass Glass |  |  |  | 2 Medium BR30 65w |  | 2 | No | [14 empty] | 0 | [12 empty] | 67.48 | 134.96 | 202.44 | W:5 1/8'' H:14 1/4'' E:7 7/8'' | 2.7 |  |  | 5.125 | 14.25 | Cap Nuts |  |  |  |  | 7.875 |  | No |  | No | [21 empty] | DP:2 7/8'' W:4 1/2'' H:4 1/2'' OB UP:7 1/8'' OB DOWN:7 1/8'' Square |  |  |  | 6 | Black/White |  |  | Hardwired | 0 | 0 | 0 | 0 | 1 | 0 | 0 | 1 | 0 | 0 | 0 | 785652274015 | 16.5 | 9 | 6.25 | 4 | 0.537 | 125 | Yes | 6 | 10785652274012 | 19.25 | 18.75 | 17.5 | 26 | 3.655 | Yes |  | cETL Wet | 5IN CYLINDER 2L LANTERN-753 | Two Light Outdoor Wall Lantern |  | 8313802-753.jpg | 8313802.jpg
8313802EN3-10 | Two Light Outdoor Wall Lantern | The Outdoor Cylinder collection of ceiling and wall mount fixtures from Sea Gull Lighting are designed to mold, direct and shape light right where you need it. Available in White, Bronze or Painted Brushed Nickel finishes, the assortment includes small and large one-light outdoor ceiling flush mounts, small and large one-light outdoor wall lanterns and small and large two-light outdoor wall lanterns. For many of the fixtures incandescent and ENERGY STAR-qualified LED lamping is available, and many easily convert to LED by purchasing LED replacement lamps sold separately. Now, fixtures with integrated LED lamping options are also available. | OUTDOOR | Outdoor Cylinders | Outdoor Lighting | Bronze | 10 | Aluminum | Tempered Glass Glass |  |  |  | 2 Medium A19 9.3w |  | 2 | Yes | [14 empty] | 0 | [12 empty] | 74.98 | 149.96 | 224.94 | W:5 1/8'' H:14 1/4'' E:7 7/8'' | 2.7 |  |  | 5.125 | 14.25 | Cap Nuts |  |  |  |  | 7.875 |  | No |  | No | [21 empty] | DP:2 7/8'' W:4 1/2'' H:4 1/2'' OB UP:7 1/8'' OB DOWN:7 1/8'' Square |  |  |  | 6 | Black/White |  |  | Hardwired | 0 | 0 | 0 | 1 | 1 | 0 | 0 | 0 | 0 | 0 | 0 | 785652052750 | 16.25 | 6.25 | 9 | 3.9 | 0.529 | 125 | Yes | 6 | 10785652052757 | 19.5 | 18.5 | 17.5 | 25.9 | 3.653 | Yes |  | cETL Wet | 5IN CYLINDER 2L LANTERN-10 | Two Light Outdoor Wall Lantern |  | 8313802EN3-10.jpg | 8313802.jpg
8313802EN3-12 | Two Light Outdoor Wall Lantern | The Outdoor Cylinder collection of ceiling and wall mount fixtures from Sea Gull Lighting are designed to mold, direct and shape light right where you need it. Available in White, Bronze or Painted Brushed Nickel finishes, the assortment includes small and large one-light outdoor ceiling flush mounts, small and large one-light outdoor wall lanterns and small and large two-light outdoor wall lanterns. For many of the fixtures incandescent and ENERGY STAR-qualified LED lamping is available, and many easily convert to LED by purchasing LED replacement lamps sold separately. Now, fixtures with integrated LED lamping options are also available. | OUTDOOR | Outdoor Cylinders | Outdoor Lighting | Black | 12 | Aluminum | Tempered Glass Glass |  |  |  | 2 Medium A19 9.3w |  | 2 | Yes | [14 empty] | 0 | [12 empty] | 72.45 | 144.9 | 217.35 | W:5 1/8'' H:14 1/4'' E:7 7/8'' | 2.7 |  |  | 5.125 | 14.25 | Cap Nuts |  |  |  |  | 7.875 |  | No |  | No | [21 empty] | DP:2 7/8'' W:4 1/2'' H:4 1/2'' OB UP:7 1/8'' OB DOWN:7 1/8'' Square |  |  |  | 6 | Black/White |  |  | Hardwired | 0 | 0 | 0 | 1 | 1 | 0 | 0 | 0 | 0 | 0 | 0 | 785652083051 | 16.25 | 6.25 | 9 | 3.9 | 0.529 | 125 | Yes | [9 empty] | cETL Wet | 5IN CYLINDER 2L LANTERN-12 | Two Light Outdoor Wall Lantern |  | 8313802EN3-12.jpg | 8313802EN3.jpg
8313802EN3-15 | Two Light Outdoor Wall Lantern | The Outdoor Cylinder collection of ceiling and wall mount fixtures from Sea Gull Lighting are designed to mold, direct and shape light right where you need it. Available in White, Bronze or Painted Brushed Nickel finishes, the assortment includes small and large one-light outdoor ceiling flush mounts, small and large one-light outdoor wall lanterns and small and large two-light outdoor wall lanterns. For many of the fixtures incandescent and ENERGY STAR-qualified LED lamping is available, and many easily convert to LED by purchasing LED replacement lamps sold separately. Now, fixtures with integrated LED lamping options are also available. | OUTDOOR | Outdoor Cylinders | Outdoor Lighting | White | 15 | Aluminum | Tempered Glass Glass |  |  |  | 2 Medium A19 9.3w |  | 2 | Yes | [14 empty] | 0 | [12 empty] | 74.98 | 149.96 | 224.94 | W:5 1/8'' H:14 1/4'' E:7 7/8'' | 2.7 |  |  | 5.125 | 14.25 | Cap Nuts |  |  |  |  | 7.875 |  | No |  | No | [21 empty] | DP:2 7/8'' W:4 1/2'' H:4 1/2'' OB UP:7 1/8'' OB DOWN:7 1/8'' Square |  |  |  | 6 | Black/White |  |  | Hardwired | 0 | 0 | 0 | 1 | 1 | 0 | 0 | 0 | 0 | 0 | 0 | 785652052767 | 16.5 | 9 | 6.25 | 4 | 0.537 | 125 | Yes | 6 | 10785652052764 | 19.25 | 18.75 | 17.5 | 26 | 3.655 | Yes |  | cETL Wet | 5IN CYLINDER 2L LANTERN-15 | Two Light Outdoor Wall Lantern |  | 8313802EN3-15.jpg | 8313802.jpg
8313802EN3-753 | Two Light Outdoor Wall Lantern | The Outdoor Cylinder collection of ceiling and wall mount fixtures from Sea Gull Lighting are designed to mold, direct and shape light right where you need it. Available in White, Bronze or Painted Brushed Nickel finishes, the assortment includes small and large one-light outdoor ceiling flush mounts, small and large one-light outdoor wall lanterns and small and large two-light outdoor wall lanterns. For many of the fixtures incandescent and ENERGY STAR-qualified LED lamping is available, and many easily convert to LED by purchasing LED replacement lamps sold separately. Now, fixtures with integrated LED lamping options are also available. | OUTDOOR | Outdoor Cylinders | Outdoor Lighting | Painted Brushed Nickel | 753 | Aluminum | Tempered Glass Glass |  |  |  | 2 Medium A19 9.3w |  | 2 | Yes | [14 empty] | 0 | [12 empty] | 74.98 | 149.96 | 224.94 | W:5 1/8'' H:14 1/4'' E:7 7/8'' | 2.7 |  |  | 5.125 | 14.25 | Cap Nuts |  |  |  |  | 7.875 |  | No |  | No | [21 empty] | DP:2 7/8'' W:4 1/2'' H:4 1/2'' OB UP:7 1/8'' OB DOWN:7 1/8'' Square |  |  |  | 6 | Black/White |  |  | Hardwired | 0 | 0 | 0 | 1 | 1 | 0 | 0 | 0 | 0 | 0 | 0 | 785652052774 | 16.5 | 9 | 6.25 | 4 | 0.537 | 125 | Yes | 6 | 10785652052771 | 19.25 | 18.75 | 17.5 | 26 | 3.655 | Yes |  | cETL Wet | 5IN CYLINDER 2L LANTERN-753 | Two Light Outdoor Wall Lantern |  | 8313802EN3-753.jpg | 8313802.jpg
8313897S-10 | Small LED Wall Lantern | The Outdoor Cylinder collection of ceiling and wall mount fixtures from Sea Gull Lighting are designed to mold, direct and shape light right where you need it. Available in White, Bronze or Painted Brushed Nickel finishes, the assortment includes small and large one-light outdoor ceiling flush mounts, small and large one-light outdoor wall lanterns and small and large two-light outdoor wall lanterns. For many of the fixtures incandescent and ENERGY STAR-qualified LED lamping is available, and many easily convert to LED by purchasing LED replacement lamps sold separately. Now, fixtures with integrated LED lamping options are also available. | OUTDOOR | Outdoor Cylinders | Outdoor Lighting | Bronze | 10 | Aluminum | [6 empty] | 1 | No | 1000 | 2700 | 90 | 14 | 120 | 19 - Integrated | MODS - Modules |  | 5 | 100 | LED | 14 | 14 | 50000 | 0 | [12 empty] | 57.98 | 115.96 | 173.94 | W:5 1/8'' H:7 1/4'' E:7 7/8'' | 1.5 |  |  | 5.125 | 7.25 | Cap Nuts |  |  |  |  | 7.875 |  | No |  | No | [21 empty] | DP:2 7/8'' W:4 1/2'' H:4 1/2'' OB UP:2 5/8'' OB DOWN:4 5/8'' Square |  |  |  | 6 | Black/White |  |  | Hardwired | 0 | 0 | 0 | 0 | 1 | 0 | 0 | 0 | 0 | 0 | 0 | 785652063671 | 9.75 | 9.5 | 7.5 | 2.2 | 0.402 | 125 | Yes | 6 | 10785652063678 | 21.375 | 19.25 | 10.75 | 15.3 | 2.56 | Yes |  | cETL Wet | 5IN CYLINDER LED LANTERN-10 | Small LED Wall Lantern |  | 8313897S-10.jpg | 8313801.jpg
8313897S-15 | Small LED Wall Lantern | The Outdoor Cylinder collection of ceiling and wall mount fixtures from Sea Gull Lighting are designed to mold, direct and shape light right where you need it. Available in White, Bronze or Painted Brushed Nickel finishes, the assortment includes small and large one-light outdoor ceiling flush mounts, small and large one-light outdoor wall lanterns and small and large two-light outdoor wall lanterns. For many of the fixtures incandescent and ENERGY STAR-qualified LED lamping is available, and many easily convert to LED by purchasing LED replacement lamps sold separately. Now, fixtures with integrated LED lamping options are also available. | OUTDOOR | Outdoor Cylinders | Outdoor Lighting | White | 15 | Aluminum | [6 empty] | 1 | No | 1000 | 2700 | 90 | 14 | 120 | 19 - Integrated | MODS - Modules |  | 5 | 100 | LED | 14 | 14 | 50000 | 0 | [12 empty] | 57.98 | 115.96 | 173.94 | W:5 1/8'' H:7 1/4'' E:7 7/8'' | 1.5 |  |  | 5.125 | 7.25 | Cap Nuts |  |  |  |  | 7.875 |  | No |  | No | [21 empty] | DP:2 7/8'' W:4 1/2'' H:4 1/2'' OB UP:2 5/8'' OB DOWN:4 5/8'' Square |  |  |  | 6 | Black/White |  |  | Hardwired | 0 | 0 | 0 | 0 | 1 | 0 | 0 | 0 | 0 | 0 | 0 | 785652063688 | 9.75 | 9.5 | 7.5 | 2.3 | 0.402 | 125 | Yes | 6 | 10785652063685 | 21.75 | 19.25 | 10.75 | 15.7 | 2.605 | Yes |  | cETL Wet | 5IN CYLINDER LED LANTERN-15 | Small LED Wall Lantern |  | 8313897S-15.jpg | 8313801.jpg
8313897S-753 | Small LED Wall Lantern | The Outdoor Cylinder collection of ceiling and wall mount fixtures from Sea Gull Lighting are designed to mold, direct and shape light right where you need it. Available in White, Bronze or Painted Brushed Nickel finishes, the assortment includes small and large one-light outdoor ceiling flush mounts, small and large one-light outdoor wall lanterns and small and large two-light outdoor wall lanterns. For many of the fixtures incandescent and ENERGY STAR-qualified LED lamping is available, and many easily convert to LED by purchasing LED replacement lamps sold separately. Now, fixtures with integrated LED lamping options are also available. | OUTDOOR | Outdoor Cylinders | Outdoor Lighting | Painted Brushed Nickel | 753 | Aluminum | [6 empty] | 1 | No | 1000 | 2700 | 90 | 14 | 120 | 19 - Integrated | MODS - Modules |  | 5 | 100 | LED | 14 | 14 | 50000 | 0 | [12 empty] | 57.98 | 115.96 | 173.94 | W:5 1/8'' H:7 1/4'' E:7 7/8'' | 1.5 |  |  | 5.125 | 7.25 | Cap Nuts |  |  |  |  | 7.875 |  | No |  | No | [21 empty] | DP:2 7/8'' W:4 1/2'' H:4 1/2'' OB UP:2 5/8'' OB DOWN:4 5/8'' Square |  |  |  | 6 | Black/White |  |  | Hardwired | 0 | 0 | 0 | 0 | 1 | 0 | 0 | 0 | 0 | 0 | 0 | 785652063695 | 9.75 | 9.5 | 7.5 | 2.3 | 0.402 | 175 | Yes | 6 | 10785652063692 | 21.75 | 19.25 | 10.75 | 15.4 | 2.605 | Yes |  | cETL Wet | 5IN CYLINDER LED LANTERN-753 | Small LED Wall Lantern |  | 8313897S-753.jpg | 8313801.jpg
8313901-10 | Large One Light Outdoor Wall Lantern | The Outdoor Cylinder collection of ceiling and wall mount fixtures from Sea Gull Lighting are designed to mold, direct and shape light right where you need it. Available in White, Bronze or Painted Brushed Nickel finishes, the assortment includes small and large one-light outdoor ceiling flush mounts, small and large one-light outdoor wall lanterns and small and large two-light outdoor wall lanterns. For many of the fixtures incandescent and ENERGY STAR-qualified LED lamping is available, and many easily convert to LED by purchasing LED replacement lamps sold separately. Now, fixtures with integrated LED lamping options are also available. | OUTDOOR | Outdoor Cylinders | Outdoor Lighting | Bronze | 10 | Aluminum |  |  |  |  | 1 Medium BR40 100w |  | 1 | No | [14 empty] | 0 | [12 empty] | 49.98 | 99.96 | 149.94 | W:6'' H:9'' E:8 3/4'' | 2.8 |  |  | 6 | 9 | Cap Nuts |  |  |  |  | 8.75 |  | No |  | No | [21 empty] | DP:2 7/8'' W:4 1/2'' H:4 1/2'' OB UP:4 1/2'' OB DOWN:4 1/2'' Square |  |  |  | 6 | Black/White |  |  | Hardwired | 0 | 0 | 0 | 0 | 1 | 0 | 0 | 1 | 0 | 0 | 0 | 785652274022 | 10.5 | 10 | 7.5 | 3.9 | 0.456 | 100 | Yes | 6 | 10785652274029 | 22 | 20.75 | 11.5 | 25.7 | 3.038 | Yes |  | cETL Wet | 6IN CYLINDER 1L LANTERN-10 | Large One Light Outdoor Wall Lantern |  | 8313901-10.jpg | 8313901.jpg
8313901-10/T | Large One Light Outdoor Turtle Friendly Wall Lantern | The Outdoor Cylinder collection of ceiling and wall mount fixtures from Sea Gull Lighting are designed to mold, direct and shape light right where you need it. Available in White, Bronze or Painted Brushed Nickel finishes, the assortment includes small and large one-light outdoor ceiling flush mounts, small and large one-light outdoor wall lanterns and small and large two-light outdoor wall lanterns. For many of the fixtures incandescent and ENERGY STAR-qualified LED lamping is available, and many easily convert to LED by purchasing LED replacement lamps sold separately. Now, fixtures with integrated LED lamping options are also available. | OUTDOOR | Outdoor Cylinders | Outdoor Lighting | Bronze | 10 | Aluminum |  |  |  |  | 1 Medium PAR20 7w |  | 1 | Yes | [14 empty] | 0 | [12 empty] | 78.45 | 156.9 | 235.35 | W:6'' H:9'' E:8 3/4'' | 2.8 |  |  | 6 | 9 | Cap Nuts |  |  |  |  | 8.75 |  | No |  | No | [21 empty] | DP:2 7/8'' W:4 1/2'' H:4 1/2'' OB UP:4 1/2'' OB DOWN:4 1/2'' Square |  |  |  | 6 | Black/White |  |  | Hardwired | 0 | 0 | 0 | 0 | 1 | 0 | 0 | 0 | 0 | 0 | 0 | 785652074523 | 10.5 | 10 | 7.5 | 3.9 | 0.456 | 100 | Yes | 6 | 10785652074520 | 22 | 20.75 | 11.5 | 25.7 | 3.038 | Yes |  | cETL Wet | 6IN CYLINDER 1L LANTERN-10 | Large One Light Outdoor Turtle Friendly Wall Lantern |  | 8313901-10_T.jpg | 8313901.jpg
8313901-12 | Large One Light Outdoor Wall Lantern | The Outdoor Cylinder collection of ceiling and wall mount fixtures from Sea Gull Lighting are designed to mold, direct and shape light right where you need it. Available in White, Bronze or Painted Brushed Nickel finishes, the assortment includes small and large one-light outdoor ceiling flush mounts, small and large one-light outdoor wall lanterns and small and large two-light outdoor wall lanterns. For many of the fixtures incandescent and ENERGY STAR-qualified LED lamping is available, and many easily convert to LED by purchasing LED replacement lamps sold separately. Now, fixtures with integrated LED lamping options are also available. | OUTDOOR | Outdoor Cylinders | Outdoor Lighting | Black | 12 | Aluminum |  |  |  |  | 1 Medium BR40 100w |  | 1 | No | [14 empty] | 0 | [12 empty] | 49.98 | 99.96 | 149.94 | W:6'' H:9'' E:8 3/4'' | 2.8 |  |  | 6 | 9 | Cap Nuts |  |  |  |  | 8.75 |  | DP:2 7/8'' W:4 1/2'' H:4 1/2'' OB UP:4 1/2'' OB DOWN:4 1/2'' Square |  |  |  | 6 | Black/White |  |  | Hardwired | 0 | 0 | 0 | 0 | 1 | 0 | 0 | 1 | 0 | 0 | 0 | 785652079412 | 10 | 7.25 | 10.25 | 3.6 | 0.43 | 100 | Yes | 6 | 10785652079419 | 22 | 21 | 11 | 24 | 2.941 | Yes |  | cETL Wet | 6IN CYLINDER 1L LANTERN-12 | Large One Light Outdoor Wall Lantern |  | 8313901-12.jpg | 8313901.jpg
8313901-12/T | Large One Light Outdoor Turtle Friendly Wall Lantern | The Outdoor Cylinder collection of ceiling and wall mount fixtures from Sea Gull Lighting are designed to mold, direct and shape light right where you need it. Available in White, Bronze or Painted Brushed Nickel finishes, the assortment includes small and large one-light outdoor ceiling flush mounts, small and large one-light outdoor wall lanterns and small and large two-light outdoor wall lanterns. For many of the fixtures incandescent and ENERGY STAR-qualified LED lamping is available, and many easily convert to LED by purchasing LED replacement lamps sold separately. Now, fixtures with integrated LED lamping options are also available. | OUTDOOR | Outdoor Cylinders | Outdoor Lighting | Black | 12 | Aluminum |  |  |  |  | 1 Medium PAR20 7w |  | 1 | Yes | [14 empty] | 0 | [12 empty] | 78.45 | 156.9 | 235.35 | W:6'' H:9'' E:8 3/4'' | 2.8 |  |  | 6 | 9 | Cap Nuts |  |  |  |  | 8.75 |  | DP:2 7/8'' W:4 1/2'' H:4 1/2'' OB UP:4 1/2'' OB DOWN:4 1/2'' Square |  |  |  | 6 | Black/White |  |  | Hardwired | 0 | 0 | 0 | 0 | 1 | 0 | 0 | 0 | 0 | 0 | 0 | 785652086236 | 10.5 | 10 | 7.5 | 3.9 | 0.456 | 100 | Yes | [9 empty] | cETL Wet | 6IN CYLINDER 1L LANTERN-12 | Large One Light Outdoor Turtle Friendly Wall Lantern |  | 8313901-12/T.jpg | 8313901.jpg
8313901-15 | Large One Light Outdoor Wall Lantern | The Outdoor Cylinder collection of ceiling and wall mount fixtures from Sea Gull Lighting are designed to mold, direct and shape light right where you need it. Available in White, Bronze or Painted Brushed Nickel finishes, the assortment includes small and large one-light outdoor ceiling flush mounts, small and large one-light outdoor wall lanterns and small and large two-light outdoor wall lanterns. For many of the fixtures incandescent and ENERGY STAR-qualified LED lamping is available, and many easily convert to LED by purchasing LED replacement lamps sold separately. Now, fixtures with integrated LED lamping options are also available. | OUTDOOR | Outdoor Cylinders | Outdoor Lighting | White | 15 | Aluminum |  |  |  |  | 1 Medium BR40 100w |  | 1 | No | [14 empty] | 0 | [12 empty] | 49.98 | 99.96 | 149.94 | W:6'' H:9'' E:8 3/4'' | 2.8 |  |  | 6 | 9 | Cap Nuts |  |  |  |  | 8.75 |  | No |  | No | [21 empty] | DP:2 7/8'' W:4 1/2'' H:4 1/2'' OB UP:4 1/2'' OB DOWN:4 1/2'' Square |  |  |  | 6 | Black/White |  |  | Hardwired | 0 | 0 | 0 | 0 | 1 | 0 | 0 | 1 | 0 | 0 | 0 | 785652274039 | 10.5 | 9.5 | 7 | 3.9 | 0.404 | 100 | Yes | 6 | 10785652274036 | 12.38 | 9.5 | 6.78 | 3.45 | 0.461 | Yes |  | cETL Wet | 6IN CYLINDER 1L LANTERN-15 | Large One Light Outdoor Wall Lantern |  | 8313901-15.jpg | 8313901.jpg
8313901-15/T | Large One Light Outdoor Turtle Friendly Wall Lantern | The Outdoor Cylinder collection of ceiling and wall mount fixtures from Sea Gull Lighting are designed to mold, direct and shape light right where you need it. Available in White, Bronze or Painted Brushed Nickel finishes, the assortment includes small and large one-light outdoor ceiling flush mounts, small and large one-light outdoor wall lanterns and small and large two-light outdoor wall lanterns. For many of the fixtures incandescent and ENERGY STAR-qualified LED lamping is available, and many easily convert to LED by purchasing LED replacement lamps sold separately. Now, fixtures with integrated LED lamping options are also available. | OUTDOOR | Outdoor Cylinders | Outdoor Lighting | White | 15 | Aluminum |  |  |  |  | 1 Medium PAR20 7w |  | 1 | Yes | [14 empty] | 0 | [12 empty] | 78.45 | 156.9 | 235.35 | W:6'' H:9'' E:8 3/4'' | 2.8 |  |  | 6 | 9 | Cap Nuts |  |  |  |  | 8.75 |  | No |  | No | [21 empty] | DP:2 7/8'' W:4 1/2'' H:4 1/2'' OB UP:4 1/2'' OB DOWN:4 1/2'' Square |  |  |  | 6 | Black/White |  |  | Hardwired | 0 | 0 | 0 | 0 | 1 | 0 | 0 | 0 | 0 | 0 | 0 | 785652074530 | 10.5 | 9.5 | 7 | 3.9 | 0.404 | 100 | Yes | [9 empty] | cETL Wet | 6IN CYLINDER 1L LANTERN-15 | Large One Light Outdoor Turtle Friendly Wall Lantern |  | 8313901-15_T.jpg | 8313901.jpg
8313901-753 | Large One Light Outdoor Wall Lantern | The Outdoor Cylinder collection of ceiling and wall mount fixtures from Sea Gull Lighting are designed to mold, direct and shape light right where you need it. Available in White, Bronze or Painted Brushed Nickel finishes, the assortment includes small and large one-light outdoor ceiling flush mounts, small and large one-light outdoor wall lanterns and small and large two-light outdoor wall lanterns. For many of the fixtures incandescent and ENERGY STAR-qualified LED lamping is available, and many easily convert to LED by purchasing LED replacement lamps sold separately. Now, fixtures with integrated LED lamping options are also available. | OUTDOOR | Outdoor Cylinders | Outdoor Lighting | Painted Brushed Nickel | 753 | Aluminum |  |  |  |  | 1 Medium BR40 100w |  | 1 | No | [14 empty] | 0 | [12 empty] | 49.98 | 99.96 | 149.94 | W:6'' H:9'' E:8 3/4'' | 2.8 |  |  | 6 | 9 | Cap Nuts |  |  |  |  | 8.75 |  | No |  | No | [21 empty] | DP:2 7/8'' W:4 1/2'' H:4 1/2'' OB UP:4 1/2'' OB DOWN:4 1/2'' Square |  |  |  | 6 | Black/White |  |  | Hardwired | 0 | 0 | 0 | 0 | 1 | 0 | 0 | 1 | 0 | 0 | 0 | 785652274046 | 10.5 | 7 | 10 | 3.8 | 0.425 | 100 | Yes | 6 | 10785652274043 | 21.5 | 20.8 | 11.5 | 24.8 | 2.976 | Yes |  | cETL Wet | 6IN CYLINDER 1L LANTERN-753 | Large One Light Outdoor Wall Lantern |  | 8313901-753.jpg | 8313901.jpg
8313901-753/T | Large One Light Outdoor Turtle Friendly Wall Lantern | The Outdoor Cylinder collection of ceiling and wall mount fixtures from Sea Gull Lighting are designed to mold, direct and shape light right where you need it. Available in White, Bronze or Painted Brushed Nickel finishes, the assortment includes small and large one-light outdoor ceiling flush mounts, small and large one-light outdoor wall lanterns and small and large two-light outdoor wall lanterns. For many of the fixtures incandescent and ENERGY STAR-qualified LED lamping is available, and many easily convert to LED by purchasing LED replacement lamps sold separately. Now, fixtures with integrated LED lamping options are also available. | OUTDOOR | Outdoor Cylinders | Outdoor Lighting | Painted Brushed Nickel | 753 | Aluminum |  |  |  |  | 1 Medium PAR20 7w |  | 1 | Yes | [14 empty] | 0 | [12 empty] | 78.45 | 156.9 | 235.35 | W:6'' H:9'' E:8 3/4'' | 2.8 |  |  | 6 | 9 | Cap Nuts |  |  |  |  | 8.75 |  | No |  | No | [21 empty] | DP:2 7/8'' W:4 1/2'' H:4 1/2'' OB UP:4 1/2'' OB DOWN:4 1/2'' Square |  |  |  | 6 | Black/White |  |  | Hardwired | 0 | 0 | 0 | 0 | 1 | 0 | 0 | 0 | 0 | 0 | 0 | 785652074547 | 10.5 | 7 | 10 | 3.8 | 0.425 | 100 | Yes | [9 empty] | cETL Wet | 6IN CYLINDER 1L LANTERN-753 | Large One Light Outdoor Turtle Friendly Wall Lantern |  | 8313901-753_T.jpg | 8313901.jpg
8313901EN3-10 | Large One Light Outdoor Wall Lantern | The Outdoor Cylinder collection of ceiling and wall mount fixtures from Sea Gull Lighting are designed to mold, direct and shape light right where you need it. Available in White, Bronze or Painted Brushed Nickel finishes, the assortment includes small and large one-light outdoor ceiling flush mounts, small and large one-light outdoor wall lanterns and small and large two-light outdoor wall lanterns. For many of the fixtures incandescent and ENERGY STAR-qualified LED lamping is available, and many easily convert to LED by purchasing LED replacement lamps sold separately. Now, fixtures with integrated LED lamping options are also available. | OUTDOOR | Outdoor Cylinders | Outdoor Lighting | Bronze | 10 | Aluminum |  |  |  |  | 1 Medium A19 9.3w |  | 1 | Yes | [14 empty] | 0 | [12 empty] | 56.98 | 113.96 | 170.94 | W:6'' H:9'' E:8 3/4'' | 2.8 |  |  | 6 | 9 | Cap Nuts |  |  |  |  | 8.75 |  | No |  | No | [21 empty] | DP:2 7/8'' W:4 1/2'' H:4 1/2'' OB UP:4 1/2'' OB DOWN:4 1/2'' Square |  |  |  | 6 | Black/White |  |  | Hardwired | 0 | 0 | 0 | 1 | 1 | 0 | 0 | 0 | 0 | 0 | 0 | 785652044250 | 10.5 | 10 | 7.5 | 3.9 | 0.456 | 100 | Yes | 6 | 10785652044257 | 22 | 20.75 | 11.5 | 25.7 | 3.038 | Yes |  | cETL Wet | 6IN CYLINDER 1L LANTERN-10 | Large One Light Outdoor Wall Lantern |  | 8313901EN3-10.jpg | 8313901.jpg
8313901EN3-12 | Large One Light Outdoor Wall Lantern | The Outdoor Cylinder collection of ceiling and wall mount fixtures from Sea Gull Lighting are designed to mold, direct and shape light right where you need it. Available in White, Bronze or Painted Brushed Nickel finishes, the assortment includes small and large one-light outdoor ceiling flush mounts, small and large one-light outdoor wall lanterns and small and large two-light outdoor wall lanterns. For many of the fixtures incandescent and ENERGY STAR-qualified LED lamping is available, and many easily convert to LED by purchasing LED replacement lamps sold separately. Now, fixtures with integrated LED lamping options are also available. | OUTDOOR | Outdoor Cylinders | Outdoor Lighting | Black | 12 | Aluminum |  |  |  |  | 1 Medium A19 9.3w |  | 1 | Yes | [14 empty] | 0 | [12 empty] | 54.45 | 108.9 | 163.35 | W:6'' H:9'' E:8 3/4'' | 2.8 |  |  | 6 | 9 | Cap Nuts |  |  |  |  | 8.75 |  | No |  | No | [21 empty] | DP:2 7/8'' W:4 1/2'' H:4 1/2'' OB UP:4 1/2'' OB DOWN:4 1/2'' Square |  |  |  | 6 | Black/White |  |  | Hardwired | 0 | 0 | 0 | 1 | 1 | 0 | 0 | 0 | 0 | 0 | 0 | 785652083068 | 10.5 | 10 | 7.5 | 3.9 | 0.456 | 100 | Yes | [9 empty] | cETL Wet | 6IN CYLINDER 1L LANTERN-12 | Large One Light Outdoor Wall Lantern |  | 8313901EN3-12.jpg | 8313901EN3.jpg
8313901EN3-15 | Large One Light Outdoor Wall Lantern | The Outdoor Cylinder collection of ceiling and wall mount fixtures from Sea Gull Lighting are designed to mold, direct and shape light right where you need it. Available in White, Bronze or Painted Brushed Nickel finishes, the assortment includes small and large one-light outdoor ceiling flush mounts, small and large one-light outdoor wall lanterns and small and large two-light outdoor wall lanterns. For many of the fixtures incandescent and ENERGY STAR-qualified LED lamping is available, and many easily convert to LED by purchasing LED replacement lamps sold separately. Now, fixtures with integrated LED lamping options are also available. | OUTDOOR | Outdoor Cylinders | Outdoor Lighting | White | 15 | Aluminum |  |  |  |  | 1 Medium A19 9.3w |  | 1 | Yes | [14 empty] | 0 | [12 empty] | 56.98 | 113.96 | 170.94 | W:6'' H:9'' E:8 3/4'' | 2.8 |  |  | 6 | 9 | Cap Nuts |  |  |  |  | 8.75 |  | No |  | No | [21 empty] | DP:2 7/8'' W:4 1/2'' H:4 1/2'' OB UP:4 1/2'' OB DOWN:4 1/2'' Square |  |  |  | 6 | Black/White |  |  | Hardwired | 0 | 0 | 0 | 1 | 1 | 0 | 0 | 0 | 0 | 0 | 0 | 785652044267 | 10.5 | 9.5 | 7 | 3.9 | 0.404 | 100 | Yes | 6 | 10785652044264 | 22 | 20.75 | 11.5 | 25.7 | 3.038 | Yes |  | cETL Wet | 6IN CYLINDER 1L LANTERN-15 | Large One Light Outdoor Wall Lantern |  | 8313901EN3-15.jpg | 8313901.jpg
8313901EN3-753 | Large One Light Outdoor Wall Lantern | The Outdoor Cylinder collection of ceiling and wall mount fixtures from Sea Gull Lighting are designed to mold, direct and shape light right where you need it. Available in White, Bronze or Painted Brushed Nickel finishes, the assortment includes small and large one-light outdoor ceiling flush mounts, small and large one-light outdoor wall lanterns and small and large two-light outdoor wall lanterns. For many of the fixtures incandescent and ENERGY STAR-qualified LED lamping is available, and many easily convert to LED by purchasing LED replacement lamps sold separately. Now, fixtures with integrated LED lamping options are also available. | OUTDOOR | Outdoor Cylinders | Outdoor Lighting | Painted Brushed Nickel | 753 | Aluminum |  |  |  |  | 1 Medium A19 9.3w |  | 1 | Yes | [14 empty] | 0 | [12 empty] | 56.98 | 113.96 | 170.94 | W:6'' H:9'' E:8 3/4'' | 2.8 |  |  | 6 | 9 | Cap Nuts |  |  |  |  | 8.75 |  | No |  | No | [21 empty] | DP:2 7/8'' W:4 1/2'' H:4 1/2'' OB UP:4 1/2'' OB DOWN:4 1/2'' Square |  |  |  | 6 | Black/White |  |  | Hardwired | 0 | 0 | 0 | 1 | 1 | 0 | 0 | 0 | 0 | 0 | 0 | 785652044274 | 10 | 9.75 | 7 | 2.2 | 0.395 | 175 | Yes | 6 | 10785652044271 | 21.5 | 19.25 | 10.75 | 14.7 | 2.575 | Yes |  | cETL Wet | 6IN CYLINDER 1L LANTERN-753 | Large One Light Outdoor Wall Lantern |  | 8313901EN3-753.jpg | 8313901.jpg
8313902-10 | Large Two Light Outdoor Wall Lantern | The Outdoor Cylinder collection of ceiling and wall mount fixtures from Sea Gull Lighting are designed to mold, direct and shape light right where you need it. Available in White, Bronze or Painted Brushed Nickel finishes, the assortment includes small and large one-light outdoor ceiling flush mounts, small and large one-light outdoor wall lanterns and small and large two-light outdoor wall lanterns. For many of the fixtures incandescent and ENERGY STAR-qualified LED lamping is available, and many easily convert to LED by purchasing LED replacement lamps sold separately. Now, fixtures with integrated LED lamping options are also available. | OUTDOOR | Outdoor Cylinders | Outdoor Lighting | Bronze | 10 | Aluminum | Tempered Glass Glass |  |  |  | 2 Medium BR40 100w |  | 2 | No | [14 empty] | 0 | [12 empty] | 74.98 | 149.96 | 224.94 | W:6'' H:18 1/4'' E:8 3/4'' | 4.3 |  |  | 6 | 18.25 | Cap Nuts |  |  |  |  | 8.75 |  | No |  | No | [21 empty] | DP:2 7/8'' W:4 1/2'' H:4 1/2'' OB UP:9 1/8'' OB DOWN:9 1/8'' Square |  |  |  | 6 | Black/White |  |  | Hardwired | 0 | 0 | 0 | 0 | 1 | 0 | 0 | 1 | 0 | 0 | 0 | 785652274084 | 20.6 | 7 | 9.8 | 6.2 | 0.818 | 125 | Yes | 4 | 10785652274081 | 21.5 | 14.5 | 19.75 | 26.8 | 3.563 | Yes |  | cETL Wet | 6IN CYLINDER 2L LANTERN-10 | Large Two Light Outdoor Wall Lantern |  | 8313902-10.jpg | 8313902.jpg
8313902-12 | Large Two Light Outdoor Wall Lantern | The Outdoor Cylinder collection of ceiling and wall mount fixtures from Sea Gull Lighting are designed to mold, direct and shape light right where you need it. Available in White, Bronze or Painted Brushed Nickel finishes, the assortment includes small and large one-light outdoor ceiling flush mounts, small and large one-light outdoor wall lanterns and small and large two-light outdoor wall lanterns. For many of the fixtures incandescent and ENERGY STAR-qualified LED lamping is available, and many easily convert to LED by purchasing LED replacement lamps sold separately. Now, fixtures with integrated LED lamping options are also available. | OUTDOOR | Outdoor Cylinders | Outdoor Lighting | Black | 12 | Aluminum | Tempered Glass Glass |  |  |  | 2 Medium BR40 100w |  | 2 | No | [14 empty] | 0 | [12 empty] | 74.45 | 148.9 | 223.35 | W:6'' H:18 1/4'' E:8 3/4'' | 4.3 |  |  | 6 | 18.25 | Cap Nuts |  |  |  |  | 8.75 |  | No |  | No | [21 empty] | DP:2 7/8'' W:4 1/2'' H:4 1/2'' OB UP:9 1/8'' OB DOWN:9 1/8'' Square |  |  |  | 6 | Black/White |  |  | Hardwired | 0 | 0 | 0 | 0 | 1 | 0 | 0 | 1 | 0 | 0 | 0 | 785652079429 | 20.6 | 7 | 9.8 | 6.3 | 0.818 | 125 | Yes | 4 | 10785652079426 | [7 empty] | cETL Wet | 6IN CYLINDER 2L LANTERN-12 | Large Two Light Outdoor Wall Lantern |  | 8313902-12.jpg | 8313902.jpg
8313902-15 | Large Two Light Outdoor Wall Lantern | The Outdoor Cylinder collection of ceiling and wall mount fixtures from Sea Gull Lighting are designed to mold, direct and shape light right where you need it. Available in White, Bronze or Painted Brushed Nickel finishes, the assortment includes small and large one-light outdoor ceiling flush mounts, small and large one-light outdoor wall lanterns and small and large two-light outdoor wall lanterns. For many of the fixtures incandescent and ENERGY STAR-qualified LED lamping is available, and many easily convert to LED by purchasing LED replacement lamps sold separately. Now, fixtures with integrated LED lamping options are also available. | OUTDOOR | Outdoor Cylinders | Outdoor Lighting | White | 15 | Aluminum | Tempered Glass Glass |  |  |  | 2 Medium BR40 100w |  | 2 | No | [14 empty] | 0 | [12 empty] | 74.98 | 149.96 | 224.94 | W:6'' H:18 1/4'' E:8 3/4'' | 4.3 |  |  | 6 | 18.25 | Cap Nuts |  |  |  |  | 8.75 |  | No |  | No | [21 empty] | DP:2 7/8'' W:4 1/2'' H:4 1/2'' OB UP:9 1/8'' OB DOWN:9 1/8'' Square |  |  |  | 6 | Black/White |  |  | Hardwired | 0 | 0 | 0 | 0 | 1 | 0 | 0 | 1 | 0 | 0 | 0 | 785652274091 | 20.6 | 7 | 9.8 | 6.3 | 0.818 | 125 | Yes | 4 | 10785652274098 | 21.5 | 14.5 | 19.75 | 26.9 | 3.563 | Yes |  | cETL Wet | 6IN CYLINDER 2L LANTERN-15 | Large Two Light Outdoor Wall Lantern |  | 8313902-15.jpg | 8313902.jpg
8313902-753 | Large Two Light Outdoor Wall Lantern | The Outdoor Cylinder collection of ceiling and wall mount fixtures from Sea Gull Lighting are designed to mold, direct and shape light right where you need it. Available in White, Bronze or Painted Brushed Nickel finishes, the assortment includes small and large one-light outdoor ceiling flush mounts, small and large one-light outdoor wall lanterns and small and large two-light outdoor wall lanterns. For many of the fixtures incandescent and ENERGY STAR-qualified LED lamping is available, and many easily convert to LED by purchasing LED replacement lamps sold separately. Now, fixtures with integrated LED lamping options are also available. | OUTDOOR | Outdoor Cylinders | Outdoor Lighting | Painted Brushed Nickel | 753 | Aluminum | Tempered Glass Glass |  |  |  | 2 Medium BR40 100w |  | 2 | No | [14 empty] | 0 | [12 empty] | 74.98 | 149.96 | 224.94 | W:6'' H:18 1/4'' E:8 3/4'' | 4.3 |  |  | 6 | 18.25 | Cap Nuts |  |  |  |  | 8.75 |  | No |  | No | [21 empty] | DP:2 7/8'' W:4 1/2'' H:4 1/2'' OB UP:9 1/8'' OB DOWN:9 1/8'' Square |  |  |  | 6 | Black/White |  |  | Hardwired | 0 | 0 | 0 | 0 | 1 | 0 | 0 | 1 | 0 | 0 | 0 | 785652274107 | 20 | 9.5 | 7 | 6.3 | 0.77 | 100 | Yes | 4 | 10785652274104 | 21.25 | 19.75 | 14.5 | 27 | 3.522 | Yes |  | cETL Wet | 6IN CYLINDER 2L LANTERN-753 | Large Two Light Outdoor Wall Lantern |  | 8313902-753.jpg | 8313902.jpg
8313902EN3-10 | Large Two Light Outdoor Wall Lantern | The Outdoor Cylinder collection of ceiling and wall mount fixtures from Sea Gull Lighting are designed to mold, direct and shape light right where you need it. Available in White, Bronze or Painted Brushed Nickel finishes, the assortment includes small and large one-light outdoor ceiling flush mounts, small and large one-light outdoor wall lanterns and small and large two-light outdoor wall lanterns. For many of the fixtures incandescent and ENERGY STAR-qualified LED lamping is available, and many easily convert to LED by purchasing LED replacement lamps sold separately. Now, fixtures with integrated LED lamping options are also available. | OUTDOOR | Outdoor Cylinders | Outdoor Lighting | Bronze | 10 | Aluminum | Tempered Glass Glass |  |  |  | 2 Medium A19 9.3w |  | 2 | Yes | [14 empty] | 0 | [12 empty] | 85.48 | 170.96 | 256.44 | W:6'' H:18 1/4'' E:8 3/4'' | 4.3 |  |  | 6 | 18.25 | Cap Nuts |  |  |  |  | 8.75 |  | No |  | No | [21 empty] | DP:2 7/8'' W:4 1/2'' H:4 1/2'' OB UP:9 1/8'' OB DOWN:9 1/8'' Square |  |  |  | 6 | Black/White |  |  | Hardwired | 0 | 0 | 0 | 1 | 1 | 0 | 0 | 0 | 0 | 0 | 0 | 785652052781 | 20.6 | 7 | 9.8 | 6.2 | 0.818 | 125 | Yes | 4 | 10785652052788 | 21.5 | 14.5 | 19.75 | 26.8 | 3.563 | Yes |  | cETL Wet | 6IN CYLINDER 2L LANTERN-10 | Large Two Light Outdoor Wall Lantern |  | 8313902EN3-10.jpg | 8313902.jpg
8313902EN3-12 | Large Two Light Outdoor Wall Lantern | The Outdoor Cylinder collection of ceiling and wall mount fixtures from Sea Gull Lighting are designed to mold, direct and shape light right where you need it. Available in White, Bronze or Painted Brushed Nickel finishes, the assortment includes small and large one-light outdoor ceiling flush mounts, small and large one-light outdoor wall lanterns and small and large two-light outdoor wall lanterns. For many of the fixtures incandescent and ENERGY STAR-qualified LED lamping is available, and many easily convert to LED by purchasing LED replacement lamps sold separately. Now, fixtures with integrated LED lamping options are also available. | OUTDOOR | Outdoor Cylinders | Outdoor Lighting | Black | 12 | Aluminum | Tempered Glass Glass |  |  |  | 2 Medium A19 9.3w |  | 2 | Yes | [14 empty] | 0 | [12 empty] | 81.95 | 163.9 | 245.85 | W:6'' H:18 1/4'' E:8 3/4'' | 4.3 |  |  | 6 | 18.25 | Cap Nuts |  |  |  |  | 8.75 |  | No |  | No | [21 empty] | DP:2 7/8'' W:4 1/2'' H:4 1/2'' OB UP:9 1/8'' OB DOWN:9 1/8'' Square |  |  |  | 6 | Black/White |  |  | Hardwired | 0 | 0 | 0 | 1 | 1 | 0 | 0 | 0 | 0 | 0 | 0 | 785652083075 | 20.6 | 7 | 9.8 | 6.2 | 0.818 | 125 | Yes | [9 empty] | cETL Wet | 6IN CYLINDER 2L LANTERN-12 | Large Two Light Outdoor Wall Lantern |  | 8313902EN3-12.jpg | 8313902EN3.jpg
8313902EN3-15 | Large Two Light Outdoor Wall Lantern | The Outdoor Cylinder collection of ceiling and wall mount fixtures from Sea Gull Lighting are designed to mold, direct and shape light right where you need it. Available in White, Bronze or Painted Brushed Nickel finishes, the assortment includes small and large one-light outdoor ceiling flush mounts, small and large one-light outdoor wall lanterns and small and large two-light outdoor wall lanterns. For many of the fixtures incandescent and ENERGY STAR-qualified LED lamping is available, and many easily convert to LED by purchasing LED replacement lamps sold separately. Now, fixtures with integrated LED lamping options are also available. | OUTDOOR | Outdoor Cylinders | Outdoor Lighting | White | 15 | Aluminum | Tempered Glass Glass |  |  |  | 2 Medium A19 9.3w |  | 2 | Yes | [14 empty] | 0 | [12 empty] | 85.48 | 170.96 | 256.44 | W:6'' H:18 1/4'' E:8 3/4'' | 4.3 |  |  | 6 | 18.25 | Cap Nuts |  |  |  |  | 8.75 |  | No |  | No | [21 empty] | DP:2 7/8'' W:4 1/2'' H:4 1/2'' OB UP:9 1/8'' OB DOWN:9 1/8'' Square |  |  |  | 6 | Black/White |  |  | Hardwired | 0 | 0 | 0 | 1 | 1 | 0 | 0 | 0 | 0 | 0 | 0 | 785652052798 | 20.6 | 7 | 9.8 | 6.3 | 0.818 | 125 | Yes | 4 | 10785652052795 | 21.5 | 14.5 | 19.75 | 26.9 | 3.563 | Yes |  | cETL Wet | 6IN CYLINDER 2L LANTERN-15 | Large Two Light Outdoor Wall Lantern |  | 8313902EN3-15.jpg | 8313902.jpg
8313902EN3-753 | Large Two Light Outdoor Wall Lantern | The Outdoor Cylinder collection of ceiling and wall mount fixtures from Sea Gull Lighting are designed to mold, direct and shape light right where you need it. Available in White, Bronze or Painted Brushed Nickel finishes, the assortment includes small and large one-light outdoor ceiling flush mounts, small and large one-light outdoor wall lanterns and small and large two-light outdoor wall lanterns. For many of the fixtures incandescent and ENERGY STAR-qualified LED lamping is available, and many easily convert to LED by purchasing LED replacement lamps sold separately. Now, fixtures with integrated LED lamping options are also available. | OUTDOOR | Outdoor Cylinders | Outdoor Lighting | Painted Brushed Nickel | 753 | Aluminum | Tempered Glass Glass |  |  |  | 2 Medium A19 9.3w |  | 2 | Yes | [14 empty] | 0 | [12 empty] | 85.48 | 170.96 | 256.44 | W:6'' H:18 1/4'' E:8 3/4'' | 4.3 |  |  | 6 | 18.25 | Cap Nuts |  |  |  |  | 8.75 |  | No |  | No | [21 empty] | DP:2 7/8'' W:4 1/2'' H:4 1/2'' OB UP:9 1/8'' OB DOWN:9 1/8'' Square |  |  |  | 6 | Black/White |  |  | Hardwired | 0 | 0 | 0 | 1 | 1 | 0 | 0 | 0 | 0 | 0 | 0 | 785652052804 | 20 | 9.5 | 7 | 6.3 | 0.77 | 100 | Yes | 4 | 10785652052801 | 21.25 | 19.75 | 14.5 | 27 | 3.522 | Yes |  | cETL Wet | 6IN CYLINDER 2L LANTERN-753 | Large Two Light Outdoor Wall Lantern |  | 8313902EN3-753.jpg | 8313902.jpg
8313997S-10 | Large LED Wall Lantern | The Outdoor Cylinder collection of ceiling and wall mount fixtures from Sea Gull Lighting are designed to mold, direct and shape light right where you need it. Available in White, Bronze or Painted Brushed Nickel finishes, the assortment includes small and large one-light outdoor ceiling flush mounts, small and large one-light outdoor wall lanterns and small and large two-light outdoor wall lanterns. For many of the fixtures incandescent and ENERGY STAR-qualified LED lamping is available, and many easily convert to LED by purchasing LED replacement lamps sold separately. Now, fixtures with integrated LED lamping options are also available. | OUTDOOR | Outdoor Cylinders | Outdoor Lighting | Bronze | 10 | Aluminum | [6 empty] | 1 | No | 1000 | 2700 | 90 | 14 | 120 | 19 - Integrated | MODS - Modules |  | 5 | 100 | LED | 14 | 14 | 50000 | 0 | [12 empty] | 69.48 | 138.96 | 208.44 | W:6'' H:9'' E:8 3/4'' | 2.8 |  |  | 6 | 9 | Cap Nuts |  |  |  |  | 8.75 |  | No |  | No | [21 empty] | DP:2 7/8'' W:4 1/2'' H:4 1/2'' OB UP:4 1/2'' OB DOWN:4 1/2'' Square |  |  |  | 6 | Black/White |  |  | Hardwired | 0 | 0 | 0 | 0 | 1 | 0 | 0 | 0 | 0 | 0 | 0 | 785652063701 | 10.75 | 7 | 10 | 3.8 | 0.435 | 100 | Yes | 6 | 10785652063708 | 22 | 21 | 12 | 24.7 | 3.208 | Yes |  | cETL Wet | 6IN CYLINDER LED LANTERN-10 | Large LED Wall Lantern |  | 8313997S-10.jpg | 8313901.jpg
8313997S-15 | Large LED Wall Lantern | The Outdoor Cylinder collection of ceiling and wall mount fixtures from Sea Gull Lighting are designed to mold, direct and shape light right where you need it. Available in White, Bronze or Painted Brushed Nickel finishes, the assortment includes small and large one-light outdoor ceiling flush mounts, small and large one-light outdoor wall lanterns and small and large two-light outdoor wall lanterns. For many of the fixtures incandescent and ENERGY STAR-qualified LED lamping is available, and many easily convert to LED by purchasing LED replacement lamps sold separately. Now, fixtures with integrated LED lamping options are also available. | OUTDOOR | Outdoor Cylinders | Outdoor Lighting | White | 15 | Aluminum | [6 empty] | 1 | No | 1000 | 2700 | 90 | 14 | 120 | 19 - Integrated | MODS - Modules |  | 5 | 100 | LED | 14 | 14 | 50000 | 0 | [12 empty] | 69.48 | 138.96 | 208.44 | W:6'' H:9'' E:8 3/4'' | 2.8 |  |  | 6 | 9 | Cap Nuts |  |  |  |  | 8.75 |  | No |  | No | [21 empty] | DP:2 7/8'' W:4 1/2'' H:4 1/2'' OB UP:4 1/2'' OB DOWN:4 1/2'' Square |  |  |  | 6 | Black/White |  |  | Hardwired | 0 | 0 | 0 | 0 | 1 | 0 | 0 | 0 | 0 | 0 | 0 | 785652063718 | 10.75 | 7 | 10 | 3.8 | 0.435 | 100 | Yes | 6 | 10785652063715 | 22 | 21 | 12 | 24.7 | 3.208 | Yes |  | cETL Wet | 6IN CYLINDER LED LANTERN-15 | Large LED Wall Lantern |  | 8313997S-15.jpg | 8313901.jpg
8313997S-753 | Large LED Wall Lantern | The Outdoor Cylinder collection of ceiling and wall mount fixtures from Sea Gull Lighting are designed to mold, direct and shape light right where you need it. Available in White, Bronze or Painted Brushed Nickel finishes, the assortment includes small and large one-light outdoor ceiling flush mounts, small and large one-light outdoor wall lanterns and small and large two-light outdoor wall lanterns. For many of the fixtures incandescent and ENERGY STAR-qualified LED lamping is available, and many easily convert to LED by purchasing LED replacement lamps sold separately. Now, fixtures with integrated LED lamping options are also available. | OUTDOOR | Outdoor Cylinders | Outdoor Lighting | Painted Brushed Nickel | 753 | Aluminum | [6 empty] | 1 | No | 1000 | 2700 | 90 | 14 | 120 | 19 - Integrated | MODS - Modules |  | 5 | 100 | LED | 14 | 14 | 50000 | 0 | [12 empty] | 69.48 | 138.96 | 208.44 | W:6'' H:9'' E:8 3/4'' | 2.8 |  |  | 6 | 9 | Cap Nuts |  |  |  |  | 8.75 |  | No |  | No | [21 empty] | DP:2 7/8'' W:4 1/2'' H:4 1/2'' OB UP:4 1/2'' OB DOWN:4 1/2'' Square |  |  |  | 6 | Black/White |  |  | Hardwired | 0 | 0 | 0 | 0 | 1 | 0 | 0 | 0 | 0 | 0 | 0 | 785652063725 | 10.75 | 7 | 10 | 3.8 | 0.435 | 100 | Yes | 6 | 10785652063722 | 22 | 21 | 12 | 24.7 | 3.208 | Yes |  | cETL Wet | 6IN CYLINDER LED LANTERN-753 | Large LED Wall Lantern |  | 8313997S-753.jpg | 8313901.jpg
8335-12 | One Light Outdoor Wall Lantern | Bayside outdoor lighting fixtures from Sea Gull Lighting are crafted from high quality and durable polycarbonate for efficient design and long-lasting endurance. Bayside features incandescent and ENERGY STAR-qualified LED lighting fixtures. Offered in White Polycarbonate and Black Polycarbonate, the assortment includes five sizes of wall and/or ceiling mount enclosed fixtures, all of which come with Frosted Ribbed diffusers. Several styles can be mounted vertically or horizontally. Several styles are also ADA Compliant. | OUTDOOR | Bayside | Outdoor Lighting | Black | 12 | Polycarbonate |  |  |  | Frosted Ribbed Polycarbonate | 1 Medium A19 60w |  | 1 | No | [14 empty] | 0 | [12 empty] | 33.48 | 66.96 | 100.44 | L:10'' H:5'' E:3 3/4'' | 1.2 |  | 10 |  | 5 | Single Cap Nut |  |  |  |  | 3.75 |  | No |  | No | [21 empty] | OB UP:2 1/2'' Oval |  |  |  | 6.5 | Black/White |  |  | Hardwired | 1 | 0 | 0 | 0 | 1 | 0 | 0 | 1 | 0 | 0 | 0 | 785652207648 | 10.75 | 5.25 | 6.75 | 1.4 | 0.22 | 125 | Yes | 6 | 10785652207645 | 15.75 | 14.25 | 12 | 9.5 | 1.559 | Yes | UL Wet | cUL Wet | BAYSIDE 1L WALL LANTERN-12 | One Light Outdoor Wall Lantern | Reference Interglobal # FE101-I60-BF | 8335-12.jpg | 8335.jpg
8335-15 | One Light Outdoor Wall Lantern | Bayside outdoor lighting fixtures from Sea Gull Lighting are crafted from high quality and durable polycarbonate for efficient design and long-lasting endurance. Bayside features incandescent and ENERGY STAR-qualified LED lighting fixtures. Offered in White Polycarbonate and Black Polycarbonate, the assortment includes five sizes of wall and/or ceiling mount enclosed fixtures, all of which come with Frosted Ribbed diffusers. Several styles can be mounted vertically or horizontally. Several styles are also ADA Compliant. | OUTDOOR | Bayside | Outdoor Lighting | White | 15 | Polycarbonate |  |  |  | Frosted Ribbed Polycarbonate | 1 Medium A19 60w |  | 1 | No | [14 empty] | 0 | [12 empty] | 33.48 | 66.96 | 100.44 | L:10'' H:5'' E:3 3/4'' | 1.2 |  | 10 |  | 5 | Single Cap Nut |  |  |  |  | 3.75 |  | No |  | No | [21 empty] | OB UP:2 1/2'' Oval |  |  |  | 6.5 | Black/White |  |  | Hardwired | 1 | 0 | 0 | 0 | 1 | 0 | 0 | 1 | 0 | 0 | 0 | 785652035579 | 10.75 | 5 | 6.5 | 1.2 | 0.202 | 125 | Yes | 6 | 10785652035576 | 16 | 14 | 11.75 | 9.1 | 1.523 | Yes | UL Wet | cUL Wet | BAYSIDE 1L WALL LANTERN-15 | One Light Outdoor Wall Lantern | Reference LPC item #: 75708151600 Also IG # FE101-I60-WF | 8335-15.jpg | 8335.jpg
8335EN3-12 | One Light Outdoor Wall Lantern | Bayside outdoor lighting fixtures from Sea Gull Lighting are crafted from high quality and durable polycarbonate for efficient design and long-lasting endurance. Bayside features incandescent and ENERGY STAR-qualified LED lighting fixtures. Offered in White Polycarbonate and Black Polycarbonate, the assortment includes five sizes of wall and/or ceiling mount enclosed fixtures, all of which come with Frosted Ribbed diffusers. Several styles can be mounted vertically or horizontally. Several styles are also ADA Compliant. | OUTDOOR | Bayside | Outdoor Lighting | Black | 12 | Polycarbonate |  |  |  | Frosted Ribbed Polycarbonate | 1 Medium A19 9.3w |  | 1 | Yes | [14 empty] | 0 | [12 empty] | 37.48 | 74.96 | 112.44 | L:10'' W:5'' H:3 3/4'' E:3 3/4'' | 1.2 |  | 10 | 5 | 3.75 | Single Cap Nut |  |  |  |  | 3.75 |  | No |  | No | [21 empty] | OB UP:2 1/2'' Oval |  |  |  | 6.5 | Black/White |  |  | Hardwired | 1 | 0 | 0 | 1 | 1 | 0 | 0 | 0 | 0 | 0 | 0 | 785652052811 | 10.75 | 5.25 | 6.75 | 1.4 | 0.22 | 125 | Yes | 6 | 10785652052818 | 15.75 | 14.25 | 12 | 9.5 | 1.559 | Yes | UL Wet | cUL Wet | BAYSIDE 1L WALL LANTERN-12 | One Light Outdoor Wall Lantern |  | 8335EN3-12.jpg | 8335.jpg
8335EN3-15 | One Light Outdoor Wall Lantern | Bayside outdoor lighting fixtures from Sea Gull Lighting are crafted from high quality and durable polycarbonate for efficient design and long-lasting endurance. Bayside features incandescent and ENERGY STAR-qualified LED lighting fixtures. Offered in White Polycarbonate and Black Polycarbonate, the assortment includes five sizes of wall and/or ceiling mount enclosed fixtures, all of which come with Frosted Ribbed diffusers. Several styles can be mounted vertically or horizontally. Several styles are also ADA Compliant. | OUTDOOR | Bayside | Outdoor Lighting | White | 15 | Polycarbonate |  |  |  | Frosted Ribbed Polycarbonate | 1 Medium A19 9.3w |  | 1 | Yes | [14 empty] | 0 | [12 empty] | 37.48 | 74.96 | 112.44 | L:10'' W:5'' H:3 3/4'' E:3 3/4'' | 1.2 |  | 10 | 5 | 3.75 | Single Cap Nut |  |  |  |  | 3.75 |  | No |  | No | [21 empty] | OB UP:2 1/2'' Oval |  |  |  | 6.5 | Black/White |  |  | Hardwired | 1 | 0 | 0 | 1 | 1 | 0 | 0 | 0 | 0 | 0 | 0 | 785652052828 | 10.75 | 1 | 6.5 | 1.2 | 0.04 | 65 | Yes | 6 | 10785652052825 | 16 | 14 | 11.75 | 9.1 | 1.523 | Yes | UL Wet | cUL Wet | BAYSIDE 1L WALL LANTERN-15 | One Light Outdoor Wall Lantern |  | 8335EN3-15.jpg | 8335.jpg
8338701-12 | Small One Light Downlight Outdoor Wall Lantern | The Sevier outdoor collection by Sea Gull Lighting brings timeless design to new heights with its traditional design details found in classic outdoor fixtures as well as an open bottom for easy maintenance. Made of durable cast aluminum, a multi-level crown, top finial and stepped-edge back plate complete the traditional look. Offered in Antique Bronze or Black finish, both with Clear glass, the collection includes a one-light outdoor pendant, one-light post lantern, a large one-light uplight outdoor wall lantern, a small one-light uplight outdoor wall lantern, a small one-light downlight outdoor wall lantern, and a large one-light downlight outdoor wall lantern. | OUTDOOR | Sevier | Outdoor Lighting | Black | 12 |  | Clear Glass | W:2.125" H:6" |  |  | 1 Medium A19 100w |  | 1 | No | [14 empty] | 0 | [12 empty] | 27.98 | 55.96 | 83.94 | W:6 1/2'' H:12 1/2'' E:7 3/4'' |  |  |  | 6.5 | 12.5 | Cap Nuts |  |  |  |  | 7.75 |  | No |  | No | [21 empty] | DP:7/8'' W:4 1/2'' H:5 3/8'' OB UP:2 3/4'' OB DOWN:9 3/4'' |  |  |  | 6.5 | Black/White |  |  | Hardwired | 0 | 0 | 0 | 0 | 1 | 0 | 0 | 1 | 0 | 0 | 0 | 785652027550 | 16 | 10.25 | 9.25 | 3.3 | 0.878 | 250 | Yes | [9 empty] | cETL Wet | SEVIER 1L LANTERN-12 | Small One Light Downlight Outdoor Wall Lantern |  | 8338701-12.png | 8338701.jpg
8338701-71 | Small One Light Downlight Outdoor Wall Lantern | The Sevier outdoor collection by Sea Gull Lighting brings timeless design to new heights with its traditional design details found in classic outdoor fixtures as well as an open bottom for easy maintenance. Made of durable cast aluminum, a multi-level crown, top finial and stepped-edge back plate complete the traditional look. Offered in Antique Bronze or Black finish, both with Clear glass, the collection includes a one-light outdoor pendant, one-light post lantern, a large one-light uplight outdoor wall lantern, a small one-light uplight outdoor wall lantern, a small one-light downlight outdoor wall lantern, and a large one-light downlight outdoor wall lantern. | OUTDOOR | Sevier | Outdoor Lighting | Antique Bronze | 71 |  | Clear Glass | W:2.125" H:6" |  |  | 1 Medium A19 100w |  | 1 | No | [14 empty] | 0 | [12 empty] | 27.98 | 55.96 | 83.94 | W:6 1/2'' H:12 1/2'' E:7 3/4'' |  |  |  | 6.5 | 12.5 | Cap Nuts |  |  |  |  | 7.75 |  | No |  | No | [21 empty] | DP:7/8'' W:4 1/2'' H:5 3/8'' OB UP:2 3/4'' OB DOWN:9 3/4'' |  |  |  | 6.5 | Black/White |  |  | Hardwired | 0 | 0 | 0 | 0 | 1 | 0 | 0 | 1 | 0 | 0 | 0 | 785652027611 | 16 | 10.25 | 9.25 | 3.3 | 0.878 | 250 | Yes | [9 empty] | cETL Wet | SEVIER 1L LANTERN-71 | Small One Light Downlight Outdoor Wall Lantern |  | 8338701-71.png | 8338701.jpg
8338751-12 | Small One Light Downlight Outdoor Wall Lantern | The Sevier outdoor collection by Sea Gull Lighting brings timeless design to new heights with its traditional design details found in classic outdoor fixtures as well as an open bottom for easy maintenance. Made of durable cast aluminum, a multi-level crown, top finial and stepped-edge back plate complete the traditional look. Offered in Antique Bronze or Black finish, both with Clear glass, the collection includes a one-light outdoor pendant, one-light post lantern, a large one-light uplight outdoor wall lantern, a small one-light uplight outdoor wall lantern, a small one-light downlight outdoor wall lantern, and a large one-light downlight outdoor wall lantern. | OUTDOOR | Sevier | Outdoor Lighting | Black | 12 |  | Satin Etched Glass | W:2.125" H:6" |  |  | 1 Medium A19 100w |  | 1 | No | [14 empty] | 0 | [12 empty] | 26.45 | 52.9 | 79.35 | W:6 1/2'' H:12 1/2'' E:7 3/4'' |  |  |  | 6.5 | 12.5 | Cap Nuts |  |  |  |  | 7.75 |  | No |  | No | [21 empty] | DP:7/8'' W:4 1/2'' H:5 3/8'' OB UP:2 3/4'' OB DOWN:9 3/4'' |  |  |  | 6.5 | Black/White |  |  | Hardwired | 0 | 0 | 0 | 0 | 1 | 0 | 0 | 1 | 0 | 0 | 0 | 785652056116 | 16 | 10.25 | 9.25 | 3.3 | 0.878 | 250 | Yes | [9 empty] | cETL Wet | SEVIER 1L LANTERN-12 | Small One Light Downlight Outdoor Wall Lantern |  | 8338751-12.jpg | 8338751.jpg
8338751-71 | Small One Light Downlight Outdoor Wall Lantern | The Sevier outdoor collection by Sea Gull Lighting brings timeless design to new heights with its traditional design details found in classic outdoor fixtures as well as an open bottom for easy maintenance. Made of durable cast aluminum, a multi-level crown, top finial and stepped-edge back plate complete the traditional look. Offered in Antique Bronze or Black finish, both with Clear glass, the collection includes a one-light outdoor pendant, one-light post lantern, a large one-light uplight outdoor wall lantern, a small one-light uplight outdoor wall lantern, a small one-light downlight outdoor wall lantern, and a large one-light downlight outdoor wall lantern. | OUTDOOR | Sevier | Outdoor Lighting | Antique Bronze | 71 |  | Satin Etched Glass | W:2.125" H:6" |  |  | 1 Medium A19 100w |  | 1 | No | [14 empty] | 0 | [12 empty] | 26.45 | 52.9 | 79.35 | W:6 1/2'' H:12 1/2'' E:7 3/4'' |  |  |  | 6.5 | 12.5 | Cap Nuts |  |  |  |  | 7.75 |  | No |  | No | [21 empty] | DP:7/8'' W:4 1/2'' H:5 3/8'' OB UP:2 3/4'' OB DOWN:9 3/4'' |  |  |  | 6.5 | Black/White |  |  | Hardwired | 0 | 0 | 0 | 0 | 1 | 0 | 0 | 1 | 0 | 0 | 0 | 785652056123 | 16 | 10.25 | 9.25 | 3.3 | 0.878 | 250 | Yes | [9 empty] | cETL Wet | SEVIER 1L LANTERN-71 | Small One Light Downlight Outdoor Wall Lantern |  | 8338751-71.jpg | 8338751.jpg
8338751EN3-12 | Small One Light Downlight Outdoor Wall Lantern | The Sevier outdoor collection by Sea Gull Lighting brings timeless design to new heights with its traditional design details found in classic outdoor fixtures as well as an open bottom for easy maintenance. Made of durable cast aluminum, a multi-level crown, top finial and stepped-edge back plate complete the traditional look. Offered in Antique Bronze or Black finish, both with Clear glass, the collection includes a one-light outdoor pendant, one-light post lantern, a large one-light uplight outdoor wall lantern, a small one-light uplight outdoor wall lantern, a small one-light downlight outdoor wall lantern, and a large one-light downlight outdoor wall lantern. | OUTDOOR | Sevier | Outdoor Lighting | Black | 12 |  | Satin Etched Glass | W:2.125" H:6" |  |  | 1 Medium A19 9.3w |  | 1 | Yes | [14 empty] | 0 | [12 empty] | 31.45 | 62.9 | 94.35 | W:6 1/2'' H:12 1/2'' E:7 3/4'' |  |  |  | 6.5 | 12.5 | Cap Nuts |  |  |  |  | 7.75 |  | No |  | No | [21 empty] | DP:7/8'' W:4 1/2'' H:5 3/8'' OB UP:2 3/4'' OB DOWN:9 3/4'' |  |  |  | 6.5 | Black/White |  |  | Hardwired | 0 | 0 | 0 | 1 | 1 | 0 | 0 | 0 | 0 | 0 | 0 | 785652056239 | 16 | 10.25 | 9.25 | 3.3 | 0.878 | 250 | Yes | [9 empty] | cETL Wet | SEVIER 1L LANTERN-12 | Small One Light Downlight Outdoor Wall Lantern |  | 8338751EN3-12.jpg | 8338751EN3.jpg
8338751EN3-71 | Small One Light Downlight Outdoor Wall Lantern | The Sevier outdoor collection by Sea Gull Lighting brings timeless design to new heights with its traditional design details found in classic outdoor fixtures as well as an open bottom for easy maintenance. Made of durable cast aluminum, a multi-level crown, top finial and stepped-edge back plate complete the traditional look. Offered in Antique Bronze or Black finish, both with Clear glass, the collection includes a one-light outdoor pendant, one-light post lantern, a large one-light uplight outdoor wall lantern, a small one-light uplight outdoor wall lantern, a small one-light downlight outdoor wall lantern, and a large one-light downlight outdoor wall lantern. | OUTDOOR | Sevier | Outdoor Lighting | Antique Bronze | 71 |  | Satin Etched Glass | W:2.125" H:6" |  |  | 1 Medium A19 9.3w |  | 1 | Yes | [14 empty] | 0 | [12 empty] | 31.45 | 62.9 | 94.35 | W:6 1/2'' H:12 1/2'' E:7 3/4'' |  |  |  | 6.5 | 12.5 | Cap Nuts |  |  |  |  | 7.75 |  | No |  | No | [21 empty] | DP:7/8'' W:4 1/2'' H:5 3/8'' OB UP:2 3/4'' OB DOWN:9 3/4'' |  |  |  | 6.5 | Black/White |  |  | Hardwired | 0 | 0 | 0 | 1 | 1 | 0 | 0 | 0 | 0 | 0 | 0 | 785652056246 | 16 | 10.25 | 9.25 | 3.3 | 0.878 | 250 | Yes | [9 empty] | cETL Wet | SEVIER 1L LANTERN-71 | Small One Light Downlight Outdoor Wall Lantern |  | 8338751EN3-71.jpg | 8338751EN3.jpg
84029-12 | One Light Outdoor Wall Lantern | Kent outdoor lighting fixtures by Sea Gull Lighting are crafted in die-cast aluminum for added durability to withstand harsh weather conditions. The traditional styling inspired by antique gas lanterns is offered in either Oxford Bronze with Clear Seeded glass, Black finish with Clear Beveled glass, and both finishes with Satin Etched glass. The assortment includes small and large one-light outdoor wall lanterns (with a flat bottom), as well as an additional design of small and large one-light outdoor wall lanterns (with finial on top and bottom) which can be mounted up or down, a one-light outdoor semi-flush convertible pendant and a one-light outdoor post lantern. Both incandescent lamping and ENERGY STAR-qualified LED lamping (for those fixtures with the Satin Etched glass) are available for most of the fixtures, and some can easily convert to LED by purchasing LED replacement lamps sold separately. | OUTDOOR | Kent | Outdoor Lighting | Black | 12 | Die Cast Aluminum | Clear Beveled Glass |  |  |  | 1 Medium A19 100w |  | 1 | No | [14 empty] | 0 | [12 empty] | 33.48 | 66.96 | 100.44 | W:6 1/2'' H:11 1/2'' E:8 1/2'' | 3.5 |  |  | 6.5 | 11.5 | Cap Nuts |  |  |  |  | 8.5 |  | No |  | No | [21 empty] | D:5 1/2'' DP:5/8'' OB UP:2 3/4'' OB DOWN:8 1/2'' Round |  |  |  | 6.5 | Black/White |  | N/A | Hardwired | 0 | 0 | 0 | 0 | 1 | 0 | 0 | 1 | 0 | 0 | 0 | 785652840296 | 10.5 | 8 | 13.75 | 4.4 | 0.668 | 125 | Yes | [8 empty] | UL Wet | cUL Wet | KENT 1L LANTERN-12 | One Light Outdoor Wall Lantern |  | 84029-12.jpg | 84029.jpg
84029-746 | One Light Outdoor Wall Lantern | Kent outdoor lighting fixtures by Sea Gull Lighting are crafted in die-cast aluminum for added durability to withstand harsh weather conditions. The traditional styling inspired by antique gas lanterns is offered in either Oxford Bronze with Clear Seeded glass, Black finish with Clear Beveled glass, and both finishes with Satin Etched glass. The assortment includes small and large one-light outdoor wall lanterns (with a flat bottom), as well as an additional design of small and large one-light outdoor wall lanterns (with finial on top and bottom) which can be mounted up or down, a one-light outdoor semi-flush convertible pendant and a one-light outdoor post lantern. Both incandescent lamping and ENERGY STAR-qualified LED lamping (for those fixtures with the Satin Etched glass) are available for most of the fixtures, and some can easily convert to LED by purchasing LED replacement lamps sold separately. | OUTDOOR | Kent | Outdoor Lighting | Oxford Bronze | 746 | Die Cast Aluminum | Clear Seeded Glass |  |  |  | 1 Medium A19 100w |  | 1 | No | [14 empty] | 0 | [12 empty] | 39.98 | 79.96 | 119.94 | W:6 1/2'' H:11 1/4'' E:8 1/2'' | 3.1 |  |  | 6.5 | 11.25 | Cap Nuts |  |  |  |  | 8.5 |  | No |  | No | [21 empty] | D:5 1/2'' DP:5/8'' OB UP:2 3/4'' OB DOWN:8 1/2'' Round |  |  |  | 6.5 | Black/White |  | N/A | Hardwired | 0 | 0 | 0 | 0 | 1 | 0 | 0 | 1 | 0 | 0 | 0 | 785652999505 | 10.5 | 9 | 13.78 | 3.8 | 0.754 | 175 | Yes | [8 empty] | UL Wet | cUL Wet | KENT 1L LANTERN-746 | One Light Outdoor Wall Lantern |  | 84029-746.jpg | 84029.jpg
84030-12 | One Light Outdoor Wall Lantern | Kent outdoor lighting fixtures by Sea Gull Lighting are crafted in die-cast aluminum for added durability to withstand harsh weather conditions. The traditional styling inspired by antique gas lanterns is offered in either Oxford Bronze with Clear Seeded glass, Black finish with Clear Beveled glass, and both finishes with Satin Etched glass. The assortment includes small and large one-light outdoor wall lanterns (with a flat bottom), as well as an additional design of small and large one-light outdoor wall lanterns (with finial on top and bottom) which can be mounted up or down, a one-light outdoor semi-flush convertible pendant and a one-light outdoor post lantern. Both incandescent lamping and ENERGY STAR-qualified LED lamping (for those fixtures with the Satin Etched glass) are available for most of the fixtures, and some can easily convert to LED by purchasing LED replacement lamps sold separately. | OUTDOOR | Kent | Outdoor Lighting | Black | 12 | Die Cast Aluminum | Clear Beveled Glass |  |  |  | 1 Medium A19 100w |  | 1 | No | [14 empty] | 0 | [12 empty] | 39.98 | 79.96 | 119.94 | W:6 1/2'' H:15'' E:8 1/2'' | 4.1 |  |  | 6.5 | 15 | Cap Nuts |  |  |  |  | 8.5 |  | No |  | No | [21 empty] | D:5 1/2'' DP:5/8'' OB UP:12 1/4'' OB DOWN:2 3/4'' Round |  |  |  | 6.5 | Black/White |  | N/A | Hardwired | 0 | 1 | 0 | 0 | 1 | 0 | 0 | 1 | 0 | 0 | 0 | 785652840302 | 10.18 | 8 | 17.58 | 4.85 | 0.829 | 175 | Yes | [8 empty] | UL Wet | cUL Wet | KENT 1L LANTERN-12 | One Light Outdoor Wall Lantern |  | 84030-12.jpg | 84030.jpg
84030-746 | One Light Outdoor Wall Lantern | Kent outdoor lighting fixtures by Sea Gull Lighting are crafted in die-cast aluminum for added durability to withstand harsh weather conditions. The traditional styling inspired by antique gas lanterns is offered in either Oxford Bronze with Clear Seeded glass, Black finish with Clear Beveled glass, and both finishes with Satin Etched glass. The assortment includes small and large one-light outdoor wall lanterns (with a flat bottom), as well as an additional design of small and large one-light outdoor wall lanterns (with finial on top and bottom) which can be mounted up or down, a one-light outdoor semi-flush convertible pendant and a one-light outdoor post lantern. Both incandescent lamping and ENERGY STAR-qualified LED lamping (for those fixtures with the Satin Etched glass) are available for most of the fixtures, and some can easily convert to LED by purchasing LED replacement lamps sold separately. | OUTDOOR | Kent | Outdoor Lighting | Oxford Bronze | 746 | Die Cast Aluminum | Clear Seeded Glass |  |  |  | 1 Medium A19 100w |  | 1 | No | [14 empty] | 0 | [12 empty] | 46.48 | 92.96 | 139.44 | W:6 1/2'' H:15'' E:8 1/2'' | 3.9 |  |  | 6.5 | 15 | Cap Nuts |  |  |  |  | 8.5 |  | No |  | No | [21 empty] | D:5 1/2'' DP:5/8'' OB UP:12 1/4'' OB DOWN:2 3/4'' |  |  |  | 6.5 | Black/White |  | N/A | Hardwired | 0 | 1 | 0 | 0 | 1 | 0 | 0 | 1 | 0 | 0 | 0 | 785652840371 | 10.38 | 9.18 | 15.75 | 4.85 | 0.869 | 175 | Yes | [8 empty] | UL Wet | cUL Wet | KENT 1L LANTERN-746 | One Light Outdoor Wall Lantern |  | 84030-746.jpg | 84030.jpg
84031-12 | One Light Outdoor Wall Lantern | Kent outdoor lighting fixtures by Sea Gull Lighting are crafted in die-cast aluminum for added durability to withstand harsh weather conditions. The traditional styling inspired by antique gas lanterns is offered in either Oxford Bronze with Clear Seeded glass, Black finish with Clear Beveled glass, and both finishes with Satin Etched glass. The assortment includes small and large one-light outdoor wall lanterns (with a flat bottom), as well as an additional design of small and large one-light outdoor wall lanterns (with finial on top and bottom) which can be mounted up or down, a one-light outdoor semi-flush convertible pendant and a one-light outdoor post lantern. Both incandescent lamping and ENERGY STAR-qualified LED lamping (for those fixtures with the Satin Etched glass) are available for most of the fixtures, and some can easily convert to LED by purchasing LED replacement lamps sold separately. | OUTDOOR | Kent | Outdoor Lighting | Black | 12 | Die Cast Aluminum | Clear Beveled Glass |  |  |  | 1 Medium A19 100w |  | 1 | No | [14 empty] | 0 | [12 empty] | 44.48 | 88.96 | 133.44 | W:8 1/2'' H:15'' E:9 1/2'' | 5 |  |  | 8.5 | 15 | Cap Nuts |  |  |  |  | 9.5 |  | No |  | No | [21 empty] | D:5 1/2'' DP:5/8'' OB UP:2 3/4'' OB DOWN:12 1/4'' Round |  |  |  | 6.5 | Black/White |  | N/A | Hardwired | 0 | 0 | 0 | 0 | 1 | 0 | 0 | 1 | 0 | 0 | 0 | 785652840319 | 11.25 | 10 | 17.75 | 6.2 | 1.156 | 175 | Yes | [8 empty] | UL Wet | cUL Wet | KENT 1L LANTERN-12 | One Light Outdoor Wall Lantern |  | 84031-12.jpg | 84031.jpg
84031-746 | One Light Outdoor Wall Lantern | Kent outdoor lighting fixtures by Sea Gull Lighting are crafted in die-cast aluminum for added durability to withstand harsh weather conditions. The traditional styling inspired by antique gas lanterns is offered in either Oxford Bronze with Clear Seeded glass, Black finish with Clear Beveled glass, and both finishes with Satin Etched glass. The assortment includes small and large one-light outdoor wall lanterns (with a flat bottom), as well as an additional design of small and large one-light outdoor wall lanterns (with finial on top and bottom) which can be mounted up or down, a one-light outdoor semi-flush convertible pendant and a one-light outdoor post lantern. Both incandescent lamping and ENERGY STAR-qualified LED lamping (for those fixtures with the Satin Etched glass) are available for most of the fixtures, and some can easily convert to LED by purchasing LED replacement lamps sold separately. | OUTDOOR | Kent | Outdoor Lighting | Oxford Bronze | 746 | Die Cast Aluminum | Clear Seeded Glass |  |  |  | 1 Medium A19 100w |  | 1 | No | [14 empty] | 0 | [12 empty] | 49.98 | 99.96 | 149.94 | W:8 1/2'' H:15'' E:9 1/2'' | 4.7 |  |  | 8.5 | 15 | Cap Nuts |  |  |  |  | 9.5 |  | No |  | No | [21 empty] | D:5 1/2'' DP:5/8'' OB UP:2 3/4'' OB DOWN:12 1/4'' Round |  |  |  | 6.5 | Black/White |  | N/A | Hardwired | 0 | 0 | 0 | 0 | 1 | 0 | 0 | 1 | 0 | 0 | 0 | 785652084034 | 11.25 | 10 | 17.25 | 5.852 | 1.123 | 175 | Yes | [8 empty] | UL Wet | cUL Wet | KENT 1L LANTERN-746 | One Light Outdoor Wall Lantern |  | 84031-746.jpg | 84031.jpg
84032-12 | One Light Outdoor Wall Lantern | Kent outdoor lighting fixtures by Sea Gull Lighting are crafted in die-cast aluminum for added durability to withstand harsh weather conditions. The traditional styling inspired by antique gas lanterns is offered in either Oxford Bronze with Clear Seeded glass, Black finish with Clear Beveled glass, and both finishes with Satin Etched glass. The assortment includes small and large one-light outdoor wall lanterns (with a flat bottom), as well as an additional design of small and large one-light outdoor wall lanterns (with finial on top and bottom) which can be mounted up or down, a one-light outdoor semi-flush convertible pendant and a one-light outdoor post lantern. Both incandescent lamping and ENERGY STAR-qualified LED lamping (for those fixtures with the Satin Etched glass) are available for most of the fixtures, and some can easily convert to LED by purchasing LED replacement lamps sold separately. | OUTDOOR | Kent | Outdoor Lighting | Black | 12 | Die Cast Aluminum | Clear Beveled Glass |  |  |  | 1 Medium A19 100w |  | 1 | No | [14 empty] | 0 | [12 empty] | 53.98 | 107.96 | 161.94 | W:8 1/2'' H:19 1/4'' E:9 1/2'' | 5.7 |  |  | 8.5 | 19.25 | Cap Nuts |  |  |  |  | 9.5 |  | No |  | No | [21 empty] | D:5 1/2'' DP:5/8'' OB UP:16 1/2'' OB DOWN:2 3/4'' Round |  |  |  | 6.5 | Black/White |  | N/A | Hardwired | 0 | 1 | 0 | 0 | 1 | 0 | 0 | 1 | 0 | 0 | 0 | 785652840326 | 11 | 10 | 21 | 7.14 | 1.337 | 175 | Yes | [8 empty] | UL Wet | cUL Wet | KENT 1L LANTERN-12 | One Light Outdoor Wall Lantern |  | 84032-12.jpg | 84032.jpg
84032-746 | One Light Outdoor Wall Lantern | Kent outdoor lighting fixtures by Sea Gull Lighting are crafted in die-cast aluminum for added durability to withstand harsh weather conditions. The traditional styling inspired by antique gas lanterns is offered in either Oxford Bronze with Clear Seeded glass, Black finish with Clear Beveled glass, and both finishes with Satin Etched glass. The assortment includes small and large one-light outdoor wall lanterns (with a flat bottom), as well as an additional design of small and large one-light outdoor wall lanterns (with finial on top and bottom) which can be mounted up or down, a one-light outdoor semi-flush convertible pendant and a one-light outdoor post lantern. Both incandescent lamping and ENERGY STAR-qualified LED lamping (for those fixtures with the Satin Etched glass) are available for most of the fixtures, and some can easily convert to LED by purchasing LED replacement lamps sold separately. | OUTDOOR | Kent | Outdoor Lighting | Oxford Bronze | 746 | Die Cast Aluminum | Clear Seeded Glass |  |  |  | 1 Medium A19 100w |  | 1 | No | [14 empty] | 0 | [12 empty] | 59.48 | 118.96 | 178.44 | W:8 1/2'' H:19 1/4'' E:9 1/2'' | 5.5 |  |  | 8.5 | 19.25 | Cap Nuts |  |  |  |  | 9.5 |  | No |  | No | [21 empty] | D:5 1/2'' DP:5/8'' OB UP:16 1/2'' OB DOWN:2 3/4'' Round |  |  |  | 6.5 | Black/White |  | N/A | Hardwired | 0 | 1 | 0 | 0 | 1 | 0 | 0 | 1 | 0 | 0 | 0 | 785652999802 | 21.75 | 11.25 | 10.25 | 5.9 | 1.451 | 175 | Yes | [8 empty] | UL Wet | cUL Wet | KENT 1L LANTERN-746 | One Light Outdoor Wall Lantern |  | 84032-746.jpg | 84032.jpg
84048-12 | Small One Light Outdoor Wall Lantern | The Yorktown outdoor lighting collection by Sea Gull Lighting is crafted in cast aluminum for added durability to withstand harsh weather conditions. The softly curved tiers and subtle strapping create transitional styling which complements a wide range of residential architecture. Offered in with Black or Forged Iron finish with Swirled Marbleized glass, the assortment includes a one-light outdoor pendant, as small one-light outdoor wall lantern with open bottom, medium and large one-light outdoor wall lanterns, a one-light outdoor post lantern and a two-light outdoor ceiling flush mount. Both incandescent lamping and ENERGY STAR-qualified LED lamping are available, and most of the fixtures easily convert to LED by purchasing LED replacement lamps sold separately. | OUTDOOR | Yorktown | Outdoor Lighting | Black | 12 | Die Cast Aluminum | Swirled Marbleize Glass |  |  |  | 1 Medium A19 100w |  | 1 | No | [14 empty] | 0 | [12 empty] | 27.98 | 55.96 | 83.94 | W:6'' H:8 1/2'' E:7 1/2'' | 2.3 |  |  | 6 | 8.5 | Cap Nuts |  |  |  |  | 7.5 |  | No |  | No | [21 empty] | OB DOWN:3 1/4'' |  |  |  | 6.5 |  |  | N/A | Hardwired | 0 | 0 | 0 | 0 | 1 | 0 | 0 | 1 | 0 | 0 | 0 | 785652025044 | 11.25 | 10.25 | 8 | 2.9 | 0.534 | 175 | Yes | [8 empty] | ETL Wet | cETL Wet | YORKTOWN 1L LANTERN-12 | Small One Light Outdoor Wall Lantern | Reactivate per Chuck 9/1/11 | 89048BLE-12.jpg | 89048BLEa.jpg
84048-185 | One Light Outdoor Wall Lantern | The Yorktown outdoor lighting collection by Sea Gull Lighting is crafted in cast aluminum for added durability to withstand harsh weather conditions. The softly curved tiers and subtle strapping create transitional styling which complements a wide range of residential architecture. Offered in with Black or Forged Iron finish with Swirled Marbleized glass, the assortment includes a one-light outdoor pendant, as small one-light outdoor wall lantern with open bottom, medium and large one-light outdoor wall lanterns, a one-light outdoor post lantern and a two-light outdoor ceiling flush mount. Both incandescent lamping and ENERGY STAR-qualified LED lamping are available, and most of the fixtures easily convert to LED by purchasing LED replacement lamps sold separately. | OUTDOOR | Yorktown | Outdoor Lighting | Forged Iron | 185 | Die Cast Aluminum |  |  |  | Swirled Marbleize Glass | 1 Medium A19 100w |  | 1 | No | [14 empty] | 0 | [12 empty] | 29.48 | 58.96 | 88.44 | W:6'' H:8 1/4'' E:7 3/4'' | 2.3 |  |  | 6 | 8.25 | Cap Nuts |  |  |  |  | 7.75 |  | No |  | No | [21 empty] | DP:3/4'' W:5'' H:5'' OB UP:3 1/4'' OB DOWN:5'' Square |  |  |  | 6.5 |  |  | N/A | Hardwired | 0 | 0 | 0 | 0 | 1 | 0 | 0 | 1 | 0 | 0 | 0 | 785652840418 | 10 | 7.75 | 11 | 2.7 | 0.493 | 175 | Yes | [8 empty] | ETL Wet | cETL Wet | YORKTOWN 1L LANTERN-185 | One Light Outdoor Wall Lantern |  | 84048-185.jpg | 84048a.jpg
84048EN3-12 | Small One Light Outdoor Wall Lantern | The Yorktown outdoor lighting collection by Sea Gull Lighting is crafted in cast aluminum for added durability to withstand harsh weather conditions. The softly curved tiers and subtle strapping create transitional styling which complements a wide range of residential architecture. Offered in with Black or Forged Iron finish with Swirled Marbleized glass, the assortment includes a one-light outdoor pendant, as small one-light outdoor wall lantern with open bottom, medium and large one-light outdoor wall lanterns, a one-light outdoor post lantern and a two-light outdoor ceiling flush mount. Both incandescent lamping and ENERGY STAR-qualified LED lamping are available, and most of the fixtures easily convert to LED by purchasing LED replacement lamps sold separately. | OUTDOOR | Yorktown | Outdoor Lighting | Black | 12 | Die Cast Aluminum | Swirled Marbleize Glass | D:4.75" |  |  | 1 Medium A19 9.3w |  | 1 | Yes | [14 empty] | 0 | [12 empty] | 34.48 | 68.96 | 103.44 | W:6'' H:8 1/4'' E:7 3/4'' | 2.3 |  |  | 6 | 8.25 | Cap Nuts |  |  |  |  | 7.75 |  | No |  | No | [21 empty] | DP:3/4'' W:5'' H:5'' OB UP:3 1/4'' OB DOWN:5'' Square |  |  |  | 6.5 | Black/White |  | N/A | Hardwired | 0 | 0 | 0 | 1 | 1 | 0 | 0 | 0 | 0 | 0 | 0 | 785652047985 | 11.25 | 10.25 | 8 | 2.9 | 0.534 | 175 | Yes | [8 empty] | ETL Wet | cETL Wet | YORKTOWN 1L LANTERN-12 | Small One Light Outdoor Wall Lantern |  | 84048EN3-12.jpg | 84048a.jpg
84048EN3-185 | One Light Outdoor Wall Lantern | The Yorktown outdoor lighting collection by Sea Gull Lighting is crafted in cast aluminum for added durability to withstand harsh weather conditions. The softly curved tiers and subtle strapping create transitional styling which complements a wide range of residential architecture. Offered in with Black or Forged Iron finish with Swirled Marbleized glass, the assortment includes a one-light outdoor pendant, as small one-light outdoor wall lantern with open bottom, medium and large one-light outdoor wall lanterns, a one-light outdoor post lantern and a two-light outdoor ceiling flush mount. Both incandescent lamping and ENERGY STAR-qualified LED lamping are available, and most of the fixtures easily convert to LED by purchasing LED replacement lamps sold separately. | OUTDOOR | Yorktown | Outdoor Lighting | Forged Iron | 185 | Die Cast Aluminum | Swirled Marbleize Glass | D:5" |  |  | 1 Medium A19 9.3w |  | 1 | Yes | [14 empty] | 0 | [12 empty] | 33.48 | 66.96 | 100.44 | W:6'' H:8 1/4'' E:7 3/4'' | 2.3 |  |  | 6 | 8.25 | Cap Nuts |  |  |  |  | 7.75 |  | No |  | No | [21 empty] | DP:3/4'' W:5'' H:5'' OB UP:3 1/4'' OB DOWN:5'' Square |  |  |  | 6.5 | Black/White |  | N/A | Hardwired | 0 | 0 | 0 | 1 | 1 | 0 | 0 | 0 | 0 | 0 | 0 | 785652052835 | 11 | 7.75 | 10 | 2.7 | 0.493 | 175 | Yes | [8 empty] | ETL Wet | cETL Wet | YORKTOWN 1L LANTERN-185 | One Light Outdoor Wall Lantern |  | 84048EN3-185.jpg | 84048a.jpg
84048PEN3-12 | Small One Light Outdoor Wall Lantern | The Yorktown outdoor lighting collection by Sea Gull Lighting is crafted in cast aluminum for added durability to withstand harsh weather conditions. The softly curved tiers and subtle strapping create transitional styling which complements a wide range of residential architecture. Offered in with Black or Forged Iron finish with Swirled Marbleized glass, the assortment includes a one-light outdoor pendant, as small one-light outdoor wall lantern with open bottom, medium and large one-light outdoor wall lanterns, a one-light outdoor post lantern and a two-light outdoor ceiling flush mount. Both incandescent lamping and ENERGY STAR-qualified LED lamping are available, and most of the fixtures easily convert to LED by purchasing LED replacement lamps sold separately. | OUTDOOR | Yorktown | Outdoor Lighting | Black | 12 | Die Cast Aluminum | Swirled Marbleize Glass | D:4.75" |  |  | 1 Medium A19 9.3w |  | 1 | Yes | [14 empty] | 0 | [12 empty] | 52.98 | 105.96 | 158.94 | W:6'' H:8 1/4'' E:7 3/4'' | 2.3 |  |  | 6 | 8.25 | Cap Nuts |  |  |  |  | 7.75 |  | No |  | No | [21 empty] | DP:3/4'' W:5'' H:5'' OB UP:3 1/4'' OB DOWN:5'' Square |  |  |  | 6.5 | Black/White |  | N/A | Hardwired | 0 | 0 | 0 | 1 | 1 | 1 | 0 | 0 | 0 | 0 | 0 | 785652047992 | 11.5 | 10.25 | 7.75 | 3.1 | 0.529 | 175 | Yes | [8 empty] | ETL Wet | cETL Wet | YORKTOWN 1L LANTERN-12 | Small One Light Outdoor Wall Lantern |  | 84048PEN3-12.jpg | 84048P.jpg
84049-12 | Medium One Light Outdoor Wall Lantern | The Yorktown outdoor lighting collection by Sea Gull Lighting is crafted in cast aluminum for added durability to withstand harsh weather conditions. The softly curved tiers and subtle strapping create transitional styling which complements a wide range of residential architecture. Offered in with Black or Forged Iron finish with Swirled Marbleized glass, the assortment includes a one-light outdoor pendant, as small one-light outdoor wall lantern with open bottom, medium and large one-light outdoor wall lanterns, a one-light outdoor post lantern and a two-light outdoor ceiling flush mount. Both incandescent lamping and ENERGY STAR-qualified LED lamping are available, and most of the fixtures easily convert to LED by purchasing LED replacement lamps sold separately. | OUTDOOR | Yorktown | Outdoor Lighting | Black | 12 | Die Cast Aluminum | Swirled Marbleize Glass |  |  |  | 1 Medium A19 100w |  | 1 | No | [14 empty] | 0 | [12 empty] | 43.48 | 86.96 | 130.44 | W:8'' H:13 1/4'' E:10'' | 3.6 |  |  | 8 | 13.25 | Cap Nuts |  |  |  |  | 10 |  | No |  | No | [21 empty] | OB DOWN:8 1/4'' |  |  |  | 6.5 |  |  | N/A | Hardwired | 0 | 0 | 0 | 0 | 1 | 0 | 0 | 1 | 0 | 0 | 0 | 785652025068 | 16.75 | 13 | 10.25 | 4.5 | 1.292 | 250 | Yes | [8 empty] | ETL Wet | cETL Wet | YORKTOWN 1L LANTERN-12 | Medium One Light Outdoor Wall Lantern | Reactivate per Chuck 9/1/11 | 89049BLE-12.jpg | 84049.jpg
84049-185 | One Light Outdoor Wall Lantern | The Yorktown outdoor lighting collection by Sea Gull Lighting is crafted in cast aluminum for added durability to withstand harsh weather conditions. The softly curved tiers and subtle strapping create transitional styling which complements a wide range of residential architecture. Offered in with Black or Forged Iron finish with Swirled Marbleized glass, the assortment includes a one-light outdoor pendant, as small one-light outdoor wall lantern with open bottom, medium and large one-light outdoor wall lanterns, a one-light outdoor post lantern and a two-light outdoor ceiling flush mount. Both incandescent lamping and ENERGY STAR-qualified LED lamping are available, and most of the fixtures easily convert to LED by purchasing LED replacement lamps sold separately. | OUTDOOR | Yorktown | Outdoor Lighting | Forged Iron | 185 | Die Cast Aluminum | Swirled Marbleize Glass |  |  |  | 1 Medium A19 100w |  | 1 | No | [14 empty] | 0 | [12 empty] | 44.98 | 89.96 | 134.94 | W:8'' H:13 1/4'' E:10'' | 3.6 |  |  | 8 | 13.25 | Cap Nuts |  |  |  |  | 10 |  | No |  | No | [21 empty] | DP:1'' W:5 1/2'' H:9'' OB UP:8 1/4'' OB DOWN:5'' Oval |  |  |  | 6.5 |  |  | N/A | Hardwired | 0 | 0 | 0 | 0 | 1 | 0 | 0 | 1 | 0 | 0 | 0 | 785652084041 | 16.75 | 13 | 10.25 | 4.5 | 1.292 | 250 | Yes | [8 empty] | ETL Wet | cETL Wet | YORKTOWN 1L LANTERN-185 | One Light Outdoor Wall Lantern |  | 84049-185.jpg | 84049.jpg
84049EN3-12 | One Light Outdoor Wall Lantern | The Yorktown outdoor lighting collection by Sea Gull Lighting is crafted in cast aluminum for added durability to withstand harsh weather conditions. The softly curved tiers and subtle strapping create transitional styling which complements a wide range of residential architecture. Offered in with Black or Forged Iron finish with Swirled Marbleized glass, the assortment includes a one-light outdoor pendant, as small one-light outdoor wall lantern with open bottom, medium and large one-light outdoor wall lanterns, a one-light outdoor post lantern and a two-light outdoor ceiling flush mount. Both incandescent lamping and ENERGY STAR-qualified LED lamping are available, and most of the fixtures easily convert to LED by purchasing LED replacement lamps sold separately. | OUTDOOR | Yorktown | Outdoor Lighting | Black | 12 | Die Cast Aluminum | Swirled Marbleize Glass |  |  |  | 1 Medium A19 9.3w |  | 1 | Yes | [14 empty] | 0 | [12 empty] | 49.98 | 99.96 | 149.94 | W:8'' H:13 1/4'' E:10'' | 3.6 |  |  | 8 | 13.25 | Cap Nuts |  |  |  |  | 10 |  | No |  | No | [21 empty] | DP:1'' W:5 1/2'' H:9'' OB UP:8 1/4'' OB DOWN:5'' Oval |  |  |  | 6.5 | Black/White |  | N/A | Hardwired | 0 | 0 | 0 | 1 | 1 | 0 | 0 | 0 | 0 | 0 | 0 | 785652048005 | 17 | 12.5 | 10.25 | 4.8 | 1.26 | 250 | Yes | [8 empty] | ETL Wet | cETL Wet | YORKTOWN 1L LANTERN-12 | One Light Outdoor Wall Lantern |  | 84049EN3-12.jpg | 84049.jpg
84049EN3-185 | One Light Outdoor Wall Lantern | The Yorktown outdoor lighting collection by Sea Gull Lighting is crafted in cast aluminum for added durability to withstand harsh weather conditions. The softly curved tiers and subtle strapping create transitional styling which complements a wide range of residential architecture. Offered in with Black or Forged Iron finish with Swirled Marbleized glass, the assortment includes a one-light outdoor pendant, as small one-light outdoor wall lantern with open bottom, medium and large one-light outdoor wall lanterns, a one-light outdoor post lantern and a two-light outdoor ceiling flush mount. Both incandescent lamping and ENERGY STAR-qualified LED lamping are available, and most of the fixtures easily convert to LED by purchasing LED replacement lamps sold separately. | OUTDOOR | Yorktown | Outdoor Lighting | Forged Iron | 185 | Die Cast Aluminum | Swirled Marbleize Glass |  |  |  | 1 Medium A19 9.3w |  | 1 | Yes | [14 empty] | 0 | [12 empty] | 47.98 | 95.96 | 143.94 | W:8'' H:13 1/4'' E:10'' | 3.6 |  |  | 8 | 13.25 | Cap Nuts |  |  |  |  | 10 |  | No |  | No | [21 empty] | DP:1'' W:5 1/2'' H:9'' OB UP:8 1/4'' OB DOWN:5'' Oval |  |  |  | 6.5 | Black/White |  | N/A | Hardwired | 0 | 0 | 0 | 1 | 1 | 0 | 0 | 0 | 0 | 0 | 0 | 785652048043 | 17 | 12.5 | 10.25 | 4.8 | 1.26 | 250 | Yes | [8 empty] | ETL Wet | cETL Wet | YORKTOWN 1L LANTERN-185 | One Light Outdoor Wall Lantern |  | 84049EN3-185.jpg | 84049.jpg
84049PEN3-12 | One Light Outdoor Wall Lantern | The Yorktown outdoor lighting collection by Sea Gull Lighting is crafted in cast aluminum for added durability to withstand harsh weather conditions. The softly curved tiers and subtle strapping create transitional styling which complements a wide range of residential architecture. Offered in with Black or Forged Iron finish with Swirled Marbleized glass, the assortment includes a one-light outdoor pendant, as small one-light outdoor wall lantern with open bottom, medium and large one-light outdoor wall lanterns, a one-light outdoor post lantern and a two-light outdoor ceiling flush mount. Both incandescent lamping and ENERGY STAR-qualified LED lamping are available, and most of the fixtures easily convert to LED by purchasing LED replacement lamps sold separately. | OUTDOOR | Yorktown | Outdoor Lighting | Black | 12 | Die Cast Aluminum | Swirled Marbleize Glass |  |  |  | 1 Medium A19 9.3w |  | 1 | Yes | [14 empty] | 0 | [12 empty] | 69.48 | 138.96 | 208.44 | W:8'' H:13 1/4'' E:10'' | 3.6 |  |  | 8 | 13.25 | Cap Nuts |  |  |  |  | 10 |  | No |  | No | [21 empty] | DP:1'' W:5 1/2'' H:9'' OB UP:8 1/4'' OB DOWN:5'' Oval |  |  |  | 6.5 | Black/White |  | N/A | Hardwired | 0 | 0 | 0 | 1 | 1 | 1 | 0 | 0 | 0 | 0 | 0 | 785652048012 | 16.25 | 12.75 | 10.25 | 5.3 | 1.229 | 175 | Yes | [8 empty] | ETL Wet | cETL Wet | YORKTOWN 1L LANTERN-12 | One Light Outdoor Wall Lantern |  | 84049PEN3-12.jpg | 84049P.jpg
84050-12 | Large One Light Outdoor Wall Lantern | The Yorktown outdoor lighting collection by Sea Gull Lighting is crafted in cast aluminum for added durability to withstand harsh weather conditions. The softly curved tiers and subtle strapping create transitional styling which complements a wide range of residential architecture. Offered in with Black or Forged Iron finish with Swirled Marbleized glass, the assortment includes a one-light outdoor pendant, as small one-light outdoor wall lantern with open bottom, medium and large one-light outdoor wall lanterns, a one-light outdoor post lantern and a two-light outdoor ceiling flush mount. Both incandescent lamping and ENERGY STAR-qualified LED lamping are available, and most of the fixtures easily convert to LED by purchasing LED replacement lamps sold separately. | OUTDOOR | Yorktown | Outdoor Lighting | Black | 12 | Die Cast Aluminum | Swirled Marbleize Glass |  |  |  | 1 Medium A19 100w |  | 1 | No | [14 empty] | 0 | [12 empty] | 56.98 | 113.96 | 170.94 | W:10'' H:16'' E:12'' | 5.2 |  |  | 10 | 16 | Cap Nuts |  |  |  |  | 12 |  | No |  | No | [21 empty] | OB DOWN:9'' |  |  |  | 6.5 |  |  | N/A | Hardwired | 0 | 0 | 0 | 0 | 1 | 0 | 0 | 1 | 0 | 0 | 0 | 785652025099 | 19.25 | 14.5 | 12.25 | 6.5 | 1.979 | 250 | Yes | [8 empty] | ETL Wet | cETL Wet | YORKTOWN 1L LANTERN-12 | Large One Light Outdoor Wall Lantern | Reactivate per Chuck 9/1/11 | 89250BLE-12.jpg | 84050.jpg
84050-185 | One Light Outdoor Wall Lantern | The Yorktown outdoor lighting collection by Sea Gull Lighting is crafted in cast aluminum for added durability to withstand harsh weather conditions. The softly curved tiers and subtle strapping create transitional styling which complements a wide range of residential architecture. Offered in with Black or Forged Iron finish with Swirled Marbleized glass, the assortment includes a one-light outdoor pendant, as small one-light outdoor wall lantern with open bottom, medium and large one-light outdoor wall lanterns, a one-light outdoor post lantern and a two-light outdoor ceiling flush mount. Both incandescent lamping and ENERGY STAR-qualified LED lamping are available, and most of the fixtures easily convert to LED by purchasing LED replacement lamps sold separately. | OUTDOOR | Yorktown | Outdoor Lighting | Forged Iron | 185 | Die Cast Aluminum | Swirled Marbleize Glass |  |  |  | 1 Medium A19 100w |  | 1 | No | [14 empty] | 0 | [12 empty] | 58.98 | 117.96 | 176.94 | W:10'' H:16 1/4'' E:12'' | 5.2 |  |  | 10 | 16.25 | Cap Nuts |  |  |  |  | 12 |  | No |  | No | [21 empty] | DP:1'' W:5 1/2'' H:9'' OB UP:9'' OB DOWN:7 1/4'' Oval |  |  |  | 6.5 |  |  | N/A | Hardwired | 0 | 0 | 0 | 0 | 1 | 0 | 0 | 1 | 0 | 0 | 0 | 785652840555 | 19.25 | 14.5 | 12.25 | 6.5 | 1.979 | 250 | Yes | [8 empty] | ETL Wet | cETL Wet | YORKTOWN 1L LANTERN-185 | One Light Outdoor Wall Lantern |  | 84050-185.jpg | 84050.jpg
84050EN3-12 | One Light Outdoor Wall Lantern | The Yorktown outdoor lighting collection by Sea Gull Lighting is crafted in cast aluminum for added durability to withstand harsh weather conditions. The softly curved tiers and subtle strapping create transitional styling which complements a wide range of residential architecture. Offered in with Black or Forged Iron finish with Swirled Marbleized glass, the assortment includes a one-light outdoor pendant, as small one-light outdoor wall lantern with open bottom, medium and large one-light outdoor wall lanterns, a one-light outdoor post lantern and a two-light outdoor ceiling flush mount. Both incandescent lamping and ENERGY STAR-qualified LED lamping are available, and most of the fixtures easily convert to LED by purchasing LED replacement lamps sold separately. | OUTDOOR | Yorktown | Outdoor Lighting | Black | 12 | Die Cast Aluminum | Swirled Marbleize Glass |  |  |  | 1 Medium A19 9.3w |  | 1 | Yes | [14 empty] | 0 | [12 empty] | 63.98 | 127.96 | 191.94 | W:10'' H:16 1/4'' E:12'' | 5.2 |  |  | 10 | 16.25 | Cap Nuts |  |  |  |  | 12 |  | No |  | No | [21 empty] | DP:1'' W:5 1/2'' H:9'' OB UP:9'' OB DOWN:7 1/4'' Oval |  |  |  | 6.5 | Black/White |  | N/A | Hardwired | 0 | 0 | 0 | 1 | 1 | 0 | 0 | 0 | 0 | 0 | 0 | 785652048029 | 11.25 | 10 | 7.5 | 6.7 | 0.488 | 85 | Yes | [8 empty] | ETL Wet | cETL Wet | YORKTOWN 1L LANTERN-12 | One Light Outdoor Wall Lantern |  | 84050EN3-12.jpg | 84050.jpg
84050EN3-185 | One Light Outdoor Wall Lantern | The Yorktown outdoor lighting collection by Sea Gull Lighting is crafted in cast aluminum for added durability to withstand harsh weather conditions. The softly curved tiers and subtle strapping create transitional styling which complements a wide range of residential architecture. Offered in with Black or Forged Iron finish with Swirled Marbleized glass, the assortment includes a one-light outdoor pendant, as small one-light outdoor wall lantern with open bottom, medium and large one-light outdoor wall lanterns, a one-light outdoor post lantern and a two-light outdoor ceiling flush mount. Both incandescent lamping and ENERGY STAR-qualified LED lamping are available, and most of the fixtures easily convert to LED by purchasing LED replacement lamps sold separately. | OUTDOOR | Yorktown | Outdoor Lighting | Forged Iron | 185 | Die Cast Aluminum | Swirled Marbleize Glass |  |  |  | 1 Medium A19 9.3w |  | 1 | Yes | [14 empty] | 0 | [12 empty] | 61.48 | 122.96 | 184.44 | W:10'' H:16 1/4'' E:12'' | 5.2 |  |  | 10 | 16.25 | Cap Nuts |  |  |  |  | 12 |  | No |  | No | [21 empty] | DP:1'' W:5 1/2'' H:9'' OB UP:9'' OB DOWN:7 1/4'' Oval |  |  |  | 6.5 | Black/White |  | N/A | Hardwired | 0 | 0 | 0 | 1 | 1 | 0 | 0 | 0 | 0 | 0 | 0 | 785652048050 | 19.25 | 14.5 | 12.25 | 6.5 | 1.979 | 250 | Yes | [8 empty] | ETL Wet | cETL Wet | YORKTOWN 1L LANTERN-185 | One Light Outdoor Wall Lantern |  | 84050EN3-185.jpg | 84050.jpg
84050P-12 | Large One Light Outdoor Wall Lantern | The Yorktown outdoor lighting collection by Sea Gull Lighting is crafted in cast aluminum for added durability to withstand harsh weather conditions. The softly curved tiers and subtle strapping create transitional styling which complements a wide range of residential architecture. Offered in with Black or Forged Iron finish with Swirled Marbleized glass, the assortment includes a one-light outdoor pendant, as small one-light outdoor wall lantern with open bottom, medium and large one-light outdoor wall lanterns, a one-light outdoor post lantern and a two-light outdoor ceiling flush mount. Both incandescent lamping and ENERGY STAR-qualified LED lamping are available, and most of the fixtures easily convert to LED by purchasing LED replacement lamps sold separately. | OUTDOOR | Yorktown | Outdoor Lighting | Black | 12 | Die Cast Aluminum | Swirled Marbleize Glass |  |  |  | 1 Medium A19 100w |  | 1 | No | [14 empty] | 0 | [12 empty] | 54.9 | 109.8 | 164.7 | W:10'' H:16 1/4'' E:12'' | 5.2 |  |  | 10 | 16.25 | Cap Nuts |  |  |  |  | 12 |  | No |  | No | [21 empty] | DP:1'' W:5 1/2'' H:9'' OB UP:9'' OB DOWN:7 1/4'' Oval |  |  |  | 6.5 |  |  | N/A | Hardwired | 0 | 0 | 0 | 0 | 1 | 1 | 0 | 1 | 0 | 0 | 0 | 785652025105 | 19.25 | 14.5 | 12.5 | 6.9 | 2.019 | 250 | Yes | [8 empty] | ETL Wet | cETL Wet | YORKTOWN 1L LANTERN-12 | Large One Light Outdoor Wall Lantern |  | 89250PBLE-12.jpg | 89250PBLE.jpg
84050PEN3-12 | One Light Outdoor Wall Lantern | The Yorktown outdoor lighting collection by Sea Gull Lighting is crafted in cast aluminum for added durability to withstand harsh weather conditions. The softly curved tiers and subtle strapping create transitional styling which complements a wide range of residential architecture. Offered in with Black or Forged Iron finish with Swirled Marbleized glass, the assortment includes a one-light outdoor pendant, as small one-light outdoor wall lantern with open bottom, medium and large one-light outdoor wall lanterns, a one-light outdoor post lantern and a two-light outdoor ceiling flush mount. Both incandescent lamping and ENERGY STAR-qualified LED lamping are available, and most of the fixtures easily convert to LED by purchasing LED replacement lamps sold separately. | OUTDOOR | Yorktown | Outdoor Lighting | Black | 12 | Die Cast Aluminum | Swirled Marbleize Glass |  |  |  | 1 Medium A19 9.3w |  | 1 | Yes | [14 empty] | 0 | [12 empty] | 74.98 | 149.96 | 224.94 | W:10'' H:16 1/4'' E:12'' | 5.2 |  |  | 10 | 16.25 | Cap Nuts |  |  |  |  | 12 |  | No |  | No | [21 empty] | DP:1'' W:5 1/2'' H:9'' OB UP:9'' OB DOWN:7 1/4'' Oval |  |  |  | 6.5 | Black/White |  | N/A | Hardwired | 0 | 0 | 0 | 1 | 1 | 1 | 0 | 0 | 0 | 0 | 0 | 785652048036 | 19.5 | 14.25 | 12.25 | 6.8 | 1.97 | 250 | Yes | [8 empty] | ETL Wet | cETL Wet | YORKTOWN 1L LANTERN-12 | One Light Outdoor Wall Lantern |  | 84050PEN3-12.jpg | 84050P.jpg
8408EN3-71 | One Light Outdoor Wall Lantern | The Prairie outdoor lighting collection by Sea Gull Lighting embodies a timeless Arts and Crafts design, whose linear, geometric detailing can add distinction to homes of any kind. The combination of the Antique Bronze finish with Champagne glass creates a warm, inviting aesthetic. These fixtures are available in incandescent and ENERGY STAR-qualified LED lamping versions, and most can easily convert to LED by purchasing LED replacement lamps sold separately. | OUTDOOR | Prairie Statement | Outdoor Lighting | Antique Bronze | 71 | Brass | Champagne Glass |  |  |  | 1 Medium A19 9.3w |  | 1 | Yes | [14 empty] | 0 | [12 empty] | 40 | 80 | 120 | W:4 1/2'' H:8 3/4'' E:4 3/4'' | 1.9 |  |  | 4.5 | 8.75 | Cap Nuts |  |  |  |  | 4.75 |  | No |  | No | [21 empty] | DP:9/16'' W:4 1/2'' H:8 9/16'' OB UP:5 1/4'' OB DOWN:3 1/2'' |  |  |  | 6.5 | Black/White |  | N/A | Hardwired | 0 | 0 | 0 | 1 | 1 | 0 | 0 | 0 | 0 | 0 | 0 | 785652052842 | 6.5 | 6.5 | 11.58 | 2.4 | 0.283 | 100 | Yes | 6 | 10785652052849 | 20 | 14.18 | 12.25 | 15.75 | 2.01 | Yes |  | cETL Wet | PRAIRIE 1L LANTERN-71 | One Light Outdoor Wall Lantern |  | 8408EN3-71.jpg | 8408.jpg
8413897S-10 | Small LED Wall Lantern | The Outdoor Cylinder collection of ceiling and wall mount fixtures from Sea Gull Lighting are designed to mold, direct and shape light right where you need it. Available in White, Bronze or Painted Brushed Nickel finishes, the assortment includes small and large one-light outdoor ceiling flush mounts, small and large one-light outdoor wall lanterns and small and large two-light outdoor wall lanterns. For many of the fixtures incandescent and ENERGY STAR-qualified LED lamping is available, and many easily convert to LED by purchasing LED replacement lamps sold separately. Now, fixtures with integrated LED lamping options are also available. | OUTDOOR | Outdoor Cylinders | Outdoor Lighting | Bronze | 10 | Aluminum | Tempered Glass Glass | [5 empty] | 2 | No | 2000 | 2700 | 90 | 28 | 120 | 19 - Integrated | MODS - Modules |  | 5 | 100 | LED | 28 | 28 | 50000 | 0 | [12 empty] | 99.98 | 199.96 | 299.94 | W:5 1/8'' H:14 1/4'' E:7 7/8'' | 2.7 |  |  | 5.125 | 14.25 | Cap Nuts |  |  |  |  | 7.875 |  | No |  | No | [21 empty] | DP:2 7/8'' W:4 1/2'' H:4 1/2'' OB UP:7 1/8'' OB DOWN:7 1/8'' Square |  |  |  | 6 | Black/White |  |  | Hardwired | 0 | 0 | 0 | 0 | 1 | 0 | 0 | 0 | 0 | 0 | 0 | 785652063732 | 16.25 | 6.25 | 9 | 4.3 | 0.529 | 100 | Yes | 6 | 10785652063739 | 19 | 18.75 | 17.5 | 27.9 | 3.608 | Yes |  | cETL Wet | 5IN CYLINDER LED LANTERN-10 | Small LED Wall Lantern |  | 8413897S-10.jpg | 8313802.jpg
8413897S-15 | Small LED Wall Lantern | The Outdoor Cylinder collection of ceiling and wall mount fixtures from Sea Gull Lighting are designed to mold, direct and shape light right where you need it. Available in White, Bronze or Painted Brushed Nickel finishes, the assortment includes small and large one-light outdoor ceiling flush mounts, small and large one-light outdoor wall lanterns and small and large two-light outdoor wall lanterns. For many of the fixtures incandescent and ENERGY STAR-qualified LED lamping is available, and many easily convert to LED by purchasing LED replacement lamps sold separately. Now, fixtures with integrated LED lamping options are also available. | OUTDOOR | Outdoor Cylinders | Outdoor Lighting | White | 15 | Aluminum | Tempered Glass Glass | [5 empty] | 2 | No | 2000 | 2700 | 90 | 28 | 120 | 19 - Integrated | MODS - Modules |  | 5 | 100 | LED | 28 | 28 | 50000 | 0 | [12 empty] | 99.98 | 199.96 | 299.94 | W:5 1/8'' H:14 1/4'' E:7 7/8'' | 2.7 |  |  | 5.125 | 14.25 | Cap Nuts |  |  |  |  | 7.875 |  | No |  | No | [21 empty] | DP:2 7/8'' W:4 1/2'' H:4 1/2'' OB UP:7 1/8'' OB DOWN:7 1/8'' Square |  |  |  | 6 | Black/White |  |  | Hardwired | 0 | 0 | 0 | 0 | 1 | 0 | 0 | 0 | 0 | 0 | 0 | 785652063749 | 16.25 | 6.25 | 9 | 4.3 | 0.529 | 100 | Yes | 6 | 10785652063746 | 19 | 18.75 | 17.5 | 27.9 | 3.608 | Yes |  | cETL Wet | 5IN CYLINDER LED LANTERN-15 | Small LED Wall Lantern |  | 8413897S-15.jpg | 8313802.jpg
8413897S-753 | Small LED Wall Lantern | The Outdoor Cylinder collection of ceiling and wall mount fixtures from Sea Gull Lighting are designed to mold, direct and shape light right where you need it. Available in White, Bronze or Painted Brushed Nickel finishes, the assortment includes small and large one-light outdoor ceiling flush mounts, small and large one-light outdoor wall lanterns and small and large two-light outdoor wall lanterns. For many of the fixtures incandescent and ENERGY STAR-qualified LED lamping is available, and many easily convert to LED by purchasing LED replacement lamps sold separately. Now, fixtures with integrated LED lamping options are also available. | OUTDOOR | Outdoor Cylinders | Outdoor Lighting | Painted Brushed Nickel | 753 | Aluminum | Tempered Glass Glass | [5 empty] | 2 | No | 2000 | 2700 | 90 | 28 | 120 | 19 - Integrated | MODS - Modules |  | 5 | 100 | LED | 28 | 28 | 50000 | 0 | [12 empty] | 99.98 | 199.96 | 299.94 | W:5 1/8'' H:14 1/4'' E:7 7/8'' | 2.7 |  |  | 5.125 | 14.25 | Cap Nuts |  |  |  |  | 7.875 |  | No |  | No | [21 empty] | DP:2 7/8'' W:4 1/2'' H:4 1/2'' OB UP:7 1/8'' OB DOWN:7 1/8'' Square |  |  |  | 6 | Black/White |  |  | Hardwired | 0 | 0 | 0 | 0 | 1 | 0 | 0 | 0 | 0 | 0 | 0 | 785652063756 | 16.25 | 6.25 | 9 | 4.3 | 0.529 | 100 | Yes | 6 | 10785652063753 | 19 | 18.75 | 17.5 | 27.9 | 3.608 | Yes |  | cETL Wet | 5IN CYLINDER LED LANTERN-753 | Small LED Wall Lantern |  | 8413897S-753.jpg | 8313802.jpg
8413997S-10 | Large LED Wall Lantern | The Outdoor Cylinder collection of ceiling and wall mount fixtures from Sea Gull Lighting are designed to mold, direct and shape light right where you need it. Available in White, Bronze or Painted Brushed Nickel finishes, the assortment includes small and large one-light outdoor ceiling flush mounts, small and large one-light outdoor wall lanterns and small and large two-light outdoor wall lanterns. For many of the fixtures incandescent and ENERGY STAR-qualified LED lamping is available, and many easily convert to LED by purchasing LED replacement lamps sold separately. Now, fixtures with integrated LED lamping options are also available. | OUTDOOR | Outdoor Cylinders | Outdoor Lighting | Bronze | 10 | Aluminum | Tempered Glass Glass | [5 empty] | 2 | No | 2000 | 2700 | 90 | 28 | 120 | 19 - Integrated | MODS - Modules |  | 5 | 100 | LED | 28 | 28 | 50000 | 0 | [12 empty] | 112.48 | 224.96 | 337.44 | W:6'' H:18 1/4'' E:8 3/4'' | 4.3 |  |  | 6 | 18.25 | Cap Nuts |  |  |  |  | 8.75 |  | No |  | No | [21 empty] | DP:2 7/8'' W:4 1/2'' H:4 1/2'' OB UP:9 1/8'' OB DOWN:9 1/8'' Square |  |  |  | 6 | Black/White |  |  | Hardwired | 0 | 0 | 0 | 0 | 1 | 0 | 0 | 0 | 0 | 0 | 0 | 785652063763 | 20.5 | 9.5 | 7.25 | 6.4 | 0.817 | 125 | Yes | 4 | 10785652063760 | 21.5 | 19.75 | 15 | 27 | 3.686 | Yes |  | cETL Wet | 6IN CYLINDER LED LANTERN-10 | Large LED Wall Lantern |  | 8413997S-10.jpg | 8313902.jpg
8413997S-15 | Large LED Wall Lantern | The Outdoor Cylinder collection of ceiling and wall mount fixtures from Sea Gull Lighting are designed to mold, direct and shape light right where you need it. Available in White, Bronze or Painted Brushed Nickel finishes, the assortment includes small and large one-light outdoor ceiling flush mounts, small and large one-light outdoor wall lanterns and small and large two-light outdoor wall lanterns. For many of the fixtures incandescent and ENERGY STAR-qualified LED lamping is available, and many easily convert to LED by purchasing LED replacement lamps sold separately. Now, fixtures with integrated LED lamping options are also available. | OUTDOOR | Outdoor Cylinders | Outdoor Lighting | White | 15 | Aluminum | Tempered Glass Glass | [5 empty] | 2 | No | 2000 | 2700 | 90 | 28 | 120 | 19 - Integrated | MODS - Modules |  | 5 | 100 | LED | 28 | 28 | 50000 | 0 | [12 empty] | 112.48 | 224.96 | 337.44 | W:6'' H:18 1/4'' E:8 3/4'' | 4.3 |  |  | 6 | 18.25 | Cap Nuts |  |  |  |  | 8.75 |  | No |  | No | [21 empty] | DP:2 7/8'' W:4 1/2'' H:4 1/2'' OB UP:9 1/8'' OB DOWN:9 1/8'' Square |  |  |  | 6 | Black/White |  |  | Hardwired | 0 | 0 | 0 | 0 | 1 | 0 | 0 | 0 | 0 | 0 | 0 | 785652063770 | 20.5 | 9.5 | 7.25 | 6.4 | 0.817 | 125 | Yes | 4 | 10785652063777 | 21.5 | 19.75 | 15 | 27 | 3.686 | Yes |  | cETL Wet | 6IN CYLINDER LED LANTERN-15 | Large LED Wall Lantern |  | 8413997S-15.jpg | 8313902.jpg
8413997S-753 | Large LED Wall Lantern | The Outdoor Cylinder collection of ceiling and wall mount fixtures from Sea Gull Lighting are designed to mold, direct and shape light right where you need it. Available in White, Bronze or Painted Brushed Nickel finishes, the assortment includes small and large one-light outdoor ceiling flush mounts, small and large one-light outdoor wall lanterns and small and large two-light outdoor wall lanterns. For many of the fixtures incandescent and ENERGY STAR-qualified LED lamping is available, and many easily convert to LED by purchasing LED replacement lamps sold separately. Now, fixtures with integrated LED lamping options are also available. | OUTDOOR | Outdoor Cylinders | Outdoor Lighting | Painted Brushed Nickel | 753 | Aluminum | Tempered Glass Glass | [5 empty] | 2 | No | 2000 | 2700 | 90 | 28 | 120 | 19 - Integrated | MODS - Modules |  | 5 | 100 | LED | 28 | 28 | 50000 | 0 | [12 empty] | 112.48 | 224.96 | 337.44 | W:6'' H:18 1/4'' E:8 3/4'' | 4.3 |  |  | 6 | 18.25 | Cap Nuts |  |  |  |  | 8.75 |  | No |  | No | [21 empty] | DP:2 7/8'' W:4 1/2'' H:4 1/2'' OB UP:9 1/8'' OB DOWN:9 1/8'' Square |  |  |  | 6 | Black/White |  |  | Hardwired | 0 | 0 | 0 | 0 | 1 | 0 | 0 | 0 | 0 | 0 | 0 | 785652063787 | 20.5 | 9.5 | 7.25 | 6.4 | 0.817 | 125 | Yes | 4 | 10785652063784 | 21.5 | 19.75 | 15 | 27 | 3.686 | Yes |  | cETL Wet | 6IN CYLINDER LED LANTERN-753 | Large LED Wall Lantern |  | 8413997S-753.jpg | 8313902.jpg
8414201-12 | Extra Small One Light Outdoor Wall Lantern | The Perrywood outdoor collection embodies all of the elements that make this exterior light a true classic: timeless styling, balanced proportions, versatile finish and rock solid construction. This traditional design features super trendy “water glass," a textured black powder-coated finish, and it’s built from cast aluminum for years of performance. Available in a Black finish. All fixtures are available as ENERGY STAR®-qualified and California Title 24 compliant. | OUTDOOR | Perrywood | Outdoor Lighting | Black | 12 | Cast Aluminum | Water Glass | D:5.4375" H:5.875" |  |  | 1 Medium A19 75w |  | 1 | No | [14 empty] | 0 | [12 empty] | 49.98 | 99.96 | 149.94 | W:6 1/2'' H:12'' E:7 7/8'' | 2.9 |  |  | 6.5 | 12 | Cap Nuts |  |  |  |  | 7.875 |  | No |  | No | [21 empty] | DP:1 1/4'' W:4 1/4'' H:7'' OB UP:5 7/16'' Oval |  |  |  | 6.5 | Black/White |  |  | Hardwired | 0 | 0 | 0 | 0 | 1 | 0 | 0 | 1 | 0 | 0 | 0 | 785652070228 | 14.75 | 12.5 | 10.25 | 3.5 | 1.094 | 250 | Yes | [9 empty] | cETL Wet | PERRYWOOD 1L XS LANTERN-12 | Extra Small One Light Outdoor Wall Lantern |  | 8414201-12.jpg | 8414201.jpg
8414201EN3-12 | Extra Small One Light Outdoor Wall Lantern | The Perrywood outdoor collection embodies all of the elements that make this exterior light a true classic: timeless styling, balanced proportions, versatile finish and rock solid construction. This traditional design features super trendy “water glass," a textured black powder-coated finish, and it’s built from cast aluminum for years of performance. Available in a Black finish. All fixtures are available as ENERGY STAR®-qualified and California Title 24 compliant. | OUTDOOR | Perrywood | Outdoor Lighting | Black | 12 | Cast Aluminum | Water Glass | D:5.4375" H:5.875" |  |  | 1 Medium A19 9.3w |  | 1 | Yes | [14 empty] | 0 | [12 empty] | 57.48 | 114.96 | 172.44 | W:6 1/2'' H:12'' E:7 7/8'' | 2.9 |  |  | 6.5 | 12 | Cap Nuts |  |  |  |  | 7.875 |  | No |  | No | [21 empty] | DP:1 1/4'' W:4 1/4'' H:7'' OB UP:5 7/16'' Oval |  |  |  | 6.5 | Black/White |  |  | Hardwired | 0 | 0 | 0 | 1 | 1 | 0 | 0 | 0 | 0 | 0 | 0 | 785652071904 | 14.75 | 12.5 | 10.25 | 3.5 | 1.094 | 250 | Yes | [9 empty] | cETL Wet | PERRYWOOD 1L LED XS LANTERN-12 | Extra Small One Light Outdoor Wall Lantern |  | 8414201EN3-12.jpg | 8414201EN3.jpg
84157D-71 | One Light Outdoor Wall Lantern | The Jamestowne outdoor lighting collection by Sea Gull Lighting delivers a formal, traditional lantern style in proportions that won't overwhelm. Coupled with either Clear Beveled glass or Frosted Seeded glass, there are three beautiful finishes, including Black, Antique Brushed Nickel, or Antique Bronze. So the perfect design aesthetic will certainly be found to match any style of residential architecture. The assortment includes small, medium, large and extra-large one-light outdoor wall lanterns, a one-light outdoor post lantern and a two-light outdoor wall lantern. Clear bulbs are recommended for use with the Clear glass choices for better aesthetics. Both incandescent lamping and ENERGY STAR-qualified LED lamping (for those fixtures with the Frosted Seeded glass) are available for most of the fixtures, and some can easily convert to LED by purchasing LED replacement lamps sold separately (for those with the Clear glass). There is also a Dark Sky version of the medium and large one-light outdoor wall lanterns for which Etched White Tiffany glass is used to control the light output. | OUTDOOR | Jamestowne | Outdoor Lighting | Antique Bronze | 71 | Brass | Etched White Tiffany Glass | W:5" H:5.625" |  |  | 1 Medium A19 100w |  | 1 | No | [14 empty] | 0 | [12 empty] | 66.98 | N/A | 200.94 | W:5 1/4'' H:12 1/2'' E:5 3/4'' | 2.7 |  |  | 5.25 | 12.5 | Cap Nuts |  |  |  |  | 5.75 |  | No |  | No | [21 empty] | D:4 1/2'' DP:2 1/8'' OB UP:6'' OB DOWN:6 1/2'' Round |  |  |  | 6.5 |  |  | N/A | Hardwired | 0 | 0 | 0 | 0 | 1 | 0 | 0 | 1 | 0 | 0 | 0 | 785652021350 | 7.25 | 6.5 | 11.75 | 2.7 | 0.32 | 100 | Yes | 3 | 10785652021357 | 20 | 8.25 | 12.75 | 9.2 | 1.217 | Yes | UL Wet | cUL Wet | JAMESTOWNE 1L LANTERN-71 | One Light Outdoor Wall Lantern |  | 84157D-71.jpg | 84158D.jpg
84157DEN3-71 | One Light Outdoor Wall Lantern | The Jamestowne outdoor lighting collection by Sea Gull Lighting delivers a formal, traditional lantern style in proportions that won't overwhelm. Coupled with either Clear Beveled glass or Frosted Seeded glass, there are three beautiful finishes, including Black, Antique Brushed Nickel, or Antique Bronze. So the perfect design aesthetic will certainly be found to match any style of residential architecture. The assortment includes small, medium, large and extra-large one-light outdoor wall lanterns, a one-light outdoor post lantern and a two-light outdoor wall lantern. Clear bulbs are recommended for use with the Clear glass choices for better aesthetics. Both incandescent lamping and ENERGY STAR-qualified LED lamping (for those fixtures with the Frosted Seeded glass) are available for most of the fixtures, and some can easily convert to LED by purchasing LED replacement lamps sold separately (for those with the Clear glass). There is also a Dark Sky version of the medium and large one-light outdoor wall lanterns for which Etched White Tiffany glass is used to control the light output. | OUTDOOR | Jamestowne | Outdoor Lighting | Antique Bronze | 71 | Brass | White Aluminum |  |  |  | 1 Medium A19 9.3w |  | 1 | Yes | [14 empty] | 0 | [12 empty] | 68.98 | N/A | 206.94 | W:5 1/4'' H:12 1/2'' E:5 3/4'' | 2.7 |  |  | 5.25 | 12.5 | Cap Nuts |  |  |  |  | 5.75 |  | No |  | No | [21 empty] | D:4 1/2'' DP:2 1/8'' OB UP:6'' OB DOWN:6 1/2'' Round |  |  |  | 6.5 | Black/White |  | N/A | Hardwired | 0 | 0 | 0 | 1 | 1 | 0 | 0 | 0 | 0 | 0 | 0 | 785652046094 | 11.75 | 7.5 | 6.5 | 2.9 | 0.331 | 100 | Yes | 3 | 10785652046091 | 20.25 | 12.75 | 8 | 9.4 | 1.195 | Yes | UL Wet | cUL Wet | JAMESTOWNE 1L LANTERN-71 | One Light Outdoor Wall Lantern |  | 84157DEN3-71.jpg | 84157D.jpg
84158D-12 | One Light Outdoor Wall Lantern | The Jamestowne outdoor lighting collection by Sea Gull Lighting delivers a formal, traditional lantern style in proportions that won't overwhelm. Coupled with either Clear Beveled glass or Frosted Seeded glass, there are three beautiful finishes, including Black, Antique Brushed Nickel, or Antique Bronze. So the perfect design aesthetic will certainly be found to match any style of residential architecture. The assortment includes small, medium, large and extra-large one-light outdoor wall lanterns, a one-light outdoor post lantern and a two-light outdoor wall lantern. Clear bulbs are recommended for use with the Clear glass choices for better aesthetics. Both incandescent lamping and ENERGY STAR-qualified LED lamping (for those fixtures with the Frosted Seeded glass) are available for most of the fixtures, and some can easily convert to LED by purchasing LED replacement lamps sold separately (for those with the Clear glass). There is also a Dark Sky version of the medium and large one-light outdoor wall lanterns for which Etched White Tiffany glass is used to control the light output. | OUTDOOR | Jamestowne | Outdoor Lighting | Black | 12 | Aluminum | Etched White Tiffany Glass |  |  |  | 1 Medium A19 100w |  | 1 | No | [14 empty] | 0 | [12 empty] | 112.98 | N/A | 338.94 | W:7'' H:17'' E:8'' | 4.67 |  |  | 7 | 17 | Cap Nuts |  |  |  |  | 8 |  | No |  | No | [21 empty] | DP:3/4'' W:4 3/4'' H:5 1/2'' OB UP:6 1/2'' OB DOWN:10 1/2'' Octagonal |  |  |  | 6.5 |  |  | N/A | Hardwired | 0 | 0 | 0 | 0 | 1 | 0 | 0 | 1 | 0 | 0 | 0 | 785652023064 | 8.75 | 8.5 | 18.25 | 5 | 0.785 | 125 | Yes | 2 | 10785652023061 | 17.25 | 9.5 | 19 | 11.4 | 1.802 | Yes | C-UL-US Wet |  | JAMESTOWNE 1L LANTERN-12 | One Light Outdoor Wall Lantern | NON/CAT | 84158D-12.jpg | 84158D.jpg
84158D-71 | One Light Outdoor Wall Lantern | The Jamestowne outdoor lighting collection by Sea Gull Lighting delivers a formal, traditional lantern style in proportions that won't overwhelm. Coupled with either Clear Beveled glass or Frosted Seeded glass, there are three beautiful finishes, including Black, Antique Brushed Nickel, or Antique Bronze. So the perfect design aesthetic will certainly be found to match any style of residential architecture. The assortment includes small, medium, large and extra-large one-light outdoor wall lanterns, a one-light outdoor post lantern and a two-light outdoor wall lantern. Clear bulbs are recommended for use with the Clear glass choices for better aesthetics. Both incandescent lamping and ENERGY STAR-qualified LED lamping (for those fixtures with the Frosted Seeded glass) are available for most of the fixtures, and some can easily convert to LED by purchasing LED replacement lamps sold separately (for those with the Clear glass). There is also a Dark Sky version of the medium and large one-light outdoor wall lanterns for which Etched White Tiffany glass is used to control the light output. | OUTDOOR | Jamestowne | Outdoor Lighting | Antique Bronze | 71 | Brass | White Aluminum |  |  |  | 1 Medium A19 100w |  | 1 | No | [14 empty] | 0 | [12 empty] | 115.48 | N/A | 346.44 | W:7'' H:17'' E:8'' | 4.67 |  |  | 7 | 17 | Cap Nuts |  |  |  |  | 8 |  | No |  | No | [21 empty] | DP:3/4'' W:4 3/4'' H:5 1/2'' OB UP:6 1/2'' OB DOWN:10 1/2'' Octagonal |  |  |  | 6.5 |  |  | N/A | Hardwired | 0 | 0 | 0 | 0 | 1 | 0 | 0 | 1 | 0 | 0 | 0 | 785652021367 | 8.75 | 8.5 | 18.25 | 5 | 0.785 | 125 | Yes | 2 | 10785652021364 | 17.25 | 9.5 | 19 | 11.4 | 1.802 | Yes | UL Wet | cUL Wet | JAMESTOWNE 1L LANTERN-71 | One Light Outdoor Wall Lantern |  | 84158D-71.jpg | 84158D.jpg
84158DEN3-12 | One Light Outdoor Wall Lantern | The Jamestowne outdoor lighting collection by Sea Gull Lighting delivers a formal, traditional lantern style in proportions that won't overwhelm. Coupled with either Clear Beveled glass or Frosted Seeded glass, there are three beautiful finishes, including Black, Antique Brushed Nickel, or Antique Bronze. So the perfect design aesthetic will certainly be found to match any style of residential architecture. The assortment includes small, medium, large and extra-large one-light outdoor wall lanterns, a one-light outdoor post lantern and a two-light outdoor wall lantern. Clear bulbs are recommended for use with the Clear glass choices for better aesthetics. Both incandescent lamping and ENERGY STAR-qualified LED lamping (for those fixtures with the Frosted Seeded glass) are available for most of the fixtures, and some can easily convert to LED by purchasing LED replacement lamps sold separately (for those with the Clear glass). There is also a Dark Sky version of the medium and large one-light outdoor wall lanterns for which Etched White Tiffany glass is used to control the light output. | OUTDOOR | Jamestowne | Outdoor Lighting | Black | 12 | Aluminum | Etched White Tiffany Glass |  |  |  | 1 Medium A19 9.3w |  | 1 | Yes | [14 empty] | 0 | [12 empty] | 116.98 | N/A | 350.94 | W:7'' H:17'' E:8'' | 4.67 |  |  | 7 | 17 | Cap Nuts |  |  |  |  | 8 |  | No |  | No | [21 empty] | DP:3/4'' W:4 3/4'' H:5 1/2'' OB UP:6 1/2'' OB DOWN:10 1/2'' Octagonal |  |  |  | 6.5 | Black/White |  | N/A | Hardwired | 0 | 0 | 0 | 1 | 1 | 0 | 0 | 0 | 0 | 0 | 0 | 785652046087 | 8.75 | 8.5 | 18.25 | 5 | 0.785 | 125 | Yes | 2 | 10785652046084 | 17.25 | 9.5 | 19 | 11.4 | 1.802 | Yes | C-UL-US Wet |  | JAMESTOWNE 1L LANTERN-12 | One Light Outdoor Wall Lantern |  | 84158DEN3-12.jpg | 84158D.jpg
84158DEN3-71 | One Light Outdoor Wall Lantern | The Jamestowne outdoor lighting collection by Sea Gull Lighting delivers a formal, traditional lantern style in proportions that won't overwhelm. Coupled with either Clear Beveled glass or Frosted Seeded glass, there are three beautiful finishes, including Black, Antique Brushed Nickel, or Antique Bronze. So the perfect design aesthetic will certainly be found to match any style of residential architecture. The assortment includes small, medium, large and extra-large one-light outdoor wall lanterns, a one-light outdoor post lantern and a two-light outdoor wall lantern. Clear bulbs are recommended for use with the Clear glass choices for better aesthetics. Both incandescent lamping and ENERGY STAR-qualified LED lamping (for those fixtures with the Frosted Seeded glass) are available for most of the fixtures, and some can easily convert to LED by purchasing LED replacement lamps sold separately (for those with the Clear glass). There is also a Dark Sky version of the medium and large one-light outdoor wall lanterns for which Etched White Tiffany glass is used to control the light output. | OUTDOOR | Jamestowne | Outdoor Lighting | Antique Bronze | 71 | Brass | White Aluminum |  |  |  | 1 Medium A19 9.3w |  | 1 | Yes | [14 empty] | 0 | [12 empty] | 117.98 | N/A | 353.94 | W:7'' H:17'' E:8'' | 4.67 |  |  | 7 | 17 | Cap Nuts |  |  |  |  | 8 |  | No |  | No | [21 empty] | DP:3/4'' W:4 3/4'' H:5 1/2'' OB UP:6 1/2'' OB DOWN:10 1/2'' Octagonal |  |  |  | 6.5 | Black/White |  | N/A | Hardwired | 0 | 0 | 0 | 1 | 1 | 0 | 0 | 0 | 0 | 0 | 0 | 785652046100 | 8.75 | 8.5 | 18.25 | 5 | 0.785 | 125 | Yes | 2 | 10785652046107 | 17.25 | 9.5 | 19 | 11.4 | 1.802 | Yes | UL Wet | cUL Wet | JAMESTOWNE 1L LANTERN-71 | One Light Outdoor Wall Lantern |  | 84158DEN3-71.jpg | 84158D.jpg
8436301-12 | Extra Small One Light Outdoor Wall Lantern | The stately Childress outdoor lighting collection by Sea Gull Lighting is rich with design elements contributing to its traditional silhouette. A shepherd’s crook, chamfered roof line, cut-corner-square body with Satin Etched glass and a small bottom finial all add detail and visual interest. Made of durable cast aluminum, a stepped-edge backplate completes the traditional look. Offered in Antique Bronze or Black finish, the lighting fixtures include a two-light outdoor ceiling flush mount, an extra large two-light outdoor wall lantern, small, medium and large one-light outdoor wall lanterns, a one-light outdoor pendant; and a one-light outdoor post lantern. Incandescent, integrated LED and ENERGY STAR-qualified LED lamping are available. The advanced, integrated LED option has warm-on-dim technology that warms in color when dimmed, going from 2700K to 2200K and is California Title 24 compliant. | OUTDOOR | Childress | Outdoor Lighting | Black | 12 | Die Cast Aluminum | Satin Etched Glass | L:4.25" W:4.25" H:4.75" |  |  | 1 Medium A19 40w |  | 1 | No | [14 empty] | 0 | [12 empty] | 49.5 | 99 | 148.5 | W:6'' H:10'' E:7 1/8'' |  |  |  | 6 | 10 | Cap Nuts |  |  |  |  | 7.125 |  | No |  | No | [21 empty] | DP:7/8'' W:4 1/2'' H:6 7/8'' OB UP:2 7/8'' Irregular |  |  |  | 6 | Black/White |  |  | Hardwired | 0 | 0 | 0 | 0 | 1 | 0 | 0 | 1 | 0 | 0 | 0 | 785652078682 | 14.25 | 13.25 | 13.5 | 3.6 | 1.475 | 250 | Yes | [9 empty] | cETL Wet | CHILDRESS 1L LANTERN-12 | Extra Small One Light Outdoor Wall Lantern |  | 8436301-12.jpg | 8436301.jpg
8436301-71 | Extra Small One Light Outdoor Wall Lantern | The stately Childress outdoor lighting collection by Sea Gull Lighting is rich with design elements contributing to its traditional silhouette. A shepherd’s crook, chamfered roof line, cut-corner-square body with Satin Etched glass and a small bottom finial all add detail and visual interest. Made of durable cast aluminum, a stepped-edge backplate completes the traditional look. Offered in Antique Bronze or Black finish, the lighting fixtures include a two-light outdoor ceiling flush mount, an extra large two-light outdoor wall lantern, small, medium and large one-light outdoor wall lanterns, a one-light outdoor pendant; and a one-light outdoor post lantern. Incandescent, integrated LED and ENERGY STAR-qualified LED lamping are available. The advanced, integrated LED option has warm-on-dim technology that warms in color when dimmed, going from 2700K to 2200K and is California Title 24 compliant. | OUTDOOR | Childress | Outdoor Lighting | Antique Bronze | 71 | Die Cast Aluminum | Satin Etched Glass | L:4.25" W:4.25" H:4.75" |  |  | 1 Medium A19 40w |  | 1 | No | [14 empty] | 0 | [12 empty] | 49.5 | 99 | 148.5 | W:6'' H:10'' E:7 1/8'' |  |  |  | 6 | 10 | Cap Nuts |  |  |  |  | 7.125 |  | No |  | No | [21 empty] | DP:7/8'' W:4 1/2'' H:6 7/8'' OB UP:2 7/8'' Irregular |  |  |  | 6 | Black/White |  |  | Hardwired | 0 | 0 | 0 | 0 | 1 | 0 | 0 | 1 | 0 | 0 | 0 | 785652078699 | [16 empty] | cETL Wet | CHILDRESS 1L LANTERN-71 | Extra Small One Light Outdoor Wall Lantern |  | 8436301-71.jpg | 8436301.jpg
8436301EN3-12 | Extra Small One Light Outdoor Wall Lantern | The stately Childress outdoor lighting collection by Sea Gull Lighting is rich with design elements contributing to its traditional silhouette. A shepherd’s crook, chamfered roof line, cut-corner-square body with Satin Etched glass and a small bottom finial all add detail and visual interest. Made of durable cast aluminum, a stepped-edge backplate completes the traditional look. Offered in Antique Bronze or Black finish, the lighting fixtures include a two-light outdoor ceiling flush mount, an extra large two-light outdoor wall lantern, small, medium and large one-light outdoor wall lanterns, a one-light outdoor pendant; and a one-light outdoor post lantern. Incandescent, integrated LED and ENERGY STAR-qualified LED lamping are available. The advanced, integrated LED option has warm-on-dim technology that warms in color when dimmed, going from 2700K to 2200K and is California Title 24 compliant. | OUTDOOR | Childress | Outdoor Lighting | Black | 12 | Die Cast Aluminum | Satin Etched Glass | L:4.25" W:4.25" H:4.75" |  |  | 1 Medium A19 9.3w |  | 1 | Yes | [14 empty] | 0 | [12 empty] | 54.5 | 109 | 163.5 | W:6'' H:10'' E:7 1/8'' |  |  |  | 6 | 10 | Cap Nuts |  |  |  |  | 7.125 |  | No |  | No | [21 empty] | DP:7/8'' W:4 1/2'' H:6 7/8'' OB UP:2 7/8'' Irregular |  |  |  | 6 | Black/White |  |  | Hardwired | 0 | 0 | 0 | 1 | 1 | 0 | 0 | 0 | 0 | 0 | 0 | 785652082962 | [16 empty] | cETL Wet | CHILDRESS 1L LANTERN-12 | Extra Small One Light Outdoor Wall Lantern |  | 8436301EN3-12.jpg | 8436301EN3.jpg
8436301EN3-71 | Extra Small One Light Outdoor Wall Lantern | The stately Childress outdoor lighting collection by Sea Gull Lighting is rich with design elements contributing to its traditional silhouette. A shepherd’s crook, chamfered roof line, cut-corner-square body with Satin Etched glass and a small bottom finial all add detail and visual interest. Made of durable cast aluminum, a stepped-edge backplate completes the traditional look. Offered in Antique Bronze or Black finish, the lighting fixtures include a two-light outdoor ceiling flush mount, an extra large two-light outdoor wall lantern, small, medium and large one-light outdoor wall lanterns, a one-light outdoor pendant; and a one-light outdoor post lantern. Incandescent, integrated LED and ENERGY STAR-qualified LED lamping are available. The advanced, integrated LED option has warm-on-dim technology that warms in color when dimmed, going from 2700K to 2200K and is California Title 24 compliant. | OUTDOOR | Childress | Outdoor Lighting | Antique Bronze | 71 | Die Cast Aluminum | Satin Etched Glass | L:4.25" W:4.25" H:4.75" |  |  | 1 Medium A19 9.3w |  | 1 | Yes | [14 empty] | 0 | [12 empty] | 54.5 | 109 | 163.5 | W:6'' H:10'' E:7 1/8'' |  |  |  | 6 | 10 | Cap Nuts |  |  |  |  | 7.125 |  | No |  | No | [21 empty] | DP:7/8'' W:4 1/2'' H:6 7/8'' OB UP:2 7/8'' Irregular |  |  |  | 6 | Black/White |  |  | Hardwired | 0 | 0 | 0 | 1 | 1 | 0 | 0 | 0 | 0 | 0 | 0 | 785652082979 | [16 empty] | cETL Wet | CHILDRESS 1L LANTERN-71 | Extra Small One Light Outdoor Wall Lantern |  | 8436301EN3-71.jpg | 8436301EN3.jpg
8438501-12 | One Light Outdoor Wall Lantern | Sometimes subtle is exactly what you need. The Crittenden outdoor wall sconce by Sea Gull Lighting is inspired by the simple lines of mid-century modern design and boasts durable, all-aluminum construction. It will make a bold minimalist statement whether used indoors or as an outdoor light. This streamlined cone is a classic profile made from aluminum which gives it a slight shimmer effect. The fixtures purposefully direct light downward, limiting any light leak out of the sides to meet Dark Sky guidelines. The Crittenden is offered in two finishes, Satin Aluminum and Black, each offering a completely unique interpretation of the design. | OUTDOOR | Crittenden | Outdoor Lighting | Black | 12 | Aluminum |  |  |  |  | 1 Medium A19 75w |  | 1 | No | [14 empty] | 0 | [12 empty] | 29.5 | 59 | 88.5 | W:8'' H:7 5/8'' E:9 1/8'' |  |  |  | 8 | 7.625 | Cap Nuts |  |  |  |  | 9.125 |  | No |  | No | [21 empty] | D:5'' DP:7/8'' OB UP:2 1/2'' Round |  |  |  | 6.5 | Black/White |  |  | Hardwired | 0 | 0 | 0 | 0 | 1 | 0 | 0 | 1 | 0 | 0 | 0 | 785652079085 | [16 empty] | cETL Wet | CRITTENDEN 1L LANTERN-12 | One Light Outdoor Wall Lantern |  | 8438501-12.jpg | 8438501.jpg
8438501EN3-12 | One Light Outdoor Wall Lantern | Sometimes subtle is exactly what you need. The Crittenden outdoor wall sconce by Sea Gull Lighting is inspired by the simple lines of mid-century modern design and boasts durable, all-aluminum construction. It will make a bold minimalist statement whether used indoors or as an outdoor light. This streamlined cone is a classic profile made from aluminum which gives it a slight shimmer effect. The fixtures purposefully direct light downward, limiting any light leak out of the sides to meet Dark Sky guidelines. The Crittenden is offered in two finishes, Satin Aluminum and Black, each offering a completely unique interpretation of the design. | OUTDOOR | Crittenden | Outdoor Lighting | Black | 12 | Aluminum |  |  |  |  | 1 Medium A19 9.3w |  | 1 | Yes | [14 empty] | 0 | [12 empty] | 34.5 | 69 | 103.5 | W:8'' H:7 5/8'' E:9 1/8'' |  |  |  | 8 | 7.625 | Cap Nuts |  |  |  |  | 9.125 |  | No |  | No | [21 empty] | D:5'' DP:7/8'' OB UP:2 1/2'' Round |  |  |  | 6.5 | Black/White |  |  | Hardwired | 0 | 0 | 0 | 1 | 1 | 0 | 0 | 0 | 0 | 0 | 0 | 785652083204 | [16 empty] | cETL Wet | CRITTENDEN 1L LANTERN-12 | One Light Outdoor Wall Lantern |  | 8438501EN3-12.jpg | 8438501EN3.jpg
8438701-12 | Large One Light Downlight Outdoor Wall Lantern | The Sevier outdoor collection by Sea Gull Lighting brings timeless design to new heights with its traditional design details found in classic outdoor fixtures as well as an open bottom for easy maintenance. Made of durable cast aluminum, a multi-level crown, top finial and stepped-edge back plate complete the traditional look. Offered in Antique Bronze or Black finish, both with Clear glass, the collection includes a one-light outdoor pendant, one-light post lantern, a large one-light uplight outdoor wall lantern, a small one-light uplight outdoor wall lantern, a small one-light downlight outdoor wall lantern, and a large one-light downlight outdoor wall lantern. | OUTDOOR | Sevier | Outdoor Lighting | Black | 12 |  | Clear Glass | W:3.25" H:8.875" |  |  | 1 Medium A19 100w |  | 1 | No | [14 empty] | 0 | [12 empty] | 42.48 | 84.96 | 127.44 | W:9 3/8'' H:18 3/4'' E:8 5/8'' |  |  |  | 9.375 | 18.75 | Cap Nuts |  |  |  |  | 8.625 |  | No |  | No | [21 empty] | DP:7/8'' W:4 1/2'' H:5 3/8'' OB UP:2 3/4'' OB DOWN:16'' |  |  |  | 6.5 | Black/White |  |  | Hardwired | 0 | 0 | 0 | 0 | 1 | 0 | 0 | 1 | 0 | 0 | 0 | 785652027826 | 20.25 | 11.75 | 12 | 5.5 | 1.652 | 250 | Yes | [9 empty] | cETL Wet | SEVIER 1L LANTERN-12 | Large One Light Downlight Outdoor Wall Lantern |  | 8438701-12.png | 8438701.jpg
8438701-71 | Large One Light Downlight Outdoor Wall Lantern | The Sevier outdoor collection by Sea Gull Lighting brings timeless design to new heights with its traditional design details found in classic outdoor fixtures as well as an open bottom for easy maintenance. Made of durable cast aluminum, a multi-level crown, top finial and stepped-edge back plate complete the traditional look. Offered in Antique Bronze or Black finish, both with Clear glass, the collection includes a one-light outdoor pendant, one-light post lantern, a large one-light uplight outdoor wall lantern, a small one-light uplight outdoor wall lantern, a small one-light downlight outdoor wall lantern, and a large one-light downlight outdoor wall lantern. | OUTDOOR | Sevier | Outdoor Lighting | Antique Bronze | 71 |  | Clear Glass | W:3.25" H:8.875" |  |  | 1 Medium A19 100w |  | 1 | No | [14 empty] | 0 | [12 empty] | 42.48 | 84.96 | 127.44 | W:9 3/8'' H:18 3/4'' E:8 5/8'' |  |  |  | 9.375 | 18.75 | Cap Nuts |  |  |  |  | 8.625 |  | No |  | No | [21 empty] | DP:7/8'' W:4 1/2'' H:5 3/8'' OB UP:2 3/4'' OB DOWN:16'' |  |  |  | 6.5 | Black/White |  |  | Hardwired | 0 | 0 | 0 | 0 | 1 | 0 | 0 | 1 | 0 | 0 | 0 | 785652027833 | 20.25 | 11.75 | 12 | 5.5 | 1.652 | 250 | Yes | [9 empty] | cETL Wet | SEVIER 1L LANTERN-71 | Large One Light Downlight Outdoor Wall Lantern |  | 8438701-71.png | 8438701.jpg
8438751-12 | Large One Light Downlight Outdoor Wall Lantern | The Sevier outdoor collection by Sea Gull Lighting brings timeless design to new heights with its traditional design details found in classic outdoor fixtures as well as an open bottom for easy maintenance. Made of durable cast aluminum, a multi-level crown, top finial and stepped-edge back plate complete the traditional look. Offered in Antique Bronze or Black finish, both with Clear glass, the collection includes a one-light outdoor pendant, one-light post lantern, a large one-light uplight outdoor wall lantern, a small one-light uplight outdoor wall lantern, a small one-light downlight outdoor wall lantern, and a large one-light downlight outdoor wall lantern. | OUTDOOR | Sevier | Outdoor Lighting | Black | 12 |  | Satin Etched Glass | W:3.25" H:8.875" |  |  | 1 Medium A19 100w |  | 1 | No | [14 empty] | 0 | [12 empty] | 40.45 | 80.9 | 121.35 | W:9 3/8'' H:18 3/4'' E:8 5/8'' |  |  |  | 9.375 | 18.75 | Cap Nuts |  |  |  |  | 8.625 |  | No |  | No | [21 empty] | DP:7/8'' W:4 1/2'' H:5 3/8'' OB UP:2 3/4'' OB DOWN:16'' |  |  |  | 6.5 | Black/White |  |  | Hardwired | 0 | 0 | 0 | 0 | 1 | 0 | 0 | 1 | 0 | 0 | 0 | 785652056130 | 20.25 | 11.75 | 12 | 5.5 | 1.652 | 250 | Yes | [9 empty] | cETL Wet | SEVIER 1L LANTERN-12 | Large One Light Downlight Outdoor Wall Lantern |  | 8438751-12.jpg | 8438751.jpg
8438751-71 | Large One Light Downlight Outdoor Wall Lantern | The Sevier outdoor collection by Sea Gull Lighting brings timeless design to new heights with its traditional design details found in classic outdoor fixtures as well as an open bottom for easy maintenance. Made of durable cast aluminum, a multi-level crown, top finial and stepped-edge back plate complete the traditional look. Offered in Antique Bronze or Black finish, both with Clear glass, the collection includes a one-light outdoor pendant, one-light post lantern, a large one-light uplight outdoor wall lantern, a small one-light uplight outdoor wall lantern, a small one-light downlight outdoor wall lantern, and a large one-light downlight outdoor wall lantern. | OUTDOOR | Sevier | Outdoor Lighting | Antique Bronze | 71 |  | Satin Etched Glass | W:3.25" H:8.875" |  |  | 1 Medium A19 100w |  | 1 | No | [14 empty] | 0 | [12 empty] | 40.45 | 80.9 | 121.35 | W:9 3/8'' H:18 3/4'' E:8 5/8'' |  |  |  | 9.375 | 18.75 | Cap Nuts |  |  |  |  | 8.625 |  | No |  | No | [21 empty] | DP:7/8'' W:4 1/2'' H:5 3/8'' OB UP:2 3/4'' OB DOWN:16'' |  |  |  | 6.5 | Black/White |  |  | Hardwired | 0 | 0 | 0 | 0 | 1 | 0 | 0 | 1 | 0 | 0 | 0 | 785652056147 | 20.25 | 11.75 | 12 | 5.5 | 1.652 | 250 | Yes | [9 empty] | cETL Wet | SEVIER 1L LANTERN-71 | Large One Light Downlight Outdoor Wall Lantern |  | 8438751-71.jpg | 8438751.jpg
8438751EN3-12 | Large One Light Downlight Outdoor Wall Lantern | The Sevier outdoor collection by Sea Gull Lighting brings timeless design to new heights with its traditional design details found in classic outdoor fixtures as well as an open bottom for easy maintenance. Made of durable cast aluminum, a multi-level crown, top finial and stepped-edge back plate complete the traditional look. Offered in Antique Bronze or Black finish, both with Clear glass, the collection includes a one-light outdoor pendant, one-light post lantern, a large one-light uplight outdoor wall lantern, a small one-light uplight outdoor wall lantern, a small one-light downlight outdoor wall lantern, and a large one-light downlight outdoor wall lantern. | OUTDOOR | Sevier | Outdoor Lighting | Black | 12 |  | Satin Etched Glass | W:3.25" H:8.875" |  |  | 1 Medium A19 9.3w |  | 1 | Yes | [14 empty] | 0 | [12 empty] | 45.45 | 90.9 | 136.35 | W:9 3/8'' H:18 3/4'' E:8 5/8'' |  |  |  | 9.375 | 18.75 | Cap Nuts |  |  |  |  | 8.625 |  | No |  | No | [21 empty] | DP:7/8'' W:4 1/2'' H:5 3/8'' OB UP:2 3/4'' OB DOWN:16'' |  |  |  | 6.5 | Black/White |  |  | Hardwired | 0 | 0 | 0 | 1 | 1 | 0 | 0 | 0 | 0 | 0 | 0 | 785652056253 | 20.25 | 11.75 | 12 | 5.5 | 1.652 | 250 | Yes | [9 empty] | cETL Wet | SEVIER 1L LANTERN-12 | Large One Light Downlight Outdoor Wall Lantern |  | 8438751EN3-12.jpg | 8438751EN3.jpg
8438751EN3-71 | Large One Light Downlight Outdoor Wall Lantern | The Sevier outdoor collection by Sea Gull Lighting brings timeless design to new heights with its traditional design details found in classic outdoor fixtures as well as an open bottom for easy maintenance. Made of durable cast aluminum, a multi-level crown, top finial and stepped-edge back plate complete the traditional look. Offered in Antique Bronze or Black finish, both with Clear glass, the collection includes a one-light outdoor pendant, one-light post lantern, a large one-light uplight outdoor wall lantern, a small one-light uplight outdoor wall lantern, a small one-light downlight outdoor wall lantern, and a large one-light downlight outdoor wall lantern. | OUTDOOR | Sevier | Outdoor Lighting | Antique Bronze | 71 |  | Satin Etched Glass | W:3.25" H:8.875" |  |  | 1 Medium A19 9.3w |  | 1 | Yes | [14 empty] | 0 | [12 empty] | 45.45 | 90.9 | 136.35 | W:9 3/8'' H:18 3/4'' E:8 5/8'' |  |  |  | 9.375 | 18.75 | Cap Nuts |  |  |  |  | 8.625 |  | No |  | No | [21 empty] | DP:7/8'' W:4 1/2'' H:5 3/8'' OB UP:2 3/4'' OB DOWN:16'' |  |  |  | 6.5 | Black/White |  |  | Hardwired | 0 | 0 | 0 | 1 | 1 | 0 | 0 | 0 | 0 | 0 | 0 | 785652056260 | 20.25 | 11.75 | 12 | 5.5 | 1.652 | 250 | Yes | [9 empty] | cETL Wet | SEVIER 1L LANTERN-71 | Large One Light Downlight Outdoor Wall Lantern |  | 8438751EN3-71.jpg | 8438751EN3.jpg
84529-12 | One Light Outdoor Wall Lantern | Kent outdoor lighting fixtures by Sea Gull Lighting are crafted in die-cast aluminum for added durability to withstand harsh weather conditions. The traditional styling inspired by antique gas lanterns is offered in either Oxford Bronze with Clear Seeded glass, Black finish with Clear Beveled glass, and both finishes with Satin Etched glass. The assortment includes small and large one-light outdoor wall lanterns (with a flat bottom), as well as an additional design of small and large one-light outdoor wall lanterns (with finial on top and bottom) which can be mounted up or down, a one-light outdoor semi-flush convertible pendant and a one-light outdoor post lantern. Both incandescent lamping and ENERGY STAR-qualified LED lamping (for those fixtures with the Satin Etched glass) are available for most of the fixtures, and some can easily convert to LED by purchasing LED replacement lamps sold separately. | OUTDOOR | Kent | Outdoor Lighting | Black | 12 | Die Cast Aluminum | Satin Etched Glass |  |  |  | 1 Medium A19 100w |  | 1 | No | [14 empty] | 0 | [12 empty] | 35.48 | 70.96 | 106.44 | W:6 1/2'' H:11 1/2'' E:8 1/2'' | 3.2 |  |  | 6.5 | 11.5 | Cap Nuts |  |  |  |  | 8.5 |  | No |  | No | [21 empty] | D:5 1/2'' DP:5/8'' OB UP:2 3/4'' OB DOWN:8 3/4'' Round |  |  |  | 6.5 | Black/White |  | N/A | Hardwired | 0 | 0 | 0 | 0 | 1 | 0 | 0 | 1 | 0 | 0 | 0 | 785652117442 | 15 | 10.25 | 8 | 4 | 0.712 | 175 | Yes | [8 empty] | UL Wet | cUL Wet | KENT 1L LANTERN-12 | One Light Outdoor Wall Lantern |  | 84529-12.jpg | 84029.jpg
84529-746 | One Light Outdoor Wall Lantern | Kent outdoor lighting fixtures by Sea Gull Lighting are crafted in die-cast aluminum for added durability to withstand harsh weather conditions. The traditional styling inspired by antique gas lanterns is offered in either Oxford Bronze with Clear Seeded glass, Black finish with Clear Beveled glass, and both finishes with Satin Etched glass. The assortment includes small and large one-light outdoor wall lanterns (with a flat bottom), as well as an additional design of small and large one-light outdoor wall lanterns (with finial on top and bottom) which can be mounted up or down, a one-light outdoor semi-flush convertible pendant and a one-light outdoor post lantern. Both incandescent lamping and ENERGY STAR-qualified LED lamping (for those fixtures with the Satin Etched glass) are available for most of the fixtures, and some can easily convert to LED by purchasing LED replacement lamps sold separately. | OUTDOOR | Kent | Outdoor Lighting | Oxford Bronze | 746 | Die Cast Aluminum | Satin Etched Glass |  |  |  | 1 Medium A19 100w |  | 1 | No | [14 empty] | 0 | [12 empty] | 35.48 | 70.96 | 106.44 | W:6 1/2'' H:11 1/2'' E:8 1/2'' | 3.2 |  |  | 6.5 | 11.5 | Cap Nuts |  |  |  |  | 8.5 |  | No |  | No | [21 empty] | D:5 1/2'' DP:5/8'' OB UP:2 3/4'' OB DOWN:8 3/4'' Round |  |  |  | 6.5 | Black/White |  | N/A | Hardwired | 0 | 0 | 0 | 0 | 1 | 0 | 0 | 1 | 0 | 0 | 0 | 785652117459 | 15 | 10.25 | 8 | 4 | 0.712 | 175 | Yes | [8 empty] | UL Wet | cUL Wet | KENT 1L LANTERN-746 | One Light Outdoor Wall Lantern |  | 84529-746.jpg | 84029.jpg
84529EN3-12 | One Light Outdoor Wall Lantern | Kent outdoor lighting fixtures by Sea Gull Lighting are crafted in die-cast aluminum for added durability to withstand harsh weather conditions. The traditional styling inspired by antique gas lanterns is offered in either Oxford Bronze with Clear Seeded glass, Black finish with Clear Beveled glass, and both finishes with Satin Etched glass. The assortment includes small and large one-light outdoor wall lanterns (with a flat bottom), as well as an additional design of small and large one-light outdoor wall lanterns (with finial on top and bottom) which can be mounted up or down, a one-light outdoor semi-flush convertible pendant and a one-light outdoor post lantern. Both incandescent lamping and ENERGY STAR-qualified LED lamping (for those fixtures with the Satin Etched glass) are available for most of the fixtures, and some can easily convert to LED by purchasing LED replacement lamps sold separately. | OUTDOOR | Kent | Outdoor Lighting | Black | 12 | Die Cast Aluminum | Satin Etched Glass |  |  |  | 1 Medium A19 9.3w |  | 1 | Yes | [14 empty] | 0 | [12 empty] | 40.98 | 81.96 | 122.94 | W:6 1/2'' H:11 1/2'' E:8 1/2'' | 3.2 |  |  | 6.5 | 11.5 | Cap Nuts |  |  |  |  | 8.5 |  | No |  | No | [21 empty] | D:5 1/2'' DP:5/8'' OB UP:2 3/4'' OB DOWN:8 3/4'' Round |  |  |  | 6.5 | Black/White |  | N/A | Hardwired | 0 | 0 | 0 | 1 | 1 | 0 | 0 | 0 | 0 | 0 | 0 | 785652052859 | 15 | 10.25 | 8 | 4 | 0.712 | 175 | Yes | [8 empty] | UL Wet | cUL Wet | KENT 1L LANTERN-12 | One Light Outdoor Wall Lantern |  | 84529EN3-12.jpg | 84529.jpg
84529EN3-746 | One Light Outdoor Wall Lantern | Kent outdoor lighting fixtures by Sea Gull Lighting are crafted in die-cast aluminum for added durability to withstand harsh weather conditions. The traditional styling inspired by antique gas lanterns is offered in either Oxford Bronze with Clear Seeded glass, Black finish with Clear Beveled glass, and both finishes with Satin Etched glass. The assortment includes small and large one-light outdoor wall lanterns (with a flat bottom), as well as an additional design of small and large one-light outdoor wall lanterns (with finial on top and bottom) which can be mounted up or down, a one-light outdoor semi-flush convertible pendant and a one-light outdoor post lantern. Both incandescent lamping and ENERGY STAR-qualified LED lamping (for those fixtures with the Satin Etched glass) are available for most of the fixtures, and some can easily convert to LED by purchasing LED replacement lamps sold separately. | OUTDOOR | Kent | Outdoor Lighting | Oxford Bronze | 746 | Die Cast Aluminum | Satin Etched Glass |  |  |  | 1 Medium A19 9.3w |  | 1 | Yes | [14 empty] | 0 | [12 empty] | 40.98 | 81.96 | 122.94 | W:6 1/2'' H:11 1/2'' E:8 1/2'' | 3.2 |  |  | 6.5 | 11.5 | Cap Nuts |  |  |  |  | 8.5 |  | No |  | No | [21 empty] | D:5 1/2'' DP:5/8'' OB UP:2 3/4'' OB DOWN:8 3/4'' Round |  |  |  | 6.5 | Black/White |  | N/A | Hardwired | 0 | 0 | 0 | 1 | 1 | 0 | 0 | 0 | 0 | 0 | 0 | 785652052866 | 15 | 10.25 | 8 | 4 | 0.712 | 175 | Yes | [8 empty] | UL Wet | cUL Wet | KENT 1L LANTERN-746 | One Light Outdoor Wall Lantern |  | 84529EN3-746.jpg | 84529.jpg
84530-12 | One Light Outdoor Wall Lantern | Kent outdoor lighting fixtures by Sea Gull Lighting are crafted in die-cast aluminum for added durability to withstand harsh weather conditions. The traditional styling inspired by antique gas lanterns is offered in either Oxford Bronze with Clear Seeded glass, Black finish with Clear Beveled glass, and both finishes with Satin Etched glass. The assortment includes small and large one-light outdoor wall lanterns (with a flat bottom), as well as an additional design of small and large one-light outdoor wall lanterns (with finial on top and bottom) which can be mounted up or down, a one-light outdoor semi-flush convertible pendant and a one-light outdoor post lantern. Both incandescent lamping and ENERGY STAR-qualified LED lamping (for those fixtures with the Satin Etched glass) are available for most of the fixtures, and some can easily convert to LED by purchasing LED replacement lamps sold separately. | OUTDOOR | Kent | Outdoor Lighting | Black | 12 | Die Cast Aluminum | Satin Etched Glass |  |  |  | 1 Medium A19 100w |  | 1 | No | [14 empty] | 0 | [12 empty] | 41.48 | 82.96 | 124.44 | W:6 1/2'' H:15'' E:8 1/2'' | 3.5 |  |  | 6.5 | 15 | Cap Nuts |  |  |  |  | 8.5 |  | No |  | No | [21 empty] | D:5 1/2'' DP:5/8'' OB UP:12 1/4'' OB DOWN:2 3/4'' Round |  |  |  | 6.5 | Black/White |  | N/A | Hardwired | 0 | 1 | 0 | 0 | 1 | 0 | 0 | 1 | 0 | 0 | 0 | 785652117466 | 17.5 | 10.5 | 8 | 4.2 | 0.851 | 175 | Yes | [8 empty] | UL Wet | cUL Wet | KENT 1L LANTERN-12 | One Light Outdoor Wall Lantern |  | 84530-12.jpg | 84030.jpg
84530-746 | One Light Outdoor Wall Lantern | Kent outdoor lighting fixtures by Sea Gull Lighting are crafted in die-cast aluminum for added durability to withstand harsh weather conditions. The traditional styling inspired by antique gas lanterns is offered in either Oxford Bronze with Clear Seeded glass, Black finish with Clear Beveled glass, and both finishes with Satin Etched glass. The assortment includes small and large one-light outdoor wall lanterns (with a flat bottom), as well as an additional design of small and large one-light outdoor wall lanterns (with finial on top and bottom) which can be mounted up or down, a one-light outdoor semi-flush convertible pendant and a one-light outdoor post lantern. Both incandescent lamping and ENERGY STAR-qualified LED lamping (for those fixtures with the Satin Etched glass) are available for most of the fixtures, and some can easily convert to LED by purchasing LED replacement lamps sold separately. | OUTDOOR | Kent | Outdoor Lighting | Oxford Bronze | 746 | Die Cast Aluminum | Satin Etched Glass |  |  |  | 1 Medium A19 100w |  | 1 | No | [14 empty] | 0 | [12 empty] | 41.48 | 82.96 | 124.44 | W:6 1/2'' H:15'' E:8 1/2'' | 3.5 |  |  | 6.5 | 15 | Cap Nuts |  |  |  |  | 8.5 |  | No |  | No | [21 empty] | D:5 1/2'' DP:5/8'' OB UP:12 1/4'' OB DOWN:2 3/4'' Round |  |  |  | 6.5 | Black/White |  | N/A | Hardwired | 0 | 1 | 0 | 0 | 1 | 0 | 0 | 1 | 0 | 0 | 0 | 785652117473 | 17.5 | 10.5 | 8 | 4.2 | 0.851 | 175 | Yes | [8 empty] | UL Wet | cUL Wet | KENT 1L LANTERN-746 | One Light Outdoor Wall Lantern |  | 84530-746.jpg | 84030.jpg
84530EN3-12 | One Light Outdoor Wall Lantern | Kent outdoor lighting fixtures by Sea Gull Lighting are crafted in die-cast aluminum for added durability to withstand harsh weather conditions. The traditional styling inspired by antique gas lanterns is offered in either Oxford Bronze with Clear Seeded glass, Black finish with Clear Beveled glass, and both finishes with Satin Etched glass. The assortment includes small and large one-light outdoor wall lanterns (with a flat bottom), as well as an additional design of small and large one-light outdoor wall lanterns (with finial on top and bottom) which can be mounted up or down, a one-light outdoor semi-flush convertible pendant and a one-light outdoor post lantern. Both incandescent lamping and ENERGY STAR-qualified LED lamping (for those fixtures with the Satin Etched glass) are available for most of the fixtures, and some can easily convert to LED by purchasing LED replacement lamps sold separately. | OUTDOOR | Kent | Outdoor Lighting | Black | 12 | Die Cast Aluminum | Satin Etched Glass |  |  |  | 1 Medium A19 9.3w |  | 1 | Yes | [14 empty] | 0 | [12 empty] | 47.48 | 94.96 | 142.44 | W:6 1/2'' H:15'' E:8 1/2'' | 3.5 |  |  | 6.5 | 15 | Cap Nuts |  |  |  |  | 8.5 |  | No |  | No | [21 empty] | D:5 1/2'' DP:5/8'' OB UP:12 1/4'' OB DOWN:2 3/4'' Round |  |  |  | 6.5 | Black/White |  | N/A | Hardwired | 0 | 1 | 0 | 1 | 1 | 0 | 0 | 0 | 0 | 0 | 0 | 785652052873 | 17.5 | 10.5 | 8 | 4.2 | 0.851 | 175 | Yes | [8 empty] | UL Wet | cUL Wet | KENT 1L LANTERN-12 | One Light Outdoor Wall Lantern |  | 84530EN3-12.jpg | 84530.jpg
84530EN3-746 | One Light Outdoor Wall Lantern | Kent outdoor lighting fixtures by Sea Gull Lighting are crafted in die-cast aluminum for added durability to withstand harsh weather conditions. The traditional styling inspired by antique gas lanterns is offered in either Oxford Bronze with Clear Seeded glass, Black finish with Clear Beveled glass, and both finishes with Satin Etched glass. The assortment includes small and large one-light outdoor wall lanterns (with a flat bottom), as well as an additional design of small and large one-light outdoor wall lanterns (with finial on top and bottom) which can be mounted up or down, a one-light outdoor semi-flush convertible pendant and a one-light outdoor post lantern. Both incandescent lamping and ENERGY STAR-qualified LED lamping (for those fixtures with the Satin Etched glass) are available for most of the fixtures, and some can easily convert to LED by purchasing LED replacement lamps sold separately. | OUTDOOR | Kent | Outdoor Lighting | Oxford Bronze | 746 | Die Cast Aluminum | Satin Etched Glass |  |  |  | 1 Medium A19 9.3w |  | 1 | Yes | [14 empty] | 0 | [12 empty] | 47.48 | 94.96 | 142.44 | W:6 1/2'' H:15'' E:8 1/2'' | 3.5 |  |  | 6.5 | 15 | Cap Nuts |  |  |  |  | 8.5 |  | No |  | No | [21 empty] | D:5 1/2'' DP:5/8'' OB UP:12 1/4'' OB DOWN:2 3/4'' Round |  |  |  | 6.5 | Black/White |  | N/A | Hardwired | 0 | 1 | 0 | 1 | 1 | 0 | 0 | 0 | 0 | 0 | 0 | 785652052880 | 17.5 | 10.5 | 8 | 4.2 | 0.851 | 175 | Yes | [8 empty] | UL Wet | cUL Wet | KENT 1L LANTERN-746 | One Light Outdoor Wall Lantern |  | 84530EN3-746.jpg | 84530.jpg
84531-12 | One Light Outdoor Wall Lantern | Kent outdoor lighting fixtures by Sea Gull Lighting are crafted in die-cast aluminum for added durability to withstand harsh weather conditions. The traditional styling inspired by antique gas lanterns is offered in either Oxford Bronze with Clear Seeded glass, Black finish with Clear Beveled glass, and both finishes with Satin Etched glass. The assortment includes small and large one-light outdoor wall lanterns (with a flat bottom), as well as an additional design of small and large one-light outdoor wall lanterns (with finial on top and bottom) which can be mounted up or down, a one-light outdoor semi-flush convertible pendant and a one-light outdoor post lantern. Both incandescent lamping and ENERGY STAR-qualified LED lamping (for those fixtures with the Satin Etched glass) are available for most of the fixtures, and some can easily convert to LED by purchasing LED replacement lamps sold separately. | OUTDOOR | Kent | Outdoor Lighting | Black | 12 | Die Cast Aluminum | Satin Etched Glass |  |  |  | 1 Medium A19 100w |  | 1 | No | [14 empty] | 0 | [12 empty] | 46.48 | 92.96 | 139.44 | W:8 1/2'' H:15'' E:9 1/2'' | 4.4 |  |  | 8.5 | 15 | Cap Nuts |  |  |  |  | 9.5 |  | No |  | No | [21 empty] | D:5 1/2'' DP:5/8'' OB UP:2 3/4'' OB DOWN:12 1/4'' Round |  |  |  | 6.5 | Black/White |  | N/A | Hardwired | 0 | 0 | 0 | 0 | 1 | 0 | 0 | 1 | 0 | 0 | 0 | 785652117480 | 18 | 11.25 | 10 | 5.5 | 1.172 | 175 | Yes | [8 empty] | UL Wet | cUL Wet | KENT 1L LANTERN-12 | One Light Outdoor Wall Lantern |  | 84531-12.jpg | 84031.jpg
84531-746 | One Light Outdoor Wall Lantern | Kent outdoor lighting fixtures by Sea Gull Lighting are crafted in die-cast aluminum for added durability to withstand harsh weather conditions. The traditional styling inspired by antique gas lanterns is offered in either Oxford Bronze with Clear Seeded glass, Black finish with Clear Beveled glass, and both finishes with Satin Etched glass. The assortment includes small and large one-light outdoor wall lanterns (with a flat bottom), as well as an additional design of small and large one-light outdoor wall lanterns (with finial on top and bottom) which can be mounted up or down, a one-light outdoor semi-flush convertible pendant and a one-light outdoor post lantern. Both incandescent lamping and ENERGY STAR-qualified LED lamping (for those fixtures with the Satin Etched glass) are available for most of the fixtures, and some can easily convert to LED by purchasing LED replacement lamps sold separately. | OUTDOOR | Kent | Outdoor Lighting | Oxford Bronze | 746 | Die Cast Aluminum | Satin Etched Glass |  |  |  | 1 Medium A19 100w |  | 1 | No | [14 empty] | 0 | [12 empty] | 46.48 | 92.96 | 139.44 | W:8 1/2'' H:15'' E:9 1/2'' | 4.4 |  |  | 8.5 | 15 | Cap Nuts |  |  |  |  | 9.5 |  | No |  | No | [21 empty] | D:5 1/2'' DP:5/8'' OB UP:2 3/4'' OB DOWN:12 1/4'' Round |  |  |  | 6.5 | Black/White |  | N/A | Hardwired | 0 | 0 | 0 | 0 | 1 | 0 | 0 | 1 | 0 | 0 | 0 | 785652117497 | 18 | 11.25 | 10 | 5.5 | 1.172 | 175 | Yes | [8 empty] | UL Wet | cUL Wet | KENT 1L LANTERN-746 | One Light Outdoor Wall Lantern |  | 84531-746.jpg | 84031.jpg
84531EN3-12 | One Light Outdoor Wall Lantern | Kent outdoor lighting fixtures by Sea Gull Lighting are crafted in die-cast aluminum for added durability to withstand harsh weather conditions. The traditional styling inspired by antique gas lanterns is offered in either Oxford Bronze with Clear Seeded glass, Black finish with Clear Beveled glass, and both finishes with Satin Etched glass. The assortment includes small and large one-light outdoor wall lanterns (with a flat bottom), as well as an additional design of small and large one-light outdoor wall lanterns (with finial on top and bottom) which can be mounted up or down, a one-light outdoor semi-flush convertible pendant and a one-light outdoor post lantern. Both incandescent lamping and ENERGY STAR-qualified LED lamping (for those fixtures with the Satin Etched glass) are available for most of the fixtures, and some can easily convert to LED by purchasing LED replacement lamps sold separately. | OUTDOOR | Kent | Outdoor Lighting | Black | 12 | Die Cast Aluminum | Satin Etched Glass |  |  |  | 1 Medium A19 9.3w |  | 1 | Yes | [14 empty] | 0 | [12 empty] | 49.98 | 99.96 | 149.94 | W:8 1/2'' H:15'' E:9 1/2'' | 4.4 |  |  | 8.5 | 15 | Cap Nuts |  |  |  |  | 9.5 |  | No |  | No | [21 empty] | D:5 1/2'' DP:5/8'' OB UP:2 3/4'' OB DOWN:12 1/4'' Round |  |  |  | 6.5 | Black/White |  | N/A | Hardwired | 0 | 0 | 0 | 1 | 1 | 0 | 0 | 0 | 0 | 0 | 0 | 785652052897 | 18 | 11.25 | 10 | 5.5 | 1.172 | 175 | Yes | [8 empty] | UL Wet | cUL Wet | KENT 1L LANTERN-12 | One Light Outdoor Wall Lantern |  | 84531EN3-12.jpg | 84531.jpg
84531EN3-746 | One Light Outdoor Wall Lantern | Kent outdoor lighting fixtures by Sea Gull Lighting are crafted in die-cast aluminum for added durability to withstand harsh weather conditions. The traditional styling inspired by antique gas lanterns is offered in either Oxford Bronze with Clear Seeded glass, Black finish with Clear Beveled glass, and both finishes with Satin Etched glass. The assortment includes small and large one-light outdoor wall lanterns (with a flat bottom), as well as an additional design of small and large one-light outdoor wall lanterns (with finial on top and bottom) which can be mounted up or down, a one-light outdoor semi-flush convertible pendant and a one-light outdoor post lantern. Both incandescent lamping and ENERGY STAR-qualified LED lamping (for those fixtures with the Satin Etched glass) are available for most of the fixtures, and some can easily convert to LED by purchasing LED replacement lamps sold separately. | OUTDOOR | Kent | Outdoor Lighting | Oxford Bronze | 746 | Die Cast Aluminum | Satin Etched Glass |  |  |  | 1 Medium A19 9.3w |  | 1 | Yes | [14 empty] | 0 | [12 empty] | 49.98 | 99.96 | 149.94 | W:8 1/2'' H:15'' E:9 1/2'' | 4.4 |  |  | 8.5 | 15 | Cap Nuts |  |  |  |  | 9.5 |  | No |  | No | [21 empty] | D:5 1/2'' DP:5/8'' OB UP:2 3/4'' OB DOWN:12 1/4'' Round |  |  |  | 6.5 | Black/White |  | N/A | Hardwired | 0 | 0 | 0 | 1 | 1 | 0 | 0 | 0 | 0 | 0 | 0 | 785652052903 | 18 | 11.25 | 10 | 5.5 | 1.172 | 175 | Yes | [8 empty] | UL Wet | cUL Wet | KENT 1L LANTERN-746 | One Light Outdoor Wall Lantern |  | 84531EN3-746.jpg | 84531.jpg
84532-12 | One Light Outdoor Wall Lantern | Kent outdoor lighting fixtures by Sea Gull Lighting are crafted in die-cast aluminum for added durability to withstand harsh weather conditions. The traditional styling inspired by antique gas lanterns is offered in either Oxford Bronze with Clear Seeded glass, Black finish with Clear Beveled glass, and both finishes with Satin Etched glass. The assortment includes small and large one-light outdoor wall lanterns (with a flat bottom), as well as an additional design of small and large one-light outdoor wall lanterns (with finial on top and bottom) which can be mounted up or down, a one-light outdoor semi-flush convertible pendant and a one-light outdoor post lantern. Both incandescent lamping and ENERGY STAR-qualified LED lamping (for those fixtures with the Satin Etched glass) are available for most of the fixtures, and some can easily convert to LED by purchasing LED replacement lamps sold separately. | OUTDOOR | Kent | Outdoor Lighting | Black | 12 | Die Cast Aluminum | Satin Etched Glass |  |  |  | 1 Medium A19 100w |  | 1 | No | [14 empty] | 0 | [12 empty] | 56.48 | 112.96 | 169.44 | W:8 1/2'' H:19 1/4'' E:9 1/2'' | 5.1 |  |  | 8.5 | 19.25 | Cap Nuts |  |  |  |  | 9.5 |  | No |  | No | [21 empty] | D:5 1/2'' DP:5/8'' OB UP:16 1/2'' OB DOWN:2 3/4'' Round |  |  |  | 6.5 | Black/White |  | N/A | Hardwired | 0 | 1 | 0 | 0 | 1 | 0 | 0 | 1 | 0 | 0 | 0 | 785652117503 | 21.5 | 11.5 | 10 | 6.3 | 1.431 | 175 | Yes | [8 empty] | UL Wet | cUL Wet | KENT 1L LANTERN-12 | One Light Outdoor Wall Lantern |  | 84532-12.jpg | 84032.jpg
84532-746 | One Light Outdoor Wall Lantern | Kent outdoor lighting fixtures by Sea Gull Lighting are crafted in die-cast aluminum for added durability to withstand harsh weather conditions. The traditional styling inspired by antique gas lanterns is offered in either Oxford Bronze with Clear Seeded glass, Black finish with Clear Beveled glass, and both finishes with Satin Etched glass. The assortment includes small and large one-light outdoor wall lanterns (with a flat bottom), as well as an additional design of small and large one-light outdoor wall lanterns (with finial on top and bottom) which can be mounted up or down, a one-light outdoor semi-flush convertible pendant and a one-light outdoor post lantern. Both incandescent lamping and ENERGY STAR-qualified LED lamping (for those fixtures with the Satin Etched glass) are available for most of the fixtures, and some can easily convert to LED by purchasing LED replacement lamps sold separately. | OUTDOOR | Kent | Outdoor Lighting | Oxford Bronze | 746 | Die Cast Aluminum | Satin Etched Glass |  |  |  | 1 Medium A19 100w |  | 1 | No | [14 empty] | 0 | [12 empty] | 56.48 | 112.96 | 169.44 | W:8 1/2'' H:19 1/4'' E:9 1/2'' | 5.1 |  |  | 8.5 | 19.25 | Cap Nuts |  |  |  |  | 9.5 |  | No |  | No | [21 empty] | D:5 1/2'' DP:5/8'' OB UP:16 1/2'' OB DOWN:2 3/4'' Round |  |  |  | 6.5 | Black/White |  | N/A | Hardwired | 0 | 1 | 0 | 0 | 1 | 0 | 0 | 1 | 0 | 0 | 0 | 785652117510 | 22 | 11.5 | 10.25 | 6.1 | 1.501 | 175 | Yes | [8 empty] | UL Wet | cUL Wet | KENT 1L LANTERN-746 | One Light Outdoor Wall Lantern |  | 84532-746.jpg | 84032.jpg
84532EN3-12 | One Light Outdoor Wall Lantern | Kent outdoor lighting fixtures by Sea Gull Lighting are crafted in die-cast aluminum for added durability to withstand harsh weather conditions. The traditional styling inspired by antique gas lanterns is offered in either Oxford Bronze with Clear Seeded glass, Black finish with Clear Beveled glass, and both finishes with Satin Etched glass. The assortment includes small and large one-light outdoor wall lanterns (with a flat bottom), as well as an additional design of small and large one-light outdoor wall lanterns (with finial on top and bottom) which can be mounted up or down, a one-light outdoor semi-flush convertible pendant and a one-light outdoor post lantern. Both incandescent lamping and ENERGY STAR-qualified LED lamping (for those fixtures with the Satin Etched glass) are available for most of the fixtures, and some can easily convert to LED by purchasing LED replacement lamps sold separately. | OUTDOOR | Kent | Outdoor Lighting | Black | 12 | Die Cast Aluminum | Satin Etched Glass |  |  |  | 1 Medium A19 9.3w |  | 1 | Yes | [14 empty] | 0 | [12 empty] | 60.98 | 121.96 | 182.94 | W:8 1/2'' H:19 1/4'' E:9 1/2'' | 5.1 |  |  | 8.5 | 19.25 | Cap Nuts |  |  |  |  | 9.5 |  | No |  | No | [21 empty] | D:5 1/2'' DP:5/8'' OB UP:16 1/2'' OB DOWN:2 3/4'' Round |  |  |  | 6.5 | Black/White |  | N/A | Hardwired | 0 | 1 | 0 | 1 | 1 | 0 | 0 | 0 | 0 | 0 | 0 | 785652052910 | 21.5 | 11.5 | 10 | 6.3 | 1.431 | 175 | Yes | [8 empty] | UL Wet | cUL Wet | KENT 1L LANTERN-12 | One Light Outdoor Wall Lantern |  | 84532EN3-12.jpg | 84532.jpg
84532EN3-746 | One Light Outdoor Wall Lantern | Kent outdoor lighting fixtures by Sea Gull Lighting are crafted in die-cast aluminum for added durability to withstand harsh weather conditions. The traditional styling inspired by antique gas lanterns is offered in either Oxford Bronze with Clear Seeded glass, Black finish with Clear Beveled glass, and both finishes with Satin Etched glass. The assortment includes small and large one-light outdoor wall lanterns (with a flat bottom), as well as an additional design of small and large one-light outdoor wall lanterns (with finial on top and bottom) which can be mounted up or down, a one-light outdoor semi-flush convertible pendant and a one-light outdoor post lantern. Both incandescent lamping and ENERGY STAR-qualified LED lamping (for those fixtures with the Satin Etched glass) are available for most of the fixtures, and some can easily convert to LED by purchasing LED replacement lamps sold separately. | OUTDOOR | Kent | Outdoor Lighting | Oxford Bronze | 746 | Die Cast Aluminum | Satin Etched Glass |  |  |  | 1 Medium A19 9.3w |  | 1 | Yes | [14 empty] | 0 | [12 empty] | 60.98 | 121.96 | 182.94 | W:8 1/2'' H:19 1/4'' E:9 1/2'' | 5.1 |  |  | 8.5 | 19.25 | Cap Nuts |  |  |  |  | 9.5 |  | No |  | No | [21 empty] | D:5 1/2'' DP:5/8'' OB UP:16 1/2'' OB DOWN:2 3/4'' Round |  |  |  | 6.5 | Black/White |  | N/A | Hardwired | 0 | 1 | 0 | 1 | 1 | 0 | 0 | 0 | 0 | 0 | 0 | 785652052927 | 22 | 11.5 | 10.25 | 6.1 | 1.501 | 175 | Yes | [8 empty] | UL Wet | cUL Wet | KENT 1L LANTERN-746 | One Light Outdoor Wall Lantern |  | 84532EN3-746.jpg | 84532.jpg
8456-12 | One Light Outdoor Wall Lantern | The Jamestowne outdoor lighting collection by Sea Gull Lighting delivers a formal, traditional lantern style in proportions that won't overwhelm. Coupled with either Clear Beveled glass or Frosted Seeded glass, there are three beautiful finishes, including Black, Antique Brushed Nickel, or Antique Bronze. So the perfect design aesthetic will certainly be found to match any style of residential architecture. The assortment includes small, medium, large and extra-large one-light outdoor wall lanterns, a one-light outdoor post lantern and a two-light outdoor wall lantern. Clear bulbs are recommended for use with the Clear glass choices for better aesthetics. Both incandescent lamping and ENERGY STAR-qualified LED lamping (for those fixtures with the Frosted Seeded glass) are available for most of the fixtures, and some can easily convert to LED by purchasing LED replacement lamps sold separately (for those with the Clear glass). There is also a Dark Sky version of the medium and large one-light outdoor wall lanterns for which Etched White Tiffany glass is used to control the light output. | OUTDOOR | Jamestowne | Outdoor Lighting | Black | 12 | Aluminum | Clear Beveled Glass | W:3.5" H:4.375" |  |  | 1 Medium A19 100w |  | 1 | No | [14 empty] | 0 | [12 empty] | 28.98 | N/A | 86.94 | W:4'' H:11 1/4'' E:5 3/4'' | 2 |  |  | 4 | 11.25 | Cap Nuts |  |  |  |  | 5.75 |  | No |  | No | [21 empty] | D:4 1/2'' DP:2 1/8'' OB UP:6'' OB DOWN:5 1/4'' Round |  |  |  | 6.5 |  |  | N/A | Hardwired | 0 | 0 | 0 | 0 | 1 | 0 | 0 | 1 | 0 | 0 | 0 | 785652845611 | 7 | 6 | 9 | 2.55 | 0.219 | 93 | Yes | 6 | 10785652845618 | 18.78 | 15 | 10 | 16.7 | 1.63 | Yes | ETL Wet | cETL Wet | JAMESTOWNE 1L LANTERN-12 | One Light Outdoor Wall Lantern |  | 8456-12.jpg | 8456.jpg
8456-71 | One Light Outdoor Wall Lantern | The Jamestowne outdoor lighting collection by Sea Gull Lighting delivers a formal, traditional lantern style in proportions that won't overwhelm. Coupled with either Clear Beveled glass or Frosted Seeded glass, there are three beautiful finishes, including Black, Antique Brushed Nickel, or Antique Bronze. So the perfect design aesthetic will certainly be found to match any style of residential architecture. The assortment includes small, medium, large and extra-large one-light outdoor wall lanterns, a one-light outdoor post lantern and a two-light outdoor wall lantern. Clear bulbs are recommended for use with the Clear glass choices for better aesthetics. Both incandescent lamping and ENERGY STAR-qualified LED lamping (for those fixtures with the Frosted Seeded glass) are available for most of the fixtures, and some can easily convert to LED by purchasing LED replacement lamps sold separately (for those with the Clear glass). There is also a Dark Sky version of the medium and large one-light outdoor wall lanterns for which Etched White Tiffany glass is used to control the light output. | OUTDOOR | Jamestowne | Outdoor Lighting | Antique Bronze | 71 | Brass | Clear Beveled Glass | W:3.5" H:4.375" |  |  | 1 Medium A19 100w |  | 1 | No | [14 empty] | 0 | [12 empty] | 35.48 | N/A | 106.44 | W:4'' H:11 1/4'' E:5 3/4'' | 2 |  |  | 4 | 11.25 | Cap Nuts |  |  |  |  | 5.75 |  | No |  | No | [21 empty] | D:4 1/2'' DP:2 1/8'' OB UP:6'' OB DOWN:5 1/4'' Round |  |  |  | 6.5 |  |  | N/A | Hardwired | 0 | 0 | 0 | 0 | 1 | 0 | 0 | 1 | 0 | 0 | 0 | 785652845673 | 7 | 6 | 9 | 2.55 | 0.219 | 93 | Yes | 6 | 10785652845670 | 18.78 | 15 | 10 | 16.7 | 1.63 | Yes | ETL Wet | cETL Wet | JAMESTOWNE 1L LANTERN-71 | One Light Outdoor Wall Lantern |  | 8456-71.jpg | 8456.jpg
8456-965 | One Light Outdoor Wall Lantern | The Jamestowne outdoor lighting collection by Sea Gull Lighting delivers a formal, traditional lantern style in proportions that won't overwhelm. Coupled with either Clear Beveled glass or Frosted Seeded glass, there are three beautiful finishes, including Black, Antique Brushed Nickel, or Antique Bronze. So the perfect design aesthetic will certainly be found to match any style of residential architecture. The assortment includes small, medium, large and extra-large one-light outdoor wall lanterns, a one-light outdoor post lantern and a two-light outdoor wall lantern. Clear bulbs are recommended for use with the Clear glass choices for better aesthetics. Both incandescent lamping and ENERGY STAR-qualified LED lamping (for those fixtures with the Frosted Seeded glass) are available for most of the fixtures, and some can easily convert to LED by purchasing LED replacement lamps sold separately (for those with the Clear glass). There is also a Dark Sky version of the medium and large one-light outdoor wall lanterns for which Etched White Tiffany glass is used to control the light output. | OUTDOOR | Jamestowne | Outdoor Lighting | Antique Brushed Nickel | 965 | Brass | Clear Beveled Glass | W:3.5" H:4.375" |  |  | 1 Medium A19 100w |  | 1 | No | [14 empty] | 0 | [12 empty] | 35.48 | N/A | 106.44 | W:4'' H:11 1/4'' E:5 3/4'' | 2 |  |  | 4 | 11.25 | Cap Nuts |  |  |  |  | 5.75 |  | No |  | No | [21 empty] | D:4 1/2'' DP:2 1/8'' OB UP:6'' OB DOWN:5 1/4'' Round |  |  |  | 6.5 |  |  | N/A | Hardwired | 0 | 0 | 0 | 0 | 1 | 0 | 0 | 1 | 0 | 0 | 0 | 785652084560 | 7 | 5.75 | 9 | 2.25 | 0.21 | 93 | Yes | 6 | 10785652084567 | 18.5 | 15 | 10 | 14.95 | 1.606 | Yes | ETL Wet | cETL Wet | JAMESTOWNE 1L LANTERN-965 | One Light Outdoor Wall Lantern |  | 8456-965.jpg | 8456.jpg
84560-71 | One Light Outdoor Wall Lantern | The Jamestowne outdoor lighting collection by Sea Gull Lighting delivers a formal, traditional lantern style in proportions that won't overwhelm. Coupled with either Clear Beveled glass or Frosted Seeded glass, there are three beautiful finishes, including Black, Antique Brushed Nickel, or Antique Bronze. So the perfect design aesthetic will certainly be found to match any style of residential architecture. The assortment includes small, medium, large and extra-large one-light outdoor wall lanterns, a one-light outdoor post lantern and a two-light outdoor wall lantern. Clear bulbs are recommended for use with the Clear glass choices for better aesthetics. Both incandescent lamping and ENERGY STAR-qualified LED lamping (for those fixtures with the Frosted Seeded glass) are available for most of the fixtures, and some can easily convert to LED by purchasing LED replacement lamps sold separately (for those with the Clear glass). There is also a Dark Sky version of the medium and large one-light outdoor wall lanterns for which Etched White Tiffany glass is used to control the light output. | OUTDOOR | Jamestowne | Outdoor Lighting | Antique Bronze | 71 | Brass | Frosted Seeded Glass | W:3.5" H:4.375" |  |  | 1 Medium A19 100w |  | 1 | No | [14 empty] | 0 | [12 empty] | 33.48 | N/A | 100.44 | W:4'' H:11 1/4'' E:5 3/4'' | 1 |  |  | 4 | 11.25 | Cap Nuts |  |  |  |  | 5.75 |  | No |  | No | [21 empty] | D:4 1/2'' DP:2 1/8'' OB UP:6'' OB DOWN:5 1/4'' Round |  |  |  | 6.5 | Black/White |  |  | Hardwired | 0 | 0 | 0 | 0 | 1 | 0 | 0 | 1 | 0 | 0 | 0 | 785652057175 | 9.5 | 7.5 | 6 | 1.9 | 0.247 | 125 | Yes | 6 | 10785652057172 | 19 | 15 | 10.75 | 13.3 | 1.773 | Yes | ETL Wet | cETL Wet | JAMESTOWNE 1L LANTERN-71 | One Light Outdoor Wall Lantern |  | 84560-71.png | 8980pble.jpg
84560EN3-71 | One Light Outdoor Wall Lantern | The Jamestowne outdoor lighting collection by Sea Gull Lighting delivers a formal, traditional lantern style in proportions that won't overwhelm. Coupled with either Clear Beveled glass or Frosted Seeded glass, there are three beautiful finishes, including Black, Antique Brushed Nickel, or Antique Bronze. So the perfect design aesthetic will certainly be found to match any style of residential architecture. The assortment includes small, medium, large and extra-large one-light outdoor wall lanterns, a one-light outdoor post lantern and a two-light outdoor wall lantern. Clear bulbs are recommended for use with the Clear glass choices for better aesthetics. Both incandescent lamping and ENERGY STAR-qualified LED lamping (for those fixtures with the Frosted Seeded glass) are available for most of the fixtures, and some can easily convert to LED by purchasing LED replacement lamps sold separately (for those with the Clear glass). There is also a Dark Sky version of the medium and large one-light outdoor wall lanterns for which Etched White Tiffany glass is used to control the light output. | OUTDOOR | Jamestowne | Outdoor Lighting | Antique Bronze | 71 | Brass | Frosted Seeded Glass | W:3.5" H:4.375" |  |  | 1 Medium A19 9.3w |  | 1 | Yes | [14 empty] | 0 | [12 empty] | 39.48 | N/A | 118.44 | W:4'' H:11 1/4'' E:5 3/4'' | 2 |  |  | 4 | 11.25 | Cap Nuts |  |  |  |  | 5.75 |  | No |  | No | [21 empty] | D:4 1/2'' DP:2 1/8'' OB UP:6'' OB DOWN:5 1/4'' Round |  |  |  | 6.5 | Black/White |  |  | Hardwired | 0 | 0 | 0 | 1 | 1 | 0 | 0 | 0 | 0 | 0 | 0 | 785652058004 | 9.25 | 7.125 | 5.75 | 2.1 | 0.219 | 100 | Yes | 6 | 10785652058001 | 18.5 | 15.25 | 10.25 | 13.9 | 1.673 | Yes | ETL Wet | cETL Wet | JAMESTOWNE 1L LANTERN-71 | One Light Outdoor Wall Lantern |  | 84560EN3-71.png | 84560EN3.jpg
8457-12 | One Light Outdoor Wall Lantern | The Jamestowne outdoor lighting collection by Sea Gull Lighting delivers a formal, traditional lantern style in proportions that won't overwhelm. Coupled with either Clear Beveled glass or Frosted Seeded glass, there are three beautiful finishes, including Black, Antique Brushed Nickel, or Antique Bronze. So the perfect design aesthetic will certainly be found to match any style of residential architecture. The assortment includes small, medium, large and extra-large one-light outdoor wall lanterns, a one-light outdoor post lantern and a two-light outdoor wall lantern. Clear bulbs are recommended for use with the Clear glass choices for better aesthetics. Both incandescent lamping and ENERGY STAR-qualified LED lamping (for those fixtures with the Frosted Seeded glass) are available for most of the fixtures, and some can easily convert to LED by purchasing LED replacement lamps sold separately (for those with the Clear glass). There is also a Dark Sky version of the medium and large one-light outdoor wall lanterns for which Etched White Tiffany glass is used to control the light output. | OUTDOOR | Jamestowne | Outdoor Lighting | Black | 12 | Aluminum | Clear Beveled Glass | W:3.4375" H:5.5" |  |  | 1 Medium A19 100w |  | 1 | No | [14 empty] | 0 | [12 empty] | 35.48 | N/A | 106.44 | W:5 1/4'' H:12 1/2'' E:5 3/4'' | 2.7 |  |  | 5.25 | 12.5 | Cap Nuts |  |  |  |  | 5.75 |  | No |  | No | [21 empty] | D:4 1/2'' DP:2 1/8'' OB UP:6'' OB DOWN:6 1/2'' Round |  |  |  | 6.5 |  |  | N/A | Hardwired | 0 | 0 | 0 | 0 | 1 | 0 | 0 | 1 | 0 | 0 | 0 | 785652845710 | 7.5 | 6.5 | 11.5 | 3.4 | 0.324 | 93 | Yes | 3 | 10785652845717 | 20.25 | 8 | 12.5 | 11.35 | 1.172 | Yes | ETL Wet | cETL Wet | JAMESTOWNE 1L LANTERN-12 | One Light Outdoor Wall Lantern |  | 8457-12.jpg | 8457.jpg
8457-71 | One Light Outdoor Wall Lantern | The Jamestowne outdoor lighting collection by Sea Gull Lighting delivers a formal, traditional lantern style in proportions that won't overwhelm. Coupled with either Clear Beveled glass or Frosted Seeded glass, there are three beautiful finishes, including Black, Antique Brushed Nickel, or Antique Bronze. So the perfect design aesthetic will certainly be found to match any style of residential architecture. The assortment includes small, medium, large and extra-large one-light outdoor wall lanterns, a one-light outdoor post lantern and a two-light outdoor wall lantern. Clear bulbs are recommended for use with the Clear glass choices for better aesthetics. Both incandescent lamping and ENERGY STAR-qualified LED lamping (for those fixtures with the Frosted Seeded glass) are available for most of the fixtures, and some can easily convert to LED by purchasing LED replacement lamps sold separately (for those with the Clear glass). There is also a Dark Sky version of the medium and large one-light outdoor wall lanterns for which Etched White Tiffany glass is used to control the light output. | OUTDOOR | Jamestowne | Outdoor Lighting | Antique Bronze | 71 | Brass | Clear Beveled Glass | W:3.4375" H:5.5" |  |  | 1 Medium A19 100w |  | 1 | No | [14 empty] | 0 | [12 empty] | 49.98 | N/A | 149.94 | W:5 1/4'' H:12 1/2'' E:5 3/4'' | 2.7 |  |  | 5.25 | 12.5 | Cap Nuts |  |  |  |  | 5.75 |  | No |  | No | [21 empty] | D:4 1/2'' DP:2 1/8'' OB UP:6'' OB DOWN:6 1/2'' Round |  |  |  | 6.5 |  |  | N/A | Hardwired | 0 | 0 | 0 | 0 | 1 | 0 | 0 | 1 | 0 | 0 | 0 | 785652845772 | 7.5 | 6.5 | 11.5 | 3.4 | 0.324 | 93 | Yes | 3 | 10785652845779 | 20.25 | 8 | 12.5 | 11.35 | 1.172 | Yes | ETL Wet | cETL Wet | JAMESTOWNE 1L LANTERN-71 | One Light Outdoor Wall Lantern |  | 8457-71.jpg | 8457.jpg
8457-965 | One Light Outdoor Wall Lantern | The Jamestowne outdoor lighting collection by Sea Gull Lighting delivers a formal, traditional lantern style in proportions that won't overwhelm. Coupled with either Clear Beveled glass or Frosted Seeded glass, there are three beautiful finishes, including Black, Antique Brushed Nickel, or Antique Bronze. So the perfect design aesthetic will certainly be found to match any style of residential architecture. The assortment includes small, medium, large and extra-large one-light outdoor wall lanterns, a one-light outdoor post lantern and a two-light outdoor wall lantern. Clear bulbs are recommended for use with the Clear glass choices for better aesthetics. Both incandescent lamping and ENERGY STAR-qualified LED lamping (for those fixtures with the Frosted Seeded glass) are available for most of the fixtures, and some can easily convert to LED by purchasing LED replacement lamps sold separately (for those with the Clear glass). There is also a Dark Sky version of the medium and large one-light outdoor wall lanterns for which Etched White Tiffany glass is used to control the light output. | OUTDOOR | Jamestowne | Outdoor Lighting | Antique Brushed Nickel | 965 | Brass | Clear Beveled Glass | W:3.4375" H:5.5" |  |  | 1 Medium A19 100w |  | 1 | No | [14 empty] | 0 | [12 empty] | 49.98 | N/A | 149.94 | W:5 1/4'' H:12 1/2'' E:5 3/4'' | 2.7 |  |  | 5.25 | 12.5 | Cap Nuts |  |  |  |  | 5.75 |  | No |  | No | [21 empty] | D:4 1/2'' DP:2 1/8'' OB UP:6'' OB DOWN:6 1/2'' Round |  |  |  | 6.5 |  |  | N/A | Hardwired | 0 | 0 | 0 | 0 | 1 | 0 | 0 | 1 | 0 | 0 | 0 | 785652084591 | 7.25 | 6.5 | 11.5 | 2.9 | 0.314 | 100 | Yes | 3 | 10785652084598 | 20 | 8 | 12.5 | 10.25 | 1.157 | Yes | ETL Wet | cETL Wet | JAMESTOWNE 1L LANTERN-965 | One Light Outdoor Wall Lantern |  | 8457-965.jpg | 8457.jpg
84570-71 | One Light Outdoor Wall Lantern | The Jamestowne outdoor lighting collection by Sea Gull Lighting delivers a formal, traditional lantern style in proportions that won't overwhelm. Coupled with either Clear Beveled glass or Frosted Seeded glass, there are three beautiful finishes, including Black, Antique Brushed Nickel, or Antique Bronze. So the perfect design aesthetic will certainly be found to match any style of residential architecture. The assortment includes small, medium, large and extra-large one-light outdoor wall lanterns, a one-light outdoor post lantern and a two-light outdoor wall lantern. Clear bulbs are recommended for use with the Clear glass choices for better aesthetics. Both incandescent lamping and ENERGY STAR-qualified LED lamping (for those fixtures with the Frosted Seeded glass) are available for most of the fixtures, and some can easily convert to LED by purchasing LED replacement lamps sold separately (for those with the Clear glass). There is also a Dark Sky version of the medium and large one-light outdoor wall lanterns for which Etched White Tiffany glass is used to control the light output. | OUTDOOR | Jamestowne | Outdoor Lighting | Antique Bronze | 71 | Brass | Frosted Seeded Glass | W:3.4375" H:5.5" |  |  | 1 Medium A19 100w |  | 1 | No | [14 empty] | 0 | [12 empty] | 41.98 | 83.96 | 125.94 | W:5 1/4'' H:12 1/2'' E:5 3/4'' | 1.7 |  |  | 5.25 | 12.5 | Cap Nuts |  |  |  |  | 5.75 |  | No |  | No | [21 empty] | D:4 1/2'' DP:2 1/8'' OB UP:6'' OB DOWN:6 1/2'' Round |  |  |  | 6.5 | Black/White |  |  | Hardwired | 0 | 0 | 0 | 0 | 1 | 0 | 0 | 1 | 0 | 0 | 0 | 785652057182 | 11.75 | 7.5 | 6.5 | 2.5 | 0.331 | 125 | Yes | 3 | 10785652057189 | 20.5 | 13.5 | 8.25 | 8.4 | 1.321 | Yes |  | cETL Wet | JAMESTOWNE 1L LANTERN-71 | One Light Outdoor Wall Lantern |  | 84570-71.png | 8981pble.jpg
84570EN3-71 | One Light Outdoor Wall Lantern | The Jamestowne outdoor lighting collection by Sea Gull Lighting delivers a formal, traditional lantern style in proportions that won't overwhelm. Coupled with either Clear Beveled glass or Frosted Seeded glass, there are three beautiful finishes, including Black, Antique Brushed Nickel, or Antique Bronze. So the perfect design aesthetic will certainly be found to match any style of residential architecture. The assortment includes small, medium, large and extra-large one-light outdoor wall lanterns, a one-light outdoor post lantern and a two-light outdoor wall lantern. Clear bulbs are recommended for use with the Clear glass choices for better aesthetics. Both incandescent lamping and ENERGY STAR-qualified LED lamping (for those fixtures with the Frosted Seeded glass) are available for most of the fixtures, and some can easily convert to LED by purchasing LED replacement lamps sold separately (for those with the Clear glass). There is also a Dark Sky version of the medium and large one-light outdoor wall lanterns for which Etched White Tiffany glass is used to control the light output. | OUTDOOR | Jamestowne | Outdoor Lighting | Antique Bronze | 71 | Brass | Frosted Seeded Glass | W:3.4375" H:5.5" |  |  | 1 Medium A19 9.3w |  | 1 | Yes | [14 empty] | 0 | [12 empty] | 47.98 | N/A | 143.94 | W:5 1/4'' H:12 1/2'' E:5 3/4'' | 2.1 |  |  | 5.25 | 12.5 | Cap Nuts |  |  |  |  | 5.75 |  | No |  | No | [21 empty] | D:4 1/2'' DP:2 1/8'' OB UP:6'' OB DOWN:6 1/2'' Round |  |  |  | 6.5 | Black/White |  |  | Hardwired | 0 | 0 | 0 | 1 | 1 | 0 | 0 | 0 | 0 | 0 | 0 | 785652058011 | 11.75 | 7.5 | 6.5 | 2.5 | 0.331 | 125 | Yes | 3 | 10785652058018 | 20.5 | 13.5 | 8.25 | 8.4 | 1.321 | Yes |  | cETL Wet | JAMESTOWNE 1L LANTERN-71 | One Light Outdoor Wall Lantern |  | 84570EN3-71.png | 84570EN3.jpg
8458-12 | One Light Outdoor Wall Lantern | The Jamestowne outdoor lighting collection by Sea Gull Lighting delivers a formal, traditional lantern style in proportions that won't overwhelm. Coupled with either Clear Beveled glass or Frosted Seeded glass, there are three beautiful finishes, including Black, Antique Brushed Nickel, or Antique Bronze. So the perfect design aesthetic will certainly be found to match any style of residential architecture. The assortment includes small, medium, large and extra-large one-light outdoor wall lanterns, a one-light outdoor post lantern and a two-light outdoor wall lantern. Clear bulbs are recommended for use with the Clear glass choices for better aesthetics. Both incandescent lamping and ENERGY STAR-qualified LED lamping (for those fixtures with the Frosted Seeded glass) are available for most of the fixtures, and some can easily convert to LED by purchasing LED replacement lamps sold separately (for those with the Clear glass). There is also a Dark Sky version of the medium and large one-light outdoor wall lanterns for which Etched White Tiffany glass is used to control the light output. | OUTDOOR | Jamestowne | Outdoor Lighting | Black | 12 | Aluminum | Clear Beveled Glass | W:5.4375" H:8.5625" |  |  | 1 Medium A19 100w |  | 1 | No | [14 empty] | 0 | [12 empty] | 58.48 | N/A | 175.44 | W:7'' H:17'' E:8'' | 4.67 |  |  | 7 | 17 | Cap Nuts |  |  |  |  | 8 |  | No |  | No | [21 empty] | DP:3/4'' W:4 3/4'' H:5 1/2'' OB UP:6 1/2'' OB DOWN:10 1/2'' Octagonal |  |  |  | 6.5 |  |  | N/A | Hardwired | 0 | 0 | 0 | 0 | 1 | 0 | 0 | 1 | 0 | 0 | 0 | 785652845819 | 8.75 | 7.75 | 18.25 | 6.5 | 0.716 | 100 | Yes | 2 | 10785652845816 | 17 | 9.5 | 19.25 | 14.4 | 1.799 | Yes | ETL Wet | cETL Wet | JAMESTOWNE 1L LANTERN-12 | One Light Outdoor Wall Lantern |  | 8458-12.jpg | 8458.jpg
8458-71 | One Light Outdoor Wall Lantern | The Jamestowne outdoor lighting collection by Sea Gull Lighting delivers a formal, traditional lantern style in proportions that won't overwhelm. Coupled with either Clear Beveled glass or Frosted Seeded glass, there are three beautiful finishes, including Black, Antique Brushed Nickel, or Antique Bronze. So the perfect design aesthetic will certainly be found to match any style of residential architecture. The assortment includes small, medium, large and extra-large one-light outdoor wall lanterns, a one-light outdoor post lantern and a two-light outdoor wall lantern. Clear bulbs are recommended for use with the Clear glass choices for better aesthetics. Both incandescent lamping and ENERGY STAR-qualified LED lamping (for those fixtures with the Frosted Seeded glass) are available for most of the fixtures, and some can easily convert to LED by purchasing LED replacement lamps sold separately (for those with the Clear glass). There is also a Dark Sky version of the medium and large one-light outdoor wall lanterns for which Etched White Tiffany glass is used to control the light output. | OUTDOOR | Jamestowne | Outdoor Lighting | Antique Bronze | 71 | Brass | Clear Beveled Glass | W:5.4375" H:10.4375" |  |  | 1 Medium A19 100w |  | 1 | No | [14 empty] | 0 | [12 empty] | 72.98 | N/A | 218.94 | W:7'' H:17'' E:8'' | 4.67 |  |  | 7 | 17 | Cap Nuts |  |  |  |  | 8 |  | No |  | No | [21 empty] | DP:3/4'' W:4 3/4'' H:5 1/2'' OB UP:6 1/2'' OB DOWN:10 1/2'' Octagonal |  |  |  | 6.5 |  |  | N/A | Hardwired | 0 | 0 | 0 | 0 | 1 | 0 | 0 | 1 | 0 | 0 | 0 | 785652845871 | 8.25 | 9 | 18.25 | 5.52 | 0.784 | 125 | Yes | 2 | 10785652845878 | 17 | 9.75 | 19 | 11.05 | 1.822 | Yes | ETL Wet | cETL Wet | JAMESTOWNE 1L LANTERN-71 | One Light Outdoor Wall Lantern |  | 8458-71.jpg | 8458.jpg
8458-965 | One Light Outdoor Wall Lantern | The Jamestowne outdoor lighting collection by Sea Gull Lighting delivers a formal, traditional lantern style in proportions that won't overwhelm. Coupled with either Clear Beveled glass or Frosted Seeded glass, there are three beautiful finishes, including Black, Antique Brushed Nickel, or Antique Bronze. So the perfect design aesthetic will certainly be found to match any style of residential architecture. The assortment includes small, medium, large and extra-large one-light outdoor wall lanterns, a one-light outdoor post lantern and a two-light outdoor wall lantern. Clear bulbs are recommended for use with the Clear glass choices for better aesthetics. Both incandescent lamping and ENERGY STAR-qualified LED lamping (for those fixtures with the Frosted Seeded glass) are available for most of the fixtures, and some can easily convert to LED by purchasing LED replacement lamps sold separately (for those with the Clear glass). There is also a Dark Sky version of the medium and large one-light outdoor wall lanterns for which Etched White Tiffany glass is used to control the light output. | OUTDOOR | Jamestowne | Outdoor Lighting | Antique Brushed Nickel | 965 | Brass | Clear Beveled Glass | W:5.4375" H:8.5625" |  |  | 1 Medium A19 100w |  | 1 | No | [14 empty] | 0 | [12 empty] | 72.98 | N/A | 218.94 | W:7'' H:17'' E:8'' | 4.67 |  |  | 7 | 17 | Cap Nuts |  |  |  |  | 8 |  | No |  | No | [21 empty] | DP:3/4'' W:4 3/4'' H:5 1/2'' OB UP:6 1/2'' OB DOWN:10 1/2'' Octagonal |  |  |  | 6.5 |  |  | N/A | Hardwired | 0 | 0 | 0 | 0 | 1 | 0 | 0 | 1 | 0 | 0 | 0 | 785652084522 | 9 | 8.25 | 18.5 | 5.85 | 0.795 | 125 | Yes | 2 | 10785652084529 | 17.25 | 9.5 | 19.5 | 12.6 | 1.849 | Yes | ETL Wet | cETL Wet | JAMESTOWNE 1L LANTERN-965 | One Light Outdoor Wall Lantern |  | 8458-965.jpg | 8458.jpg
84580-71 | One Light Outdoor Wall Lantern | The Jamestowne outdoor lighting collection by Sea Gull Lighting delivers a formal, traditional lantern style in proportions that won't overwhelm. Coupled with either Clear Beveled glass or Frosted Seeded glass, there are three beautiful finishes, including Black, Antique Brushed Nickel, or Antique Bronze. So the perfect design aesthetic will certainly be found to match any style of residential architecture. The assortment includes small, medium, large and extra-large one-light outdoor wall lanterns, a one-light outdoor post lantern and a two-light outdoor wall lantern. Clear bulbs are recommended for use with the Clear glass choices for better aesthetics. Both incandescent lamping and ENERGY STAR-qualified LED lamping (for those fixtures with the Frosted Seeded glass) are available for most of the fixtures, and some can easily convert to LED by purchasing LED replacement lamps sold separately (for those with the Clear glass). There is also a Dark Sky version of the medium and large one-light outdoor wall lanterns for which Etched White Tiffany glass is used to control the light output. | OUTDOOR | Jamestowne | Outdoor Lighting | Antique Bronze | 71 | Brass | Frosted Seeded Glass | W:5.4375" H:8.5625" |  |  | 1 Medium A19 100w |  | 1 | No | [14 empty] | 0 | [12 empty] | 65.98 | N/A | 197.94 | W:7'' H:17'' E:8'' | 3.9 |  |  | 7 | 17 | Cap Nuts |  |  |  |  | 8 |  | No |  | No | [21 empty] | DP:3/4'' W:4 3/4'' H:5 1/2'' OB UP:6 1/2'' OB DOWN:10 1/2'' Octagonal |  |  |  | 6.5 | Black/White |  |  | Hardwired | 0 | 0 | 0 | 0 | 1 | 0 | 0 | 1 | 0 | 0 | 0 | 785652057199 | 9.25 | 8.25 | 19 | 4.6 | 0.839 | 175 | Yes | 2 | 10785652057196 | 17 | 9.75 | 19.75 | 10.6 | 1.894 | Yes |  | cETL Wet | JAMESTOWNE 1L LANTERN-71 | One Light Outdoor Wall Lantern |  | 84580-71.png | 89382pble.jpg
84580EN3-71 | One Light Outdoor Wall Lantern | The Jamestowne outdoor lighting collection by Sea Gull Lighting delivers a formal, traditional lantern style in proportions that won't overwhelm. Coupled with either Clear Beveled glass or Frosted Seeded glass, there are three beautiful finishes, including Black, Antique Brushed Nickel, or Antique Bronze. So the perfect design aesthetic will certainly be found to match any style of residential architecture. The assortment includes small, medium, large and extra-large one-light outdoor wall lanterns, a one-light outdoor post lantern and a two-light outdoor wall lantern. Clear bulbs are recommended for use with the Clear glass choices for better aesthetics. Both incandescent lamping and ENERGY STAR-qualified LED lamping (for those fixtures with the Frosted Seeded glass) are available for most of the fixtures, and some can easily convert to LED by purchasing LED replacement lamps sold separately (for those with the Clear glass). There is also a Dark Sky version of the medium and large one-light outdoor wall lanterns for which Etched White Tiffany glass is used to control the light output. | OUTDOOR | Jamestowne | Outdoor Lighting | Antique Bronze | 71 | Brass | Frosted Seeded Glass | W:5.4375" H:8.5625" |  |  | 1 Medium A19 9.3w |  | 1 | Yes | [14 empty] | 0 | [12 empty] | 72.98 | N/A | 218.94 | W:7'' H:17'' E:8'' | 4.67 |  |  | 7 | 17 | Cap Nuts |  |  |  |  | 8 |  | No |  | No | [21 empty] | DP:3/4'' W:4 3/4'' H:5 1/2'' OB UP:6 1/2'' OB DOWN:10 1/2'' Octagonal |  |  |  | 6.5 | Black/White |  |  | Hardwired | 0 | 0 | 0 | 1 | 1 | 0 | 0 | 0 | 0 | 0 | 0 | 785652058028 | 9.25 | 8.25 | 19 | 4.6 | 0.839 | 175 | Yes | 2 | 10785652058025 | 17 | 9.75 | 19.75 | 10.6 | 1.894 | Yes |  | cETL Wet | JAMESTOWNE 1L LANTERN-71 | One Light Outdoor Wall Lantern |  | 84580EN3-71.png | 84580EN3.jpg
8459-46 | Two Light Outdoor Wall Lantern | Classic cottage and coach lantern designs are melded into the Trafalgar outdoor lighting collection by Sea Gull Lighting for an impactful presentation. The candelabra based bulbs add grace and shine well through the Clear Seeded glass, which is a nice contrast to the rich, Oxidized Bronze finish. The assortment includes small and large two-light outdoor wall lanterns, a three-light outdoor wall lantern, and three-light outdoor pendant and a three-light outdoor post lantern. | OUTDOOR | Trafalgar | Outdoor Lighting | Oxidized Bronze | 46 | Aluminum | Clear Seeded Glass |  |  |  | 2 Candelabra Torpedo 40w |  | 2 | No | [14 empty] | 0 | [12 empty] | 72.98 | 145.96 | 218.94 | W:7 1/2'' H:14 3/4'' E:9 3/4'' | 4.7 |  |  | 7.5 | 14.75 | Cap Nuts |  |  |  |  | 9.75 |  | No |  | No | [21 empty] | DP:1'' W:4 1/2'' H:9'' OB UP:8'' OB DOWN:6 3/4'' |  |  |  | 6.5 |  |  |  | Hardwired | 0 | 0 | 0 | 0 | 1 | 0 | 0 | 1 | 0 | 0 | 0 | 785652845963 | 10.75 | 15 | 9.5 | 5.9 | 0.887 | 125 | Yes | [8 empty] | ETL Wet | cETL Wet | TRAFALGAR 2L LANTERN-46 | Two Light Outdoor Wall Lantern |  | 8459-46.jpg | 8459.jpg
8459EN-46 | Two Light Outdoor Wall Lantern | Classic cottage and coach lantern designs are melded into the Trafalgar outdoor lighting collection by Sea Gull Lighting for an impactful presentation. The candelabra based bulbs add grace and shine well through the Clear Seeded glass, which is a nice contrast to the rich, Oxidized Bronze finish. The assortment includes small and large two-light outdoor wall lanterns, a three-light outdoor wall lantern, and three-light outdoor pendant and a three-light outdoor post lantern. | OUTDOOR | Trafalgar | Outdoor Lighting | Oxidized Bronze | 46 | Aluminum | Undefined Glass |  |  |  | 2 Candelabra Torpedo 3.5w |  | 2 | Yes | [14 empty] | 0 | [12 empty] | 81.98 | 163.96 | 245.94 | W:7 1/2'' H:14 3/4'' E:9 3/4'' | 4.7 |  |  | 7.5 | 14.75 | Cap Nuts |  |  |  |  | 9.75 |  | No |  | No | [21 empty] | DP:1'' W:4 1/2'' H:9'' OB UP:8'' OB DOWN:6 3/4'' |  |  |  | 6.5 |  |  |  | Hardwired | 0 | 0 | 0 | 1 | 1 | 0 | 0 | 0 | 0 | 0 | 0 | 785652032196 | 15 | 10.75 | 9.5 | 5.9 | 0.887 | 125 | Yes | [8 empty] | ETL Wet | cETL Wet | TRAFALGAR 2L LANTERN-46 | Two Light Outdoor Wall Lantern |  | 8459EN-46.jpg | 8459.jpg
8460-46 | Two Light Outdoor Wall Lantern | Classic cottage and coach lantern designs are melded into the Trafalgar outdoor lighting collection by Sea Gull Lighting for an impactful presentation. The candelabra based bulbs add grace and shine well through the Clear Seeded glass, which is a nice contrast to the rich, Oxidized Bronze finish. The assortment includes small and large two-light outdoor wall lanterns, a three-light outdoor wall lantern, and three-light outdoor pendant and a three-light outdoor post lantern. | OUTDOOR | Trafalgar | Outdoor Lighting | Oxidized Bronze | 46 | Glass | Clear Seeded Glass |  |  |  | 2 Candelabra Torpedo 40w |  | 2 | No | [14 empty] | 0 | [12 empty] | 124.98 | 249.96 | 374.94 | W:9'' H:18'' E:11 1/2'' | 7.8 |  |  | 9 | 18 | Cap Nuts |  |  |  |  | 11.5 |  | No |  | No | [21 empty] | DP:1'' W:4 1/2'' H:9'' OB UP:10 1/2'' OB DOWN:7 3/4'' |  |  |  | 6.5 |  |  |  | Hardwired | 0 | 0 | 0 | 0 | 1 | 0 | 0 | 1 | 0 | 0 | 0 | 785652846069 | 14.6 | 12.6 | 21.2 | 9.8 | 2.257 | 175 | Yes | [8 empty] | ETL Wet | cETL Wet | TRAFALGAR 2L LANTERN-46 | Two Light Outdoor Wall Lantern |  | 8460-46.jpg | 8460.jpg
8460EN-46 | Two Light Outdoor Wall Lantern | Classic cottage and coach lantern designs are melded into the Trafalgar outdoor lighting collection by Sea Gull Lighting for an impactful presentation. The candelabra based bulbs add grace and shine well through the Clear Seeded glass, which is a nice contrast to the rich, Oxidized Bronze finish. The assortment includes small and large two-light outdoor wall lanterns, a three-light outdoor wall lantern, and three-light outdoor pendant and a three-light outdoor post lantern. | OUTDOOR | Trafalgar | Outdoor Lighting | Oxidized Bronze | 46 | Glass | Clear Seeded Glass |  |  |  | 2 Candelabra Torpedo 3.5w |  | 2 | Yes | [14 empty] | 0 | [12 empty] | 133.98 | 267.96 | 401.94 | W:9'' H:18'' E:11 1/2'' | 7.8 |  |  | 9 | 18 | Cap Nuts |  |  |  |  | 11.5 |  | No |  | No | [21 empty] | DP:1'' W:4 1/2'' H:9'' OB UP:10 1/2'' OB DOWN:7 3/4'' |  |  |  | 6.5 |  |  |  | Hardwired | 0 | 0 | 0 | 1 | 1 | 0 | 0 | 0 | 0 | 0 | 0 | 785652032202 | 14.6 | 12.6 | 21.2 | 9.8 | 2.257 | 175 | Yes | [8 empty] | ETL Wet | cETL Wet | TRAFALGAR 2L LANTERN-46 | Two Light Outdoor Wall Lantern |  | 8460EN-46.jpg | 8460.jpg
8461-46 | Three Light Outdoor Wall Lantern | Classic cottage and coach lantern designs are melded into the Trafalgar outdoor lighting collection by Sea Gull Lighting for an impactful presentation. The candelabra based bulbs add grace and shine well through the Clear Seeded glass, which is a nice contrast to the rich, Oxidized Bronze finish. The assortment includes small and large two-light outdoor wall lanterns, a three-light outdoor wall lantern, and three-light outdoor pendant and a three-light outdoor post lantern. | OUTDOOR | Trafalgar | Outdoor Lighting | Oxidized Bronze | 46 | Aluminum | Clear Seeded Glass |  |  |  | 3 Candelabra Torpedo 40w |  | 3 | No | [14 empty] | 0 | [12 empty] | 174.98 | 349.96 | 524.94 | W:12 1/4'' H:23 1/2'' E:14 1/4'' | 8 |  |  | 12.25 | 23.5 | Cap Nuts |  |  |  |  | 14.25 |  | No |  | No | [21 empty] | OB UP:11 1/2'' OB DOWN:12'' |  |  |  | 6.5 |  |  |  | Hardwired | 0 | 0 | 0 | 0 | 1 | 0 | 0 | 1 | 0 | 0 | 0 | 785652846168 | 18 | 16 | 27 | 14.4 | 4.5 | 250 | Yes | [8 empty] | ETL Wet | cETL Wet | TRAFALGAR 3L LANTERN-46 | Three Light Outdoor Wall Lantern |  | 8461-46.jpg | 8461.jpg
8461EN-46 | Three Light Outdoor Wall Lantern | Classic cottage and coach lantern designs are melded into the Trafalgar outdoor lighting collection by Sea Gull Lighting for an impactful presentation. The candelabra based bulbs add grace and shine well through the Clear Seeded glass, which is a nice contrast to the rich, Oxidized Bronze finish. The assortment includes small and large two-light outdoor wall lanterns, a three-light outdoor wall lantern, and three-light outdoor pendant and a three-light outdoor post lantern. | OUTDOOR | Trafalgar | Outdoor Lighting | Oxidized Bronze | 46 | Aluminum | Undefined Glass |  |  |  | 3 Candelabra Torpedo 3.5w |  | 3 | Yes | [14 empty] | 0 | [12 empty] | 194.98 | 389.96 | 584.94 | W:12 1/4'' H:23 1/2'' E:14 1/4'' |  |  |  | 12.25 | 23.5 | Cap Nuts |  |  |  |  | 14.25 |  | No |  | No | [21 empty] | OB UP:11 1/2'' OB DOWN:12'' |  |  |  | 6.5 |  |  |  | Hardwired | 0 | 0 | 0 | 1 | 1 | 0 | 0 | 0 | 0 | 0 | 0 | 785652032219 | 18 | 16 | 27 | 14.4 | 4.5 | 250 | Yes | [8 empty] | ETL Wet | cETL Wet | TRAFALGAR 3L LANTERN-46 | Three Light Outdoor Wall Lantern |  | 8461EN-46.jpg | 8461.jpg
8462-44 | One Light Outdoor Wall Lantern | The Chatham outdoor lighting collection by Sea Gull Lighting offers a timeless, traditional design with a classic window pane detailing over Frosted Seeded glass or Clear Seeded glass, and crowed with a cupola atop the dramatic mansard roofline. Offered in either a Weathered Copper finish or an Oxidized Bronze finish, the assortment includes a small one-light outdoor wall lantern (available in a Dark Sky version too), a large one-light outdoor wall lantern (available in a Dark Sky version too), a large two-light outdoor wall lantern, one-light or two-light outdoor post lanterns, as well as one-light or two-light outdoor pendants. Both incandescent lamping and ENERGY STAR-qualified LED lamping are available for all of the fixtures, and all incandescent fixtures can convert to LED by purchasing LED replacement lamps sold separately. | OUTDOOR | Chatham | Outdoor Lighting | Weathered Copper | 44 | Brass | Clear Seeded Glass |  |  |  | 1 Medium A19 100w |  | 1 | No | [14 empty] | 0 | [12 empty] | 97.48 | 194.96 | 292.44 | W:6 3/4'' H:14 1/2'' E:7 1/2'' | 2.9 |  |  | 6.75 | 14.5 | Cap Nuts |  |  |  |  | 7.5 |  | No |  | No | [21 empty] | W:4 3/4'' H:6'' OB UP:6'' OB DOWN:8 1/2'' Rectangular |  |  |  | 6.5 |  |  | N/A | Hardwired | 0 | 0 | 0 | 0 | 1 | 0 | 0 | 1 | 0 | 0 | 0 | 785652846243 | 9.5 | 9.5 | 18 | 5.75 | 0.94 | 125 | Yes | [8 empty] | UL Wet | cUL Wet | CHATHAM 1L LANTERN-44 | One Light Outdoor Wall Lantern |  | 8462-44.jpg | 8462.jpg
8462-46 | One Light Outdoor Wall Lantern | The Chatham outdoor lighting collection by Sea Gull Lighting offers a timeless, traditional design with a classic window pane detailing over Frosted Seeded glass or Clear Seeded glass, and crowed with a cupola atop the dramatic mansard roofline. Offered in either a Weathered Copper finish or an Oxidized Bronze finish, the assortment includes a small one-light outdoor wall lantern (available in a Dark Sky version too), a large one-light outdoor wall lantern (available in a Dark Sky version too), a large two-light outdoor wall lantern, one-light or two-light outdoor post lanterns, as well as one-light or two-light outdoor pendants. Both incandescent lamping and ENERGY STAR-qualified LED lamping are available for all of the fixtures, and all incandescent fixtures can convert to LED by purchasing LED replacement lamps sold separately. | OUTDOOR | Chatham | Outdoor Lighting | Oxidized Bronze | 46 | Brass | Clear Seeded Glass |  |  |  | 1 Medium A19 100w |  | 1 | No | [14 empty] | 0 | [12 empty] | 97.48 | 194.96 | 292.44 | W:6 3/4'' H:14 1/2'' E:7 1/2'' | 2.9 |  |  | 6.75 | 14.5 | Cap Nuts |  |  |  |  | 7.5 |  | No |  | No | [21 empty] | W:4 3/4'' H:6'' OB UP:6'' OB DOWN:8 1/2'' Rectangular |  |  |  | 6.5 |  |  |  | Hardwired | 0 | 0 | 0 | 0 | 1 | 0 | 0 | 1 | 0 | 0 | 0 | 785652846267 | 9.5 | 9.5 | 18 | 5.75 | 0.94 | 125 | Yes | [8 empty] | UL Wet | cUL Wet | CHATHAM 1L LANTERN-46 | One Light Outdoor Wall Lantern |  | 8462-46.jpg | 8462.jpg
8462D-44 | One Light Outdoor Wall Lantern | The Chatham outdoor lighting collection by Sea Gull Lighting offers a timeless, traditional design with a classic window pane detailing over Frosted Seeded glass or Clear Seeded glass, and crowed with a cupola atop the dramatic mansard roofline. Offered in either a Weathered Copper finish or an Oxidized Bronze finish, the assortment includes a small one-light outdoor wall lantern (available in a Dark Sky version too), a large one-light outdoor wall lantern (available in a Dark Sky version too), a large two-light outdoor wall lantern, one-light or two-light outdoor post lanterns, as well as one-light or two-light outdoor pendants. Both incandescent lamping and ENERGY STAR-qualified LED lamping are available for all of the fixtures, and all incandescent fixtures can convert to LED by purchasing LED replacement lamps sold separately. | OUTDOOR | Chatham | Outdoor Lighting | Weathered Copper | 44 | Brass | Clear Seeded Glass |  |  |  | 1 Medium A19 100w |  | 1 | No | [14 empty] | 0 | [12 empty] | 99.98 | 199.96 | 299.94 | W:6 3/4'' H:14 1/2'' E:7 1/2'' | 3.2 |  |  | 6.75 | 14.5 | Cap Nuts |  |  |  |  | 7.5 |  | No |  | No | [21 empty] | W:4 3/4'' H:6'' OB UP:6'' OB DOWN:8 1/2'' Rectangular |  |  |  | 6.5 |  |  | N/A | Hardwired | 0 | 0 | 0 | 0 | 1 | 0 | 0 | 1 | 0 | 0 | 0 | 785652084171 | 9.5 | 9.5 | 18 | 5.75 | 0.94 | 125 | Yes | [8 empty] | UL Wet | cUL Wet | CHATHAM 1L LANTERN-44 | One Light Outdoor Wall Lantern |  | 8462D-44.jpg | 8462D.jpg
8462DEN3-44 | One Light Outdoor Wall Lantern | The Chatham outdoor lighting collection by Sea Gull Lighting offers a timeless, traditional design with a classic window pane detailing over Frosted Seeded glass or Clear Seeded glass, and crowed with a cupola atop the dramatic mansard roofline. Offered in either a Weathered Copper finish or an Oxidized Bronze finish, the assortment includes a small one-light outdoor wall lantern (available in a Dark Sky version too), a large one-light outdoor wall lantern (available in a Dark Sky version too), a large two-light outdoor wall lantern, one-light or two-light outdoor post lanterns, as well as one-light or two-light outdoor pendants. Both incandescent lamping and ENERGY STAR-qualified LED lamping are available for all of the fixtures, and all incandescent fixtures can convert to LED by purchasing LED replacement lamps sold separately. | OUTDOOR | Chatham | Outdoor Lighting | Weathered Copper | 44 | Brass | White Aluminum |  |  |  | 1 Medium A19 9.3w |  | 1 | Yes | [14 empty] | 0 | [12 empty] | 106.98 | 213.96 | 320.94 | W:6 3/4'' H:14 1/2'' E:7 1/2'' | 3.2 |  |  | 6.75 | 14.5 | Cap Nuts |  |  |  |  | 7.5 |  | No |  | No | [21 empty] | W:4 3/4'' H:6'' OB UP:6'' OB DOWN:8 1/2'' Rectangular |  |  |  | 6.5 | Black/White |  | N/A | Hardwired | 0 | 0 | 0 | 1 | 1 | 0 | 0 | 0 | 0 | 0 | 0 | 785652052934 | 9.5 | 9.5 | 18 | 5.75 | 0.94 | 125 | Yes | [8 empty] | UL Wet | cUL Wet | CHATHAM 1L LANTERN-44 | One Light Outdoor Wall Lantern |  | 8462DEN3-44.jpg | 8462D.jpg
8463-44 | Two Light Outdoor Wall Lantern | The Chatham outdoor lighting collection by Sea Gull Lighting offers a timeless, traditional design with a classic window pane detailing over Frosted Seeded glass or Clear Seeded glass, and crowed with a cupola atop the dramatic mansard roofline. Offered in either a Weathered Copper finish or an Oxidized Bronze finish, the assortment includes a small one-light outdoor wall lantern (available in a Dark Sky version too), a large one-light outdoor wall lantern (available in a Dark Sky version too), a large two-light outdoor wall lantern, one-light or two-light outdoor post lanterns, as well as one-light or two-light outdoor pendants. Both incandescent lamping and ENERGY STAR-qualified LED lamping are available for all of the fixtures, and all incandescent fixtures can convert to LED by purchasing LED replacement lamps sold separately. | OUTDOOR | Chatham | Outdoor Lighting | Weathered Copper | 44 | Brass | Clear Seeded Glass |  |  |  | 2 Candelabra Torpedo 40w |  | 2 | No | [14 empty] | 0 | [12 empty] | 174.98 | 349.96 | 524.94 | W:9 1/4'' H:21'' E:10'' | 5.3 |  |  | 9.25 | 21 | Cap Nuts |  |  |  |  | 10 |  | No |  | No | [21 empty] | W:4 3/4'' H:8'' OB UP:8 1/2'' OB DOWN:12 1/2'' Rectangular |  |  |  | 6.5 |  |  | N/A | Hardwired | 0 | 0 | 0 | 0 | 1 | 0 | 0 | 1 | 0 | 0 | 0 | 785652846342 | 24.25 | 14.25 | 13.25 | 9.5 | 2.65 | 250 | Yes | [8 empty] | UL Wet | cUL Wet | CHATHAM 2L LANTERN-44 | Two Light Outdoor Wall Lantern |  | 8463-44.jpg | 8463.jpg
8463-46 | Two Light Outdoor Wall Lantern | The Chatham outdoor lighting collection by Sea Gull Lighting offers a timeless, traditional design with a classic window pane detailing over Frosted Seeded glass or Clear Seeded glass, and crowed with a cupola atop the dramatic mansard roofline. Offered in either a Weathered Copper finish or an Oxidized Bronze finish, the assortment includes a small one-light outdoor wall lantern (available in a Dark Sky version too), a large one-light outdoor wall lantern (available in a Dark Sky version too), a large two-light outdoor wall lantern, one-light or two-light outdoor post lanterns, as well as one-light or two-light outdoor pendants. Both incandescent lamping and ENERGY STAR-qualified LED lamping are available for all of the fixtures, and all incandescent fixtures can convert to LED by purchasing LED replacement lamps sold separately. | OUTDOOR | Chatham | Outdoor Lighting | Oxidized Bronze | 46 | Brass | Clear Seeded Glass |  |  |  | 2 Candelabra Torpedo 40w |  | 2 | No | [14 empty] | 0 | [12 empty] | 174.98 | 349.96 | 524.94 | W:9 1/4'' H:21'' E:10'' | 5.3 |  |  | 9.25 | 21 | Cap Nuts |  |  |  |  | 10 |  | No |  | No | [21 empty] | W:4 3/4'' H:8'' OB UP:8 1/2'' OB DOWN:12 1/2'' Rectangular |  |  |  | 6.5 |  |  |  | Hardwired | 0 | 0 | 0 | 0 | 1 | 0 | 0 | 1 | 0 | 0 | 0 | 785652846366 | 24 | 12 | 12.75 | 8.4 | 2.125 | 175 | Yes | [8 empty] | UL Wet | cUL Wet | CHATHAM 2L LANTERN-46 | Two Light Outdoor Wall Lantern |  | 8463-46.jpg | 8463.jpg
8463D-44 | One Light Outdoor Wall Lantern | The Chatham outdoor lighting collection by Sea Gull Lighting offers a timeless, traditional design with a classic window pane detailing over Frosted Seeded glass or Clear Seeded glass, and crowed with a cupola atop the dramatic mansard roofline. Offered in either a Weathered Copper finish or an Oxidized Bronze finish, the assortment includes a small one-light outdoor wall lantern (available in a Dark Sky version too), a large one-light outdoor wall lantern (available in a Dark Sky version too), a large two-light outdoor wall lantern, one-light or two-light outdoor post lanterns, as well as one-light or two-light outdoor pendants. Both incandescent lamping and ENERGY STAR-qualified LED lamping are available for all of the fixtures, and all incandescent fixtures can convert to LED by purchasing LED replacement lamps sold separately. | OUTDOOR | Chatham | Outdoor Lighting | Weathered Copper | 44 | Brass | Clear Seeded Glass |  |  |  | 1 Medium A19 100w |  | 1 | No | [14 empty] | 0 | [12 empty] | 174.98 | 349.96 | 524.94 | L:9 1/4'' W:9 1/4'' H:21'' E:10'' | 5.7 |  | 9.25 | 9.25 | 21 | Cap Nuts |  |  |  |  | 10 |  | No |  | No | [21 empty] | W:4 3/4'' H:8'' OB UP:8 1/2'' OB DOWN:12 1/2'' Rectangular |  |  |  | 6.5 |  |  | N/A | Hardwired | 0 | 0 | 0 | 0 | 1 | 0 | 0 | 1 | 0 | 0 | 0 | 785652084638 | 13.75 | 13.5 | 24.12 | 10.65 | 2.591 | 175 | Yes | [8 empty] | UL Wet | cUL Wet | CHATHAM 1L LANTERN-44 | One Light Outdoor Wall Lantern |  | 8463D-44.jpg | 8463D.jpg
8463DEN3-44 | One Light Outdoor Wall Lantern | The Chatham outdoor lighting collection by Sea Gull Lighting offers a timeless, traditional design with a classic window pane detailing over Frosted Seeded glass or Clear Seeded glass, and crowed with a cupola atop the dramatic mansard roofline. Offered in either a Weathered Copper finish or an Oxidized Bronze finish, the assortment includes a small one-light outdoor wall lantern (available in a Dark Sky version too), a large one-light outdoor wall lantern (available in a Dark Sky version too), a large two-light outdoor wall lantern, one-light or two-light outdoor post lanterns, as well as one-light or two-light outdoor pendants. Both incandescent lamping and ENERGY STAR-qualified LED lamping are available for all of the fixtures, and all incandescent fixtures can convert to LED by purchasing LED replacement lamps sold separately. | OUTDOOR | Chatham | Outdoor Lighting | Weathered Copper | 44 | Brass | White Aluminum |  |  |  | 1 Medium A19 9.3w |  | 1 | Yes | [14 empty] | 0 | [12 empty] | 184.98 | 369.96 | 554.94 | W:9 1/4'' H:21'' E:10'' | 5.7 |  |  | 9.25 | 21 | Cap Nuts |  |  |  |  | 10 |  | No |  | No | [21 empty] | W:4 3/4'' H:8'' OB UP:8 1/2'' OB DOWN:12 1/2'' Rectangular |  |  |  | 6.5 | Black/White |  | N/A | Hardwired | 0 | 0 | 0 | 1 | 1 | 0 | 0 | 0 | 0 | 0 | 0 | 785652052941 | 13.75 | 13.5 | 24.12 | 10.65 | 2.591 | 175 | Yes | [8 empty] | UL Wet | cUL Wet | CHATHAM 1L LANTERN-44 | One Light Outdoor Wall Lantern |  | 8463DEN3-44.jpg | 8463D.jpg
8463EN-44 | Two Light Outdoor Wall Lantern | The Chatham outdoor lighting collection by Sea Gull Lighting offers a timeless, traditional design with a classic window pane detailing over Frosted Seeded glass or Clear Seeded glass, and crowed with a cupola atop the dramatic mansard roofline. Offered in either a Weathered Copper finish or an Oxidized Bronze finish, the assortment includes a small one-light outdoor wall lantern (available in a Dark Sky version too), a large one-light outdoor wall lantern (available in a Dark Sky version too), a large two-light outdoor wall lantern, one-light or two-light outdoor post lanterns, as well as one-light or two-light outdoor pendants. Both incandescent lamping and ENERGY STAR-qualified LED lamping are available for all of the fixtures, and all incandescent fixtures can convert to LED by purchasing LED replacement lamps sold separately. | OUTDOOR | Chatham | Outdoor Lighting | Weathered Copper | 44 | Brass | Clear Seeded Glass |  |  |  | 2 Candelabra Torpedo 3.5w |  | 2 | Yes | [14 empty] | 0 | [12 empty] | 174.98 | 349.96 | 524.94 | W:9 1/4'' H:21'' E:10'' | 5.3 |  |  | 9.25 | 21 | Cap Nuts |  |  |  |  | 10 |  | No |  | No | [21 empty] | W:4 3/4'' H:8'' OB UP:8 1/2'' OB DOWN:12 1/2'' Rectangular |  |  |  | 6.5 |  |  | N/A | Hardwired | 0 | 0 | 0 | 1 | 1 | 0 | 0 | 0 | 0 | 0 | 0 | 785652032226 | 24.25 | 14.25 | 13.25 | 9.5 | 2.65 | 250 | Yes | [8 empty] | UL Wet | cUL Wet | CHATHAM 2L LANTERN-44 | Two Light Outdoor Wall Lantern |  | 8463EN-44.jpg | 8463.jpg
8463EN-46 | Two Light Outdoor Wall Lantern | The Chatham outdoor lighting collection by Sea Gull Lighting offers a timeless, traditional design with a classic window pane detailing over Frosted Seeded glass or Clear Seeded glass, and crowed with a cupola atop the dramatic mansard roofline. Offered in either a Weathered Copper finish or an Oxidized Bronze finish, the assortment includes a small one-light outdoor wall lantern (available in a Dark Sky version too), a large one-light outdoor wall lantern (available in a Dark Sky version too), a large two-light outdoor wall lantern, one-light or two-light outdoor post lanterns, as well as one-light or two-light outdoor pendants. Both incandescent lamping and ENERGY STAR-qualified LED lamping are available for all of the fixtures, and all incandescent fixtures can convert to LED by purchasing LED replacement lamps sold separately. | OUTDOOR | Chatham | Outdoor Lighting | Oxidized Bronze | 46 | Brass | Clear Seeded Glass |  |  |  | 2 Candelabra Torpedo 3.5w |  | 2 | Yes | [14 empty] | 0 | [12 empty] | 174.98 | 349.96 | 524.94 | W:9 1/4'' H:21'' E:10'' | 5.3 |  |  | 9.25 | 21 | Cap Nuts |  |  |  |  | 10 |  | No |  | No | [21 empty] | W:4 3/4'' H:8'' OB UP:8 1/2'' OB DOWN:12 1/2'' Rectangular |  |  |  | 6.5 |  |  |  | Hardwired | 0 | 0 | 0 | 1 | 1 | 0 | 0 | 0 | 0 | 0 | 0 | 785652032233 | 24 | 12 | 12.75 | 8.4 | 2.125 | 175 | Yes | [8 empty] | UL Wet | cUL Wet | CHATHAM 2L LANTERN-46 | Two Light Outdoor Wall Lantern |  | 8463EN-46.jpg | 8463.jpg
84670-71 | One Light Outdoor Wall Lantern | The Jamestowne outdoor lighting collection by Sea Gull Lighting delivers a formal, traditional lantern style in proportions that won't overwhelm. Coupled with either Clear Beveled glass or Frosted Seeded glass, there are three beautiful finishes, including Black, Antique Brushed Nickel, or Antique Bronze. So the perfect design aesthetic will certainly be found to match any style of residential architecture. The assortment includes small, medium, large and extra-large one-light outdoor wall lanterns, a one-light outdoor post lantern and a two-light outdoor wall lantern. Clear bulbs are recommended for use with the Clear glass choices for better aesthetics. Both incandescent lamping and ENERGY STAR-qualified LED lamping (for those fixtures with the Frosted Seeded glass) are available for most of the fixtures, and some can easily convert to LED by purchasing LED replacement lamps sold separately (for those with the Clear glass). There is also a Dark Sky version of the medium and large one-light outdoor wall lanterns for which Etched White Tiffany glass is used to control the light output. | OUTDOOR | Jamestowne | Outdoor Lighting | Antique Bronze | 71 | Brass | Frosted Seeded Glass | W:5.4375" H:11.9375" |  |  | 1 Medium A19 100w |  | 1 | No | [14 empty] | 0 | [12 empty] | 74.98 | N/A | 224.94 | W:7'' H:20 1/4'' E:7 3/4'' | 5 |  |  | 7 | 20.25 | Cap Nuts |  |  |  |  | 7.75 |  | No |  | No | [21 empty] | DP:3/4'' W:4 3/4'' H:5 1/2'' OB UP:6 1/2'' OB DOWN:13 3/4'' Octagonal |  |  |  | 6.5 | Black/White |  |  | Hardwired | 0 | 0 | 0 | 0 | 1 | 0 | 0 | 1 | 0 | 0 | 0 | 785652057205 | 22 | 9.5 | 8.5 | 5.6 | 1.028 | 175 | Yes | [9 empty] | cETL Wet | JAMESTOWNE 1L LANTERN-71 | One Light Outdoor Wall Lantern |  | 84670-71.png | 89383pble.jpg
84670EN3-71 | One Light Outdoor Wall Lantern | The Jamestowne outdoor lighting collection by Sea Gull Lighting delivers a formal, traditional lantern style in proportions that won't overwhelm. Coupled with either Clear Beveled glass or Frosted Seeded glass, there are three beautiful finishes, including Black, Antique Brushed Nickel, or Antique Bronze. So the perfect design aesthetic will certainly be found to match any style of residential architecture. The assortment includes small, medium, large and extra-large one-light outdoor wall lanterns, a one-light outdoor post lantern and a two-light outdoor wall lantern. Clear bulbs are recommended for use with the Clear glass choices for better aesthetics. Both incandescent lamping and ENERGY STAR-qualified LED lamping (for those fixtures with the Frosted Seeded glass) are available for most of the fixtures, and some can easily convert to LED by purchasing LED replacement lamps sold separately (for those with the Clear glass). There is also a Dark Sky version of the medium and large one-light outdoor wall lanterns for which Etched White Tiffany glass is used to control the light output. | OUTDOOR | Jamestowne | Outdoor Lighting | Antique Bronze | 71 | Brass | Frosted Seeded Glass | W:5.4375" H:11.9375" |  |  | 1 Medium A19 9.3w |  | 1 | Yes | [14 empty] | 0 | [12 empty] | 81.98 | N/A | 245.94 | W:7'' H:20 1/4'' E:7 3/4'' | 6.56 |  |  | 7 | 20.25 | Cap Nuts |  |  |  |  | 7.75 |  | No |  | No | [20 empty] | DP:3/4'' W:4 3/4'' H:5 1/2'' OB UP:6 1/2'' OB DOWN:13 3/4'' |  |  |  |  | 6.5 | Black/White |  |  | Hardwired | 0 | 0 | 0 | 1 | 1 | 0 | 0 | 0 | 0 | 0 | 0 | 785652058035 | 22 | 9.5 | 8.5 | 5.6 | 1.028 | 175 | Yes | [9 empty] | cETL Wet | JAMESTOWNE 1L LANTERN-71 | One Light Outdoor Wall Lantern |  | 84670EN3-71.png | 84670EN3.jpg
8468-12 | Two Light Outdoor Wall Lantern | The Jamestowne outdoor lighting collection by Sea Gull Lighting delivers a formal, traditional lantern style in proportions that won't overwhelm. Coupled with either Clear Beveled glass or Frosted Seeded glass, there are three beautiful finishes, including Black, Antique Brushed Nickel, or Antique Bronze. So the perfect design aesthetic will certainly be found to match any style of residential architecture. The assortment includes small, medium, large and extra-large one-light outdoor wall lanterns, a one-light outdoor post lantern and a two-light outdoor wall lantern. Clear bulbs are recommended for use with the Clear glass choices for better aesthetics. Both incandescent lamping and ENERGY STAR-qualified LED lamping (for those fixtures with the Frosted Seeded glass) are available for most of the fixtures, and some can easily convert to LED by purchasing LED replacement lamps sold separately (for those with the Clear glass). There is also a Dark Sky version of the medium and large one-light outdoor wall lanterns for which Etched White Tiffany glass is used to control the light output. | OUTDOOR | Jamestowne | Outdoor Lighting | Black | 12 | Aluminum | Clear Beveled Glass | L:11.9375" W:5.4375" |  |  | 2 Candelabra Torpedo 40w |  | 2 | No | [14 empty] | 0 | [12 empty] | 66.98 | N/A | 200.94 | W:7'' H:20 1/4'' E:7 3/4'' | 6.56 |  |  | 7 | 20.25 | Cap Nuts |  |  |  |  | 7.75 |  | No |  | No | [21 empty] | DP:3/4'' W:4 3/4'' H:5 1/2'' OB UP:6 1/2'' OB DOWN:13 3/4'' Octagonal |  |  |  | 6.5 |  |  | N/A | Hardwired | 0 | 0 | 0 | 0 | 1 | 0 | 0 | 1 | 0 | 0 | 0 | 785652084683 | 8.75 | 8.25 | 21.5 | 8.4 | 0.898 | 100 | Yes | [8 empty] | ETL Wet | cETL Wet | JAMESTOWNE 2L LANTERN-12 | Two Light Outdoor Wall Lantern |  | 8468-12.jpg | 8468.jpg
8468-71 | Two Light Outdoor Wall Lantern | The Jamestowne outdoor lighting collection by Sea Gull Lighting delivers a formal, traditional lantern style in proportions that won't overwhelm. Coupled with either Clear Beveled glass or Frosted Seeded glass, there are three beautiful finishes, including Black, Antique Brushed Nickel, or Antique Bronze. So the perfect design aesthetic will certainly be found to match any style of residential architecture. The assortment includes small, medium, large and extra-large one-light outdoor wall lanterns, a one-light outdoor post lantern and a two-light outdoor wall lantern. Clear bulbs are recommended for use with the Clear glass choices for better aesthetics. Both incandescent lamping and ENERGY STAR-qualified LED lamping (for those fixtures with the Frosted Seeded glass) are available for most of the fixtures, and some can easily convert to LED by purchasing LED replacement lamps sold separately (for those with the Clear glass). There is also a Dark Sky version of the medium and large one-light outdoor wall lanterns for which Etched White Tiffany glass is used to control the light output. | OUTDOOR | Jamestowne | Outdoor Lighting | Antique Bronze | 71 | Brass | Clear Beveled Glass | L:11.9375" W:5.4375" |  |  | 2 Candelabra Torpedo 40w |  | 2 | No | [14 empty] | 0 | [12 empty] | 97.48 | N/A | 292.44 | W:7'' H:20 1/4'' E:7 3/4'' | 6.56 |  |  | 7 | 20.25 | Cap Nuts |  |  |  |  | 7.75 |  | No |  | No | [21 empty] | DP:3/4'' W:4 3/4'' H:5 1/2'' OB UP:6 1/2'' OB DOWN:13 3/4'' Octagonal |  |  |  | 6.5 |  |  | N/A | Hardwired | 0 | 0 | 0 | 0 | 1 | 0 | 0 | 1 | 0 | 0 | 0 | 785652846816 | 9 | 8.5 | 21.25 | 8.2 | 0.941 | 100 | Yes | [8 empty] | ETL Wet | cETL Wet | JAMESTOWNE 2L LANTERN-71 | Two Light Outdoor Wall Lantern |  | 8468-71.jpg | 8468.jpg
8468-965 | Two Light Outdoor Wall Lantern | The Jamestowne outdoor lighting collection by Sea Gull Lighting delivers a formal, traditional lantern style in proportions that won't overwhelm. Coupled with either Clear Beveled glass or Frosted Seeded glass, there are three beautiful finishes, including Black, Antique Brushed Nickel, or Antique Bronze. So the perfect design aesthetic will certainly be found to match any style of residential architecture. The assortment includes small, medium, large and extra-large one-light outdoor wall lanterns, a one-light outdoor post lantern and a two-light outdoor wall lantern. Clear bulbs are recommended for use with the Clear glass choices for better aesthetics. Both incandescent lamping and ENERGY STAR-qualified LED lamping (for those fixtures with the Frosted Seeded glass) are available for most of the fixtures, and some can easily convert to LED by purchasing LED replacement lamps sold separately (for those with the Clear glass). There is also a Dark Sky version of the medium and large one-light outdoor wall lanterns for which Etched White Tiffany glass is used to control the light output. | OUTDOOR | Jamestowne | Outdoor Lighting | Antique Brushed Nickel | 965 | Brass | Clear Beveled Glass | L:11.9375" W:5.4375" |  |  | 2 Candelabra Torpedo 40w |  | 2 | No | [14 empty] | 0 | [12 empty] | 97.48 | N/A | 292.44 | W:7'' H:20 1/4'' E:7 3/4'' | 6.56 |  |  | 7 | 20.25 | Cap Nuts |  |  |  |  | 7.75 |  | No |  | No | [21 empty] | DP:3/4'' W:4 3/4'' H:5 1/2'' OB UP:6 1/2'' OB DOWN:13 3/4'' Octagonal |  |  |  | 6.5 |  |  | N/A | Hardwired | 0 | 0 | 0 | 0 | 1 | 0 | 0 | 1 | 0 | 0 | 0 | 785652084690 | 9 | 8.25 | 21.75 | 7.7 | 0.935 | 100 | Yes | [8 empty] | ETL Wet | cETL Wet | JAMESTOWNE 2L LANTERN-965 | Two Light Outdoor Wall Lantern |  | 8468-965.jpg | 8468.jpg
8468EN-12 | Two Light Outdoor Wall Lantern | The Jamestowne outdoor lighting collection by Sea Gull Lighting delivers a formal, traditional lantern style in proportions that won't overwhelm. Coupled with either Clear Beveled glass or Frosted Seeded glass, there are three beautiful finishes, including Black, Antique Brushed Nickel, or Antique Bronze. So the perfect design aesthetic will certainly be found to match any style of residential architecture. The assortment includes small, medium, large and extra-large one-light outdoor wall lanterns, a one-light outdoor post lantern and a two-light outdoor wall lantern. Clear bulbs are recommended for use with the Clear glass choices for better aesthetics. Both incandescent lamping and ENERGY STAR-qualified LED lamping (for those fixtures with the Frosted Seeded glass) are available for most of the fixtures, and some can easily convert to LED by purchasing LED replacement lamps sold separately (for those with the Clear glass). There is also a Dark Sky version of the medium and large one-light outdoor wall lanterns for which Etched White Tiffany glass is used to control the light output. | OUTDOOR | Jamestowne | Outdoor Lighting | Black | 12 | Aluminum | Undefined Glass | L:11.9375" W:5.4375" |  |  | 2 Candelabra Torpedo 3.5w |  | 2 | Yes | [14 empty] | 0 | [12 empty] | 74.98 | N/A | 224.94 | W:7'' H:20 1/4'' E:7 3/4'' | 6.56 |  |  | 7 | 20.25 | Cap Nuts |  |  |  |  | 7.75 |  | No |  | No | [21 empty] | DP:3/4'' W:4 3/4'' H:5 1/2'' OB UP:6 1/2'' OB DOWN:13 3/4'' Octagonal |  |  |  | 6.5 |  |  | N/A | Hardwired | 0 | 0 | 0 | 1 | 1 | 0 | 0 | 0 | 0 | 0 | 0 | 785652032318 | 8.75 | 8.25 | 21.5 | 8.4 | 0.898 | 100 | Yes | [8 empty] | ETL Wet | cETL Wet | JAMESTOWNE 2L LANTERN-12 | Two Light Outdoor Wall Lantern |  | 8468EN-12.jpg | 8468.jpg
8468EN-71 | Two Light Outdoor Wall Lantern | The Jamestowne outdoor lighting collection by Sea Gull Lighting delivers a formal, traditional lantern style in proportions that won't overwhelm. Coupled with either Clear Beveled glass or Frosted Seeded glass, there are three beautiful finishes, including Black, Antique Brushed Nickel, or Antique Bronze. So the perfect design aesthetic will certainly be found to match any style of residential architecture. The assortment includes small, medium, large and extra-large one-light outdoor wall lanterns, a one-light outdoor post lantern and a two-light outdoor wall lantern. Clear bulbs are recommended for use with the Clear glass choices for better aesthetics. Both incandescent lamping and ENERGY STAR-qualified LED lamping (for those fixtures with the Frosted Seeded glass) are available for most of the fixtures, and some can easily convert to LED by purchasing LED replacement lamps sold separately (for those with the Clear glass). There is also a Dark Sky version of the medium and large one-light outdoor wall lanterns for which Etched White Tiffany glass is used to control the light output. | OUTDOOR | Jamestowne | Outdoor Lighting | Antique Bronze | 71 | Brass | Undefined Glass | L:11.9375" W:5.4375" |  |  | 2 Candelabra Torpedo 3.5w |  | 2 | Yes | [14 empty] | 0 | [12 empty] | 104.98 | N/A | 314.94 | W:7'' H:20 1/4'' E:7 3/4'' | 6.56 |  |  | 7 | 20.25 | Cap Nuts |  |  |  |  | 7.75 |  | No |  | No | [21 empty] | DP:3/4'' W:4 3/4'' H:5 1/2'' OB UP:6 1/2'' OB DOWN:13 3/4'' Octagonal |  |  |  | 6.5 |  |  | N/A | Hardwired | 0 | 0 | 0 | 1 | 1 | 0 | 0 | 0 | 0 | 0 | 0 | 785652032349 | 21.25 | 8.5 | 9 | 8.2 | 0.941 | 100 | Yes | [8 empty] | ETL Wet | cETL Wet | JAMESTOWNE 2L LANTERN-71 | Two Light Outdoor Wall Lantern |  | 8468EN-71.jpg | 8468.jpg
8468EN-965 | Two Light Outdoor Wall Lantern | The Jamestowne outdoor lighting collection by Sea Gull Lighting delivers a formal, traditional lantern style in proportions that won't overwhelm. Coupled with either Clear Beveled glass or Frosted Seeded glass, there are three beautiful finishes, including Black, Antique Brushed Nickel, or Antique Bronze. So the perfect design aesthetic will certainly be found to match any style of residential architecture. The assortment includes small, medium, large and extra-large one-light outdoor wall lanterns, a one-light outdoor post lantern and a two-light outdoor wall lantern. Clear bulbs are recommended for use with the Clear glass choices for better aesthetics. Both incandescent lamping and ENERGY STAR-qualified LED lamping (for those fixtures with the Frosted Seeded glass) are available for most of the fixtures, and some can easily convert to LED by purchasing LED replacement lamps sold separately (for those with the Clear glass). There is also a Dark Sky version of the medium and large one-light outdoor wall lanterns for which Etched White Tiffany glass is used to control the light output. | OUTDOOR | Jamestowne | Outdoor Lighting | Antique Brushed Nickel | 965 | Brass | Undefined Glass | L:11.9375" W:5.4375" |  |  | 2 Candelabra Torpedo 3.5w |  | 2 | Yes | [14 empty] | 0 | [12 empty] | 104.98 | N/A | 314.94 | W:7'' H:20 1/4'' E:7 3/4'' | 6.56 |  |  | 7 | 20.25 | Cap Nuts |  |  |  |  | 7.75 |  | No |  | No | [21 empty] | DP:3/4'' W:4 3/4'' H:5 1/2'' OB UP:6 1/2'' OB DOWN:13 3/4'' Octagonal |  |  |  | 6.5 |  |  | N/A | Hardwired | 0 | 0 | 0 | 1 | 1 | 0 | 0 | 0 | 0 | 0 | 0 | 785652032370 | 21.75 | 8.25 | 9 | 7.7 | 0.935 | 100 | Yes | [8 empty] | ETL Wet | cETL Wet | JAMESTOWNE 2L LANTERN-965 | Two Light Outdoor Wall Lantern |  | 8468EN-965.jpg | 8468.jpg
8507-02 | One Light Outdoor Wall Lantern | The Classico outdoor lighting collection by Sea Gull Lighting is a time honored standard. Its traditional styling harkens back to charming coach lights and has remained a staple of exterior home décor for years. Offered in a Polished Brass or Black finish, both with Clear Beveled glass, the best visual aesthetics are achieved when paired with clear bulbs. The assortment includes small, medium and large one-light outdoor wall lanterns, a one-light outdoor pendant which can be converted into a semi-flush ceiling fixture, and a one-light outdoor post lantern. Most of the fixtures easily convert to LED by purchasing LED replacement lamps sold separately. | OUTDOOR | Classico | Outdoor Lighting | Polished Brass | 2 | Brass | Clear Beveled Glass |  |  |  | 1 Medium A19 100w |  | 1 | No | [14 empty] | 0 | [12 empty] | 52.48 | 104.96 | 157.44 | W:5 3/4'' H:10 1/2'' E:5 3/4'' | 2.2 |  |  | 5.75 | 10.5 | Cap Nuts |  |  |  |  | 5.75 |  | No |  | No | [21 empty] | DP:3/4'' W:4 3/4'' H:5 9/16'' OB UP:7 1/4'' OB DOWN:3 1/4'' |  |  |  | 6.5 |  |  | N/A | Hardwired | 0 | 0 | 0 | 0 | 1 | 0 | 0 | 1 | 0 | 0 | 0 | 785652850721 | 6.75 | 6.5 | 11.25 | 2.75 | 0.286 | 100 | Yes | 2 | 10785652850728 | 13.75 | 7.25 | 12.5 | 6.2 | 0.721 | Yes | UL Wet | cUL Wet | CLASSICO 1L LANTERN-02 | One Light Outdoor Wall Lantern |  | 8507-02.jpg | 8507.jpg
8507-12 | One Light Outdoor Wall Lantern | The Classico outdoor lighting collection by Sea Gull Lighting is a time honored standard. Its traditional styling harkens back to charming coach lights and has remained a staple of exterior home décor for years. Offered in a Polished Brass or Black finish, both with Clear Beveled glass, the best visual aesthetics are achieved when paired with clear bulbs. The assortment includes small, medium and large one-light outdoor wall lanterns, a one-light outdoor pendant which can be converted into a semi-flush ceiling fixture, and a one-light outdoor post lantern. Most of the fixtures easily convert to LED by purchasing LED replacement lamps sold separately. | OUTDOOR | Classico | Outdoor Lighting | Black | 12 | Brass | Clear Beveled Glass |  |  |  | 1 Medium A19 100w |  | 1 | No | [14 empty] | 0 | [12 empty] | 44.98 | 89.96 | 134.94 | W:5 3/4'' H:10 1/2'' E:5 3/4'' | 2.2 |  |  | 5.75 | 10.5 | Cap Nuts |  |  |  |  | 5.75 |  | No |  | No | [21 empty] | DP:3/4'' W:4 3/4'' H:5 9/16'' OB UP:7 1/4'' OB DOWN:3 1/4'' |  |  |  | 6.5 |  |  | N/A | Hardwired | 0 | 0 | 0 | 0 | 1 | 0 | 0 | 1 | 0 | 0 | 0 | 785652158933 | 6.5 | 6.5 | 11.25 | 2.6 | 0.275 | 100 | Yes | 2 | 10785652158930 | 14 | 7.25 | 12.5 | 5.8 | 0.734 | Yes | UL Wet | cUL Wet | CLASSICO 1L LANTERN-12 | One Light Outdoor Wall Lantern |  | 8507-12.png | 8507.jpg
8509-02 | One Light Outdoor Wall Lantern | The Classico outdoor lighting collection by Sea Gull Lighting is a time honored standard. Its traditional styling harkens back to charming coach lights and has remained a staple of exterior home décor for years. Offered in a Polished Brass or Black finish, both with Clear Beveled glass, the best visual aesthetics are achieved when paired with clear bulbs. The assortment includes small, medium and large one-light outdoor wall lanterns, a one-light outdoor pendant which can be converted into a semi-flush ceiling fixture, and a one-light outdoor post lantern. Most of the fixtures easily convert to LED by purchasing LED replacement lamps sold separately. | OUTDOOR | Classico | Outdoor Lighting | Polished Brass | 2 | Brass | Clear Beveled Glass |  |  |  | 1 Medium A19 100w |  | 1 | No | [14 empty] | 0 | [12 empty] | 55.48 | 110.96 | 166.44 | W:7'' H:12 1/4'' E:7 1/4'' | 3.3 |  |  | 7 | 12.25 | Cap Nuts |  |  |  |  | 7.25 |  | No |  | No | [21 empty] | W:4 3/4'' H:5 1/2'' OB UP:3 1/4'' OB DOWN:9'' |  |  |  | 6.5 |  |  | N/A | Hardwired | 0 | 0 | 0 | 0 | 1 | 0 | 0 | 1 | 0 | 0 | 0 | 785652850929 | 8.25 | 8.5 | 14.25 | 4.1 | 0.578 | 125 | Yes | 2 | 10785652850926 | 19 | 10.5 | 17 | 10 | 1.963 | Yes | UL Wet | cUL Wet | CLASSICO 1L LANTERN-02 | One Light Outdoor Wall Lantern |  | 8509-02.jpg | 8509.jpg
8509-12 | One Light Outdoor Wall Lantern | The Classico outdoor lighting collection by Sea Gull Lighting is a time honored standard. Its traditional styling harkens back to charming coach lights and has remained a staple of exterior home décor for years. Offered in a Polished Brass or Black finish, both with Clear Beveled glass, the best visual aesthetics are achieved when paired with clear bulbs. The assortment includes small, medium and large one-light outdoor wall lanterns, a one-light outdoor pendant which can be converted into a semi-flush ceiling fixture, and a one-light outdoor post lantern. Most of the fixtures easily convert to LED by purchasing LED replacement lamps sold separately. | OUTDOOR | Classico | Outdoor Lighting | Black | 12 | Brass | Clear Beveled Glass |  |  |  | 1 Medium A19 100w |  | 1 | No | [14 empty] | 0 | [12 empty] | 47.48 | 94.96 | 142.44 | W:7'' H:12 1/4'' E:7 1/4'' | 3.3 |  |  | 7 | 12.25 | Cap Nuts |  |  |  |  | 7.25 |  | No |  | No | [21 empty] | W:4 3/4'' H:5 1/2'' OB UP:3 1/4'' OB DOWN:9'' |  |  |  | 6.5 |  |  | N/A | Hardwired | 0 | 0 | 0 | 0 | 1 | 0 | 0 | 1 | 0 | 0 | 0 | 785652158940 | 8 | 8.75 | 14 | 4.1 | 0.567 | 125 | Yes | 2 | 10785652158947 | 16.375 | 9 | 15 | 9.2 | 1.279 | Yes | UL Wet | cUL Wet | CLASSICO 1L LANTERN-12 | One Light Outdoor Wall Lantern |  | 8509-12.png | 8509.jpg
8510-02 | One Light Outdoor Wall Lantern | The Classico outdoor lighting collection by Sea Gull Lighting is a time honored standard. Its traditional styling harkens back to charming coach lights and has remained a staple of exterior home décor for years. Offered in a Polished Brass or Black finish, both with Clear Beveled glass, the best visual aesthetics are achieved when paired with clear bulbs. The assortment includes small, medium and large one-light outdoor wall lanterns, a one-light outdoor pendant which can be converted into a semi-flush ceiling fixture, and a one-light outdoor post lantern. Most of the fixtures easily convert to LED by purchasing LED replacement lamps sold separately. | OUTDOOR | Classico | Outdoor Lighting | Polished Brass | 2 | Brass | Clear Beveled Glass |  |  |  | 1 Medium A19 100w |  | 1 | No | [14 empty] | 0 | [12 empty] | 69.48 | 138.96 | 208.44 | W:7'' H:25 1/2'' E:7'' | 4.3 |  |  | 7 | 25.5 | Cap Nuts |  |  |  |  | 7 |  | No |  | No | [21 empty] | W:4 3/4'' H:5 1/2'' OB UP:15'' OB DOWN:10 1/2'' |  |  |  | 6.5 |  |  | N/A | Hardwired | 0 | 0 | 0 | 0 | 1 | 0 | 0 | 1 | 0 | 0 | 0 | 785652851025 | 8.5 | 8.5 | 14.75 | 5.45 | 0.617 | 100 | Yes | [8 empty] | UL Wet | cUL Wet | CLASSICO 1L LANTERN-02 | One Light Outdoor Wall Lantern |  | 8510-02.jpg | 8510.jpg
8510-12 | One Light Outdoor Wall Lantern | The Classico outdoor lighting collection by Sea Gull Lighting is a time honored standard. Its traditional styling harkens back to charming coach lights and has remained a staple of exterior home décor for years. Offered in a Polished Brass or Black finish, both with Clear Beveled glass, the best visual aesthetics are achieved when paired with clear bulbs. The assortment includes small, medium and large one-light outdoor wall lanterns, a one-light outdoor pendant which can be converted into a semi-flush ceiling fixture, and a one-light outdoor post lantern. Most of the fixtures easily convert to LED by purchasing LED replacement lamps sold separately. | OUTDOOR | Classico | Outdoor Lighting | Black | 12 | Brass | Clear Beveled Glass |  |  |  | 1 Medium A19 100w |  | 1 | No | [14 empty] | 0 | [12 empty] | 57.48 | 114.96 | 172.44 | W:7'' H:25 1/2'' E:7'' |  |  |  | 7 | 25.5 | Cap Nuts |  |  |  |  | 7 |  | No |  | No | [21 empty] | W:4 3/4'' H:5 1/2'' OB UP:15'' OB DOWN:10 1/2'' |  |  |  | 6.5 |  |  | N/A | Hardwired | 0 | 0 | 0 | 0 | 1 | 0 | 0 | 1 | 0 | 0 | 0 | 785652158957 | 8.25 | 8 | 15.25 | 4.4 | 0.582 | 125 | Yes | [8 empty] | UL Wet | cUL Wet | CLASSICO 1L LANTERN-12 | One Light Outdoor Wall Lantern |  | 8510-12.png | 8510.jpg
8513-71 | One Light Outdoor Wall Lantern | The Prairie outdoor lighting collection by Sea Gull Lighting embodies a timeless Arts and Crafts design, whose linear, geometric detailing can add distinction to homes of any kind. The combination of the Antique Bronze finish with Champagne glass creates a warm, inviting aesthetic. These fixtures are available in incandescent and ENERGY STAR-qualified LED lamping versions, and most can easily convert to LED by purchasing LED replacement lamps sold separately. | OUTDOOR | Prairie Statement | Outdoor Lighting | Antique Bronze | 71 | Brass | Champagne Glass | W:7" H:8.375" |  |  | 1 Medium A19 150w |  | 1 | No | [14 empty] | 0 | [12 empty] | 168 | 336 | 504 | W:10'' H:16 1/2'' E:10 3/4'' | 8 |  |  | 10 | 16.5 | Cap Nuts |  |  |  |  | 10.75 |  | No |  | No | [21 empty] | DP:3/4'' W:6 3/8'' H:7 1/4'' OB UP:5 3/4'' OB DOWN:10 3/4'' Rectangular |  |  |  | 6.5 |  |  |  | Hardwired | 0 | 0 | 0 | 0 | 1 | 0 | 0 | 1 | 0 | 0 | 0 | 785652851315 | 12.5 | 12.5 | 20 | 10.05 | 1.808 | 175 | Yes | [9 empty] | cETL Wet | PRAIRIE 1L LANTERN-71 | One Light Outdoor Wall Lantern |  | 8513-71.jpg | 8513.jpg
8513EN3-71 | One Light Outdoor Wall Lantern | The Prairie outdoor lighting collection by Sea Gull Lighting embodies a timeless Arts and Crafts design, whose linear, geometric detailing can add distinction to homes of any kind. The combination of the Antique Bronze finish with Champagne glass creates a warm, inviting aesthetic. These fixtures are available in incandescent and ENERGY STAR-qualified LED lamping versions, and most can easily convert to LED by purchasing LED replacement lamps sold separately. | OUTDOOR | Prairie Statement | Outdoor Lighting | Antique Bronze | 71 | Brass | Champagne Glass | W:7" H:8.375" |  |  | 1 Medium A19 9.3w |  | 1 | Yes | [14 empty] | 0 | [12 empty] | 171 | 342 | 513 | W:10'' H:16 1/2'' E:10 3/4'' | 8 |  |  | 10 | 16.5 | Cap Nuts |  |  |  |  | 10.75 |  | No |  | No | [21 empty] | DP:3/4'' W:6 3/8'' H:7 1/4'' OB UP:5 3/4'' OB DOWN:10 3/4'' Rectangular |  |  |  | 6.5 | Black/White |  | N/A | Hardwired | 0 | 0 | 0 | 1 | 1 | 0 | 0 | 0 | 0 | 0 | 0 | 785652052965 | 12.5 | 12.5 | 20 | 10.05 | 1.808 | 175 | Yes | [8 empty] | ETL Wet | cETL Wet | PRAIRIE 1L LANTERN-71 | One Light Outdoor Wall Lantern |  | 8513EN3-71.jpg | 8513.jpg
8514201-12 | Small One Light Outdoor Wall Lantern | The Perrywood outdoor collection embodies all of the elements that make this exterior light a true classic: timeless styling, balanced proportions, versatile finish and rock solid construction. This traditional design features super trendy “water glass," a textured black powder-coated finish, and it’s built from cast aluminum for years of performance. Available in a Black finish. All fixtures are available as ENERGY STAR®-qualified and California Title 24 compliant. | OUTDOOR | Perrywood | Outdoor Lighting | Black | 12 | Cast Aluminum | Water Glass | D:6.625" H:7" |  |  | 1 Medium A19 75w |  | 1 | No | [14 empty] | 0 | [12 empty] | 74.95 | 149.9 | 224.85 | W:7 7/8'' H:15'' E:9 1/4'' | 4.1 |  |  | 7.875 | 15 | Cap Nuts |  |  |  |  | 9.25 |  | No |  | No | [21 empty] | DP:1 1/4'' W:5'' H:8 1/4'' OB UP:6 7/8'' Oval |  |  |  | 6.5 | Black/White |  |  | Hardwired | 0 | 0 | 0 | 0 | 1 | 0 | 0 | 1 | 0 | 0 | 0 | 785652070235 | 17.25 | 13.25 | 11.75 | 5 | 1.554 | 250 | Yes | [9 empty] | cETL Wet | PERRYWOOD 1L SM LANTERN-12 | Small One Light Outdoor Wall Lantern |  | 8514201-12.jpg | 8514201.jpg
8514201EN3-12 | Small One Light Outdoor Wall Lantern | The Perrywood outdoor collection embodies all of the elements that make this exterior light a true classic: timeless styling, balanced proportions, versatile finish and rock solid construction. This traditional design features super trendy “water glass," a textured black powder-coated finish, and it’s built from cast aluminum for years of performance. Available in a Black finish. All fixtures are available as ENERGY STAR®-qualified and California Title 24 compliant. | OUTDOOR | Perrywood | Outdoor Lighting | Black | 12 | Cast Aluminum | Water Glass | D:6.625" H:7" |  |  | 1 Medium A19 9.3w |  | 1 | Yes | [14 empty] | 0 | [12 empty] | 84.48 | 168.96 | 253.44 | W:7 7/8'' H:15'' E:9 1/4'' | 4.1 |  |  | 7.875 | 15 | Cap Nuts |  |  |  |  | 9.25 |  | No |  | No | [21 empty] | DP:1 1/4'' W:5'' H:8 1/4'' OB UP:6 7/8'' Oval |  |  |  | 6.5 | Black/White |  |  | Hardwired | 0 | 0 | 0 | 1 | 1 | 0 | 0 | 0 | 0 | 0 | 0 | 785652071911 | 17.25 | 13.25 | 11.75 | 5 | 1.554 | 250 | Yes | [9 empty] | cETL Wet | PERRYWOOD 1L LED SM LANTERN-12 | Small One Light Outdoor Wall Lantern |  | 8514201EN3-12.jpg | 8514201EN3.jpg
8517097S-12 | Small LED Outdoor Wall Lantern | The LED functionality from the Ormsby outdoor collection by Sea Gull Lighting brings modern technology to a traditional style. The sophisticated Antique Bronze or Black panels on this design will be sure to bring a classic touch outdoors. Featuring a lantern-style shape in two finishes and made from die-cast aluminum, this outdoor fixture is able to withstand extreme weather conditions. Low profile, energy efficient LED-driven light shines downward along its open decorative cage, and optional glass panels are also included and may be installed if that look is preferred. The assortment includes an LED outdoor pendant, a large LED outdoor wall lantern, and a small LED outdoor wall lantern. All fixtures are California Title 24 compliant. | OUTDOOR | Ormsby | Outdoor Lighting | Black | 12 | Die Cast Aluminum | Etched / White Inside Glass | W:2" H:7.625" |  |  |  |  | 1 | No | 1000 | 2700 | 90 | 14 | 120 | 19 - Integrated | MODS - Modules |  | 10 | 100 | LED | 14 | 14 | 50000 | 0 | [12 empty] | 64 | 128 | 192 | W:7 1/4'' H:12 1/4'' E:7 1/2'' |  |  |  | 7.25 | 12.25 | Cap Nuts |  |  |  |  | 7.5 |  | No |  | No | [21 empty] | DP:7/8'' W:4 3/4'' H:7 1/4'' OB UP:2 3/4'' OB DOWN:9 1/2'' |  |  |  | 6.5 | Black/White |  |  | Hardwired | 0 | 0 | 0 | 0 | 1 | 0 | 0 | 0 | 0 | 0 | 0 | 785652063572 | 16.5 | 10.75 | 10.75 | 4.7 | 1.103 | 175 | Yes | [9 empty] | cETL Damp | ORMSBY LED SM WALL LANTERN-12 | Small LED Outdoor Wall Lantern |  | 8517091S-12.jpg | 8517091S.jpg
8518301-04 | Small One Light Outdoor Wall Lantern | Alban has modern charm with a minimalist twist. Etched Opal Glass shades bring simplicity to any outdoor living space – whether it be a covered porch, deck, patio or walkway. This Modern outdoor wall fixture features a sturdy cast aluminum construction, two finish options and Opal Etched cylindrical or square glass shades. | OUTDOOR | Alban | Outdoor Lighting | Satin Aluminum | 4 | Aluminum | Etched Opal Glass | D:3" H:12" |  |  | 1 Medium T10 60w |  | 1 | No | [14 empty] | 0 | [12 empty] | 49.98 | 99.96 | 149.94 | W:4 1/2'' H:14'' E:4 1/4'' | 2.31 |  |  | 4.5 | 14 | Screw(s) |  |  |  |  | 4.25 |  | No |  | No | [21 empty] | DP:5/8'' W:4 1/2'' H:14'' OB UP:7'' Rectangular |  |  |  | 6.5 | Black/White |  |  | Hardwired | 0 | 0 | 0 | 0 | 1 | 0 | 0 | 1 | 0 | 0 | 0 | 785652071102 | 18.125 | 7.125 | 7 | 3.6 | 0.523 | 125 | Yes | [9 empty] | cETL Wet | ALBAN 1L SM RD GL LANTERN-04 | Small One Light Outdoor Wall Lantern |  | 8518301-04.jpg | 8518301.jpg
8518301-71 | Small One Light Outdoor Wall Lantern | Alban has modern charm with a minimalist twist. Etched Opal Glass shades bring simplicity to any outdoor living space – whether it be a covered porch, deck, patio or walkway. This Modern outdoor wall fixture features a sturdy cast aluminum construction, two finish options and Opal Etched cylindrical or square glass shades. | OUTDOOR | Alban | Outdoor Lighting | Antique Bronze | 71 | Aluminum | Etched Opal Glass | D:3" H:12" |  |  | 1 Medium T10 60w |  | 1 | No | [14 empty] | 0 | [12 empty] | 49.98 | 99.96 | 149.94 | W:4 1/2'' H:14'' E:4 1/4'' | 2.31 |  |  | 4.5 | 14 | Screw(s) |  |  |  |  | 4.25 |  | No |  | No | [21 empty] | DP:5/8'' W:4 1/2'' H:14'' OB UP:7'' Rectangular |  |  |  | 6.5 | Black/White |  |  | Hardwired | 0 | 0 | 0 | 0 | 1 | 0 | 0 | 1 | 0 | 0 | 0 | 785652071119 | 18.125 | 7.125 | 7 | 3.5 | 0.523 | 125 | Yes | [9 empty] | cETL Wet | ALBAN 1L SM RD GL LANTERN-71 | Small One Light Outdoor Wall Lantern |  | 8518301-71.jpg | 8518301.jpg
8518301EN3-04 | Small One Light Outdoor Wall Lantern | Alban has modern charm with a minimalist twist. Etched Opal Glass shades bring simplicity to any outdoor living space – whether it be a covered porch, deck, patio or walkway. This Modern outdoor wall fixture features a sturdy cast aluminum construction, two finish options and Opal Etched cylindrical or square glass shades. | OUTDOOR | Alban | Outdoor Lighting | Satin Aluminum | 4 | Aluminum | Etched Opal Glass | D:3" H:12" |  |  | 1 Medium A19 9.3w |  | 1 | Yes | [14 empty] | 0 | [12 empty] | 55.48 | 110.96 | 166.44 | W:4 1/2'' H:14'' E:4 1/4'' | 2.31 |  |  | 4.5 | 14 | Screw(s) |  |  |  |  | 4.25 |  | No |  | No | [21 empty] | DP:5/8'' W:4 1/2'' H:14'' OB UP:7'' Rectangular |  |  |  | 6.5 | Black/White |  |  | Hardwired | 0 | 0 | 0 | 1 | 1 | 0 | 0 | 0 | 0 | 0 | 0 | 785652072888 | 18.125 | 7.125 | 7 | 3.6 | 0.523 | 125 | Yes | [9 empty] | cETL Wet | ALBAN 1L LED SM RD GL LNTRN-04 | Small One Light Outdoor Wall Lantern |  | 8518301EN3-04.jpg | 8518301EN3.jpg
8518301EN3-71 | Small One Light Outdoor Wall Lantern | Alban has modern charm with a minimalist twist. Etched Opal Glass shades bring simplicity to any outdoor living space – whether it be a covered porch, deck, patio or walkway. This Modern outdoor wall fixture features a sturdy cast aluminum construction, two finish options and Opal Etched cylindrical or square glass shades. | OUTDOOR | Alban | Outdoor Lighting | Antique Bronze | 71 | Aluminum | Etched Opal Glass | D:3" H:12" |  |  | 1 Medium A19 9.3w |  | 1 | Yes | [14 empty] | 0 | [12 empty] | 55.48 | 110.96 | 166.44 | W:4 1/2'' H:14'' E:4 1/4'' | 2.31 |  |  | 4.5 | 14 | Screw(s) |  |  |  |  | 4.25 |  | No |  | No | [21 empty] | DP:5/8'' W:4 1/2'' H:14'' OB UP:7'' Rectangular |  |  |  | 6.5 | Black/White |  |  | Hardwired | 0 | 0 | 0 | 1 | 1 | 0 | 0 | 0 | 0 | 0 | 0 | 785652072895 | 18.125 | 7.125 | 7 | 3.5 | 0.523 | 125 | Yes | [9 empty] | cETL Wet | ALBAN 1L LED SM RD GL LNTRN-71 | Small One Light Outdoor Wall Lantern |  | 8518301EN3-71.jpg | 8518301EN3.jpg
8519301-12 | Small One Light Outdoor Wall Lantern |  | OUTDOOR | Eddington | Outdoor Lighting | Black | 12 | Aluminum | Cased Opal Etched Glass | D:4.5" H:5.375" |  |  | 1 Medium A19 60w |  | 1 | No | [14 empty] | 0 | [12 empty] | 49.5 | 99 | 148.5 | W:6'' H:11 7/8'' E:8'' |  |  |  | 6 | 11.875 | Cap Nuts |  |  |  |  | 8 |  | No |  | No | [21 empty] | DP:1'' W:5'' H:7'' OB UP:7 1/8'' Rectangular |  |  |  | 6.5 | Black/White |  |  | Hardwired | 0 | 0 | 0 | 0 | 1 | 0 | 0 | 1 | 0 | 0 | 0 | 785652077142 | 13.5 | 10 | 8.5 | 3.1 | 0.664 | 175 | Yes | [9 empty] | cETL Wet | EDDINGTON 1L LANTERN-12 | Small One Light Outdoor Wall Lantern |  | 8519301-12.jpg | 8519301.jpg
8519301-71 | Small One Light Outdoor Wall Lantern |  | OUTDOOR | Eddington | Outdoor Lighting | Antique Bronze | 71 | Aluminum | Cased Opal Etched Glass | D:4.5" H:5.375" |  |  | 1 Medium A19 60w |  | 1 | No | [14 empty] | 0 | [12 empty] | 49.5 | 99 | 148.5 | W:6'' H:11 7/8'' E:8'' |  |  |  | 6 | 11.875 | Cap Nuts |  |  |  |  | 8 |  | No |  | No | [21 empty] | DP:1'' W:5'' H:7'' OB UP:7 1/8'' Rectangular |  |  |  | 6.5 | Black/White |  |  | Hardwired | 0 | 0 | 0 | 0 | 1 | 0 | 0 | 1 | 0 | 0 | 0 | 785652077159 | [16 empty] | cETL Wet | EDDINGTON 1L LANTERN-71 | Small One Light Outdoor Wall Lantern |  | 8519301-71.jpg | 8519301.jpg
8519301EN3-12 | Small One Light Outdoor Wall Lantern |  | OUTDOOR | Eddington | Outdoor Lighting | Black | 12 | Aluminum | Cased Opal Etched Glass | D:4.5" H:5.375" |  |  | 1 Medium A19 9.3w |  | 1 | Yes | [14 empty] | 0 | [12 empty] | 54.5 | 109 | 163.5 | W:6'' H:11 7/8'' E:8'' |  |  |  | 6 | 11.875 | Cap Nuts |  |  |  |  | 8 |  | No |  | No | [21 empty] | DP:1'' W:5'' H:7'' OB UP:7 1/8'' Rectangular |  |  |  | 6.5 | Black/White |  |  | Hardwired | 0 | 0 | 0 | 1 | 1 | 0 | 0 | 0 | 0 | 0 | 0 | 785652080739 | [16 empty] | cETL Wet | EDDINGTON 1L LANTERN-12 | Small One Light Outdoor Wall Lantern |  | 8519301EN3-12.jpg | 8519301EN3.jpg
8519301EN3-71 | Small One Light Outdoor Wall Lantern |  | OUTDOOR | Eddington | Outdoor Lighting | Antique Bronze | 71 | Aluminum | Cased Opal Etched Glass | D:4.5" H:5.375" |  |  | 1 Medium A19 9.3w |  | 1 | Yes | [14 empty] | 0 | [12 empty] | 54.5 | 109 | 163.5 | W:6'' H:11 7/8'' E:8'' |  |  |  | 6 | 11.875 | Cap Nuts |  |  |  |  | 8 |  | No |  | No | [21 empty] | DP:1'' W:5'' H:7'' OB UP:7 1/8'' Rectangular |  |  |  | 6.5 | Black/White |  |  | Hardwired | 0 | 0 | 0 | 1 | 1 | 0 | 0 | 0 | 0 | 0 | 0 | 785652080746 | [16 empty] | cETL Wet | EDDINGTON 1L LANTERN-71 | Small One Light Outdoor Wall Lantern |  | 8519301EN3-71.jpg | 8519301EN3.jpg
8519601-12 | Small One Light Outdoor Wall Lantern | Bring your style statement outside with the Melito Collection. A decorative external cutout pattern that plays well with any outdoor space. Pockets of light escape, creating dramatic patterns of light and shadow. The proprietary StoneStrong composite material provides strong and rust-free exterior built to last in any outside environment, including coastal, dry, and harsh winter or summer climates. StoneStrong is also backed by a robust warranty. Available in Black and Weathered Copper finishes. Choose from a variety of sizes to adapt a broad range of outdoor settings. The Melito Collection is beautifully framed with graceful intersecting lines that brings an artistic flair to exterior lighting. | OUTDOOR | Melito | Outdoor Lighting | Black | 12 | StoneStrong | Satin Etched Glass | W:4.75" H:8.25" |  |  | 1 Medium A19 75w |  | 1 | No | [14 empty] | 0 | [12 empty] | 57.45 | 114.9 | 172.35 | W:6'' H:9'' E:5'' | 3.1 |  |  | 6 | 9 | Screw(s) |  |  |  |  | 5 |  | No |  | No | [21 empty] | DP:7/8'' W:4 5/8'' H:5 1/2'' OB UP:3 3/4'' Rectangular |  |  |  | 6.5 | Black/White |  |  | Hardwired | 0 | 0 | 0 | 0 | 1 | 0 | 0 | 1 | 0 | 0 | 0 | 785652056499 | 12.25 | 10.25 | 9.25 | 4 | 0.672 | 125 | Yes | [9 empty] | cETL Wet | MELITO 1L WALL LANTERN-12 | Small One Light Outdoor Wall Lantern |  | 8519601-12.png | 8519601.jpg
8519601-44 | Small One Light Outdoor Wall Lantern | Bring your style statement outside with the Melito Collection. A decorative external cutout pattern that plays well with any outdoor space. Pockets of light escape, creating dramatic patterns of light and shadow. The proprietary StoneStrong composite material provides strong and rust-free exterior built to last in any outside environment, including coastal, dry, and harsh winter or summer climates. StoneStrong is also backed by a robust warranty. Available in Black and Weathered Copper finishes. Choose from a variety of sizes to adapt a broad range of outdoor settings. The Melito Collection is beautifully framed with graceful intersecting lines that brings an artistic flair to exterior lighting. | OUTDOOR | Melito | Outdoor Lighting | Weathered Copper | 44 | StoneStrong | Satin Etched Glass | W:4.75" H:8.25" |  |  | 1 Medium A19 75w |  | 1 | No | [14 empty] | 0 | [12 empty] | 57.45 | 114.9 | 172.35 | W:6'' H:9'' E:5'' | 3.1 |  |  | 6 | 9 | Screw(s) |  |  |  |  | 5 |  | No |  | No | [21 empty] | DP:7/8'' W:4 5/8'' H:5 1/2'' OB UP:3 3/4'' Rectangular |  |  |  | 6.5 | Black/White |  |  | Hardwired | 0 | 0 | 0 | 0 | 1 | 0 | 0 | 1 | 0 | 0 | 0 | 785652056505 | 12.25 | 10.25 | 9.25 | 4 | 0.672 | 125 | Yes | [9 empty] | cETL Wet | MELITO 1L WALL LANTERN-44 | Small One Light Outdoor Wall Lantern |  | 8519601-44.png | 8519601.jpg
8519601EN3-12 | Small One Light Outdoor Wall Lantern | Bring your style statement outside with the Melito Collection. A decorative external cutout pattern that plays well with any outdoor space. Pockets of light escape, creating dramatic patterns of light and shadow. The proprietary StoneStrong composite material provides strong and rust-free exterior built to last in any outside environment, including coastal, dry, and harsh winter or summer climates. StoneStrong is also backed by a robust warranty. Available in Black and Weathered Copper finishes. Choose from a variety of sizes to adapt a broad range of outdoor settings. The Melito Collection is beautifully framed with graceful intersecting lines that brings an artistic flair to exterior lighting. | OUTDOOR | Melito | Outdoor Lighting | Black | 12 | StoneStrong | Satin Etched Glass | W:4.75" H:8.25" |  |  | 1 Medium A19 9.3w |  | 1 | Yes | [14 empty] | 0 | [12 empty] | 63.45 | 126.9 | 190.35 | W:6'' H:9'' E:5'' | 3.1 |  |  | 6 | 9 | Screw(s) |  |  |  |  | 5 |  | No |  | No | [21 empty] | DP:7/8'' W:4 5/8'' H:5 1/2'' OB UP:3 3/4'' Rectangular |  |  |  | 6.5 | Black/White |  |  | Hardwired | 0 | 0 | 0 | 1 | 1 | 0 | 0 | 0 | 0 | 0 | 0 | 785652056888 | 12.25 | 10.25 | 9.25 | 4 | 0.672 | 125 | Yes | 1 | 10785652056885 | [7 empty] | cETL Wet | MELITO 1L WALL LANTERN-12 | Small One Light Outdoor Wall Lantern |  | 8519601EN3-12.png | 8519601EN3.jpg
8519601EN3-44 | Small One Light Outdoor Wall Lantern | Bring your style statement outside with the Melito Collection. A decorative external cutout pattern that plays well with any outdoor space. Pockets of light escape, creating dramatic patterns of light and shadow. The proprietary StoneStrong composite material provides strong and rust-free exterior built to last in any outside environment, including coastal, dry, and harsh winter or summer climates. StoneStrong is also backed by a robust warranty. Available in Black and Weathered Copper finishes. Choose from a variety of sizes to adapt a broad range of outdoor settings. The Melito Collection is beautifully framed with graceful intersecting lines that brings an artistic flair to exterior lighting. | OUTDOOR | Melito | Outdoor Lighting | Weathered Copper | 44 | StoneStrong | Satin Etched Glass | W:4.75" H:8.25" |  |  | 1 Medium A19 9.3w |  | 1 | Yes | [14 empty] | 0 | [12 empty] | 63.45 | 126.9 | 190.35 | W:6'' H:9'' E:5'' | 3.1 |  |  | 6 | 9 | Screw(s) |  |  |  |  | 5 |  | No |  | No | [21 empty] | DP:7/8'' W:4 5/8'' H:5 1/2'' OB UP:3 3/4'' Rectangular |  |  |  | 6.5 | Black/White |  |  | Hardwired | 0 | 0 | 0 | 1 | 1 | 0 | 0 | 0 | 0 | 0 | 0 | 785652056895 | 12.25 | 10.25 | 9.25 | 4 | 0.672 | 125 | Yes | 4 | 10785652056892 | 12.25 | 10.25 | 9.25 | 4 | 0.672 | Yes |  | cETL Wet | MELITO 1L WALL LANTERN-44 | Small One Light Outdoor Wall Lantern |  | 8519601EN3-44.png | 8519601EN3.jpg
85200-12 | One Light Outdoor Wall Lantern | The Wynfield collection by Sea Gull Lighting complements classical home designs with its soft curves and colonial accents. A Black Powdercoat finish over a durable cast aluminum body adds dependable quality to an enduring style. Either Frosted glass or Clear Beveled glass give the fixtures distinct appeal. The assortment includes small, medium and large one-light outdoor wall lanterns, a two-light outdoor wall lantern, a two-light, outdoor post lantern and a two-light outdoor ceiling flush mount. The fixtures with Frosted glass are also available in an ENERGY STAR-qualified LED version, and the one-light fixtures with Clear Beveled glass can easily convert to LED by purchasing LED replacement lamps sold separately. | OUTDOOR | Wynfield | Outdoor Lighting | Black | 12 | Die Cast Aluminum | Clear Beveled Glass |  |  |  | 1 Medium A19 100w |  | 1 | No | [14 empty] | 0 | [12 empty] | 28.48 | 56.96 | 85.44 | W:6'' H:9 3/4'' E:6 3/4'' | 3 |  |  | 6 | 9.75 | Cap Nuts |  |  |  |  | 6.75 |  | No |  | No | [21 empty] | DP:3/4'' W:5'' H:5'' OB UP:2 1/2'' OB DOWN:7 1/2'' |  |  |  | 6.5 |  |  | N/A | Hardwired | 0 | 0 | 0 | 0 | 1 | 0 | 0 | 1 | 0 | 0 | 0 | 785652852008 | 9 | 9 | 12.5 | 3.8 | 0.586 | 125 | Yes | [9 empty] | cETL Wet | WYNFIELD 1L LANTERN-12 | One Light Outdoor Wall Lantern |  | 85200-12.jpg | 85200.jpg
8520701-04 | Small One Light Outdoor Wall Lantern | Alban has modern charm with a minimalist twist. Etched Opal Glass shades bring simplicity to any outdoor living space – whether it be a covered porch, deck, patio or walkway. This Modern outdoor wall fixture features a sturdy cast aluminum construction, two finish options and Opal Etched cylindrical or square glass shades. | OUTDOOR | Alban | Outdoor Lighting | Satin Aluminum | 4 | Aluminum | Etched Opal Glass | L:2.875" W:2.875" H:12" |  |  | 1 Medium T10 60w |  | 1 | No | [14 empty] | 0 | [12 empty] | 49.98 | 99.96 | 149.94 | W:4 1/2'' H:14'' E:4 1/8'' | 3.3 |  |  | 4.5 | 14 | Screw(s) |  |  |  |  | 4.125 |  | No |  | No | [21 empty] | DP:5/8'' W:4 1/2'' H:14'' OB UP:7'' Rectangular |  |  |  | 6.5 | Black/White |  |  | Hardwired | 0 | 0 | 0 | 0 | 1 | 0 | 0 | 1 | 0 | 0 | 0 | 785652071140 | 18.25 | 7.25 | 7.25 | 3.8 | 0.555 | 125 | Yes | [9 empty] | cETL Wet | ALBAN 1L SM SQ GL LANTERN-04 | Small One Light Outdoor Wall Lantern |  | 8520701-04.jpg | 8520701.jpg
8520701-71 | Small One Light Outdoor Wall Lantern | Alban has modern charm with a minimalist twist. Etched Opal Glass shades bring simplicity to any outdoor living space – whether it be a covered porch, deck, patio or walkway. This Modern outdoor wall fixture features a sturdy cast aluminum construction, two finish options and Opal Etched cylindrical or square glass shades. | OUTDOOR | Alban | Outdoor Lighting | Antique Bronze | 71 | Aluminum | Etched Opal Glass | L:2.875" W:2.875" H:12" |  |  | 1 Medium T10 60w |  | 1 | No | [14 empty] | 0 | [12 empty] | 49.98 | 99.96 | 149.94 | W:4 1/2'' H:14'' E:4 1/8'' | 3.3 |  |  | 4.5 | 14 | Screw(s) |  |  |  |  | 4.125 |  | No |  | No | [21 empty] | DP:5/8'' W:4 1/2'' H:14'' OB UP:7'' Rectangular |  |  |  | 6.5 | Black/White |  |  | Hardwired | 0 | 0 | 0 | 0 | 1 | 0 | 0 | 1 | 0 | 0 | 0 | 785652071157 | 18.5 | 7.25 | 7.25 | 3.8 | 0.563 | 125 | Yes | [9 empty] | cETL Wet | ALBAN 1L SM SQ GL LANTERN-71 | Small One Light Outdoor Wall Lantern |  | 8520701-71.jpg | 8520701.jpg
8520701EN3-04 | Small One Light Outdoor Wall Lantern | Alban has modern charm with a minimalist twist. Etched Opal Glass shades bring simplicity to any outdoor living space – whether it be a covered porch, deck, patio or walkway. This Modern outdoor wall fixture features a sturdy cast aluminum construction, two finish options and Opal Etched cylindrical or square glass shades. | OUTDOOR | Alban | Outdoor Lighting | Satin Aluminum | 4 | Aluminum | Etched Opal Glass | L:2.875" W:2.875" H:12" |  |  | 1 Medium A19 9.3w |  | 1 | Yes | [14 empty] | 0 | [12 empty] | 55.48 | 110.96 | 166.44 | W:4 1/2'' H:14'' E:4 1/8'' | 3.3 |  |  | 4.5 | 14 | Screw(s) |  |  |  |  | 4.125 |  | No |  | No | [21 empty] | DP:5/8'' W:4 1/2'' H:14'' OB UP:7'' Rectangular |  |  |  | 6.5 | Black/White |  |  | Hardwired | 0 | 0 | 0 | 1 | 1 | 0 | 0 | 0 | 0 | 0 | 0 | 785652072925 | 18.25 | 7.25 | 7.25 | 3.8 | 0.555 | 125 | Yes | [9 empty] | cETL Wet | ALBAN 1L LED SM SQ GL LNTRN-04 | Small One Light Outdoor Wall Lantern |  | 8520701EN3-04.jpg | 8520701EN3.jpg
8520701EN3-71 | Small One Light Outdoor Wall Lantern | Alban has modern charm with a minimalist twist. Etched Opal Glass shades bring simplicity to any outdoor living space – whether it be a covered porch, deck, patio or walkway. This Modern outdoor wall fixture features a sturdy cast aluminum construction, two finish options and Opal Etched cylindrical or square glass shades. | OUTDOOR | Alban | Outdoor Lighting | Antique Bronze | 71 | Aluminum | Etched Opal Glass | L:2.875" W:2.875" H:12" |  |  | 1 Medium A19 9.3w |  | 1 | Yes | [14 empty] | 0 | [12 empty] | 55.48 | 110.96 | 166.44 | W:4 1/2'' H:14'' E:4 1/8'' | 3.3 |  |  | 4.5 | 14 | Screw(s) |  |  |  |  | 4.125 |  | No |  | No | [21 empty] | DP:5/8'' W:4 1/2'' H:14'' OB UP:7'' Rectangular |  |  |  | 6.5 | Black/White |  |  | Hardwired | 0 | 0 | 0 | 1 | 1 | 0 | 0 | 0 | 0 | 0 | 0 | 785652072932 | 18.5 | 7.25 | 7.25 | 3.8 | 0.563 | 125 | Yes | [9 empty] | cETL Wet | ALBAN 1L LED SM SQ GL LNTRN-71 | Small One Light Outdoor Wall Lantern |  | 8520701EN3-71.jpg | 8520701EN3.jpg
8524401-12 | One Light Outdoor Wall | The Sauganash outdoor lighting collection by Sea Gull Lighting has a distinct industrial inspiration with an external cage detail finished in either Antique Bronze or Black finishes over Clear Seeded or Etched Seeded glass shades to complete the look. The assortment includes small and large one-light outdoor wall lanterns (available in Dark Sky versions too), a one-light outdoor post lantern, a one-light outdoor pendant and a two-light outdoor ceiling flush mount. Both incandescent lamping and ENERGY STAR-qualified LED lamping are available. Most of these fixtures easily convert to LED by purchasing LED replacement lamps sold separately. | OUTDOOR | Sauganash | Outdoor Lighting | Black | 12 | Aluminum |  |  |  | Clear Seeded Glass | 1 Medium A19 100w |  | 1 | No | [14 empty] | 0 | [12 empty] | 93.95 | 187.9 | 281.85 | W:6'' H:12 1/4'' E:8'' | 3.4 |  |  | 6 | 12.25 | Universal Mounting Plate |  |  |  |  | 8 |  | No |  | No | [21 empty] | D:5'' DP:3/4'' OB UP:4 3/4'' OB DOWN:7 1/2'' Round |  |  |  | 8 | Black/White |  |  | Hardwired | 0 | 0 | 0 | 0 | 1 | 0 | 0 | 1 | 0 | 0 | 0 | 785652238161 | 14.5 | 11 | 9.5 | 4.2 | 0.877 | 175 | Yes | [9 empty] | cETL Wet | SAUGANASH 1L LANTERN-12 | One Light Outdoor Wall |  | 8524401-12.jpg | 8524401.jpg
8524401-71 | One Light Outdoor Wall | The Sauganash outdoor lighting collection by Sea Gull Lighting has a distinct industrial inspiration with an external cage detail finished in either Antique Bronze or Black finishes over Clear Seeded or Etched Seeded glass shades to complete the look. The assortment includes small and large one-light outdoor wall lanterns (available in Dark Sky versions too), a one-light outdoor post lantern, a one-light outdoor pendant and a two-light outdoor ceiling flush mount. Both incandescent lamping and ENERGY STAR-qualified LED lamping are available. Most of these fixtures easily convert to LED by purchasing LED replacement lamps sold separately. | OUTDOOR | Sauganash | Outdoor Lighting | Antique Bronze | 71 | Aluminum |  |  |  | Clear Seeded Glass | 1 Medium A19 100w |  | 1 | No | [14 empty] | 0 | [12 empty] | 100.95 | 201.9 | 302.85 | W:6'' H:12 1/4'' E:8'' | 3.4 |  |  | 6 | 12.25 | Universal Mounting Plate |  |  |  |  | 8 |  | No |  | No | [21 empty] | D:5'' DP:3/4'' OB UP:4 3/4'' OB DOWN:7 1/2'' Round |  |  |  | 8 | Black/White |  |  | Hardwired | 0 | 0 | 0 | 0 | 1 | 0 | 0 | 1 | 0 | 0 | 0 | 785652246036 | 14.5 | 11 | 9.5 | 4.2 | 0.877 | 175 | Yes | [9 empty] | cETL Wet | SAUGANASH 1L LANTERN-71 | One Light Outdoor Wall |  | 8524401-71.jpg | 8524401.jpg
8524451-12 | Small One Light Outdoor Wall Lantern | The Sauganash outdoor lighting collection by Sea Gull Lighting has a distinct industrial inspiration with an external cage detail finished in either Antique Bronze or Black finishes over Clear Seeded or Etched Seeded glass shades to complete the look. The assortment includes small and large one-light outdoor wall lanterns (available in Dark Sky versions too), a one-light outdoor post lantern, a one-light outdoor pendant and a two-light outdoor ceiling flush mount. Both incandescent lamping and ENERGY STAR-qualified LED lamping are available. Most of these fixtures easily convert to LED by purchasing LED replacement lamps sold separately. | OUTDOOR | Sauganash | Outdoor Lighting | Black | 12 | Aluminum | Etched Seeded Glass | D:4.34375" H:6.375" |  |  | 1 Medium A19 100w |  | 1 | No | [14 empty] | 0 | [12 empty] | 97.98 | 195.96 | 293.94 | W:6'' H:12 1/4'' E:8'' | 3.4 |  |  | 6 | 12.25 | Universal Mounting Plate |  |  |  |  | 8 |  | No |  | No | [21 empty] | D:5'' DP:3/4'' OB UP:4 3/4'' OB DOWN:7 1/2'' Round |  |  |  | 8 | Black/White |  |  | Hardwired | 0 | 0 | 0 | 0 | 1 | 0 | 0 | 1 | 0 | 0 | 0 | 785652109454 | 15 | 11.25 | 9.25 | 4 | 0.903 | 175 | Yes | [9 empty] | cETL Wet | SAUGANASH 1L LANTERN-12 | Small One Light Outdoor Wall Lantern |  | 8524451-12.jpg | 8524401.jpg
8524451-71 | Small One Light Outdoor Wall Lantern | The Sauganash outdoor lighting collection by Sea Gull Lighting has a distinct industrial inspiration with an external cage detail finished in either Antique Bronze or Black finishes over Clear Seeded or Etched Seeded glass shades to complete the look. The assortment includes small and large one-light outdoor wall lanterns (available in Dark Sky versions too), a one-light outdoor post lantern, a one-light outdoor pendant and a two-light outdoor ceiling flush mount. Both incandescent lamping and ENERGY STAR-qualified LED lamping are available. Most of these fixtures easily convert to LED by purchasing LED replacement lamps sold separately. | OUTDOOR | Sauganash | Outdoor Lighting | Antique Bronze | 71 | Aluminum | Etched Seeded Glass | D:4.34375" H:6.375" |  |  | 1 Medium A19 100w |  | 1 | No | [14 empty] | 0 | [12 empty] | 100.95 | 201.9 | 302.85 | W:6'' H:12 1/4'' E:8'' | 3.4 |  |  | 6 | 12.25 | Universal Mounting Plate |  |  |  |  | 8 |  | No |  | No | [21 empty] | D:5'' DP:3/4'' OB UP:4 3/4'' OB DOWN:7 1/2'' Round |  |  |  | 8 | Black/White |  |  | Hardwired | 0 | 0 | 0 | 0 | 1 | 0 | 0 | 1 | 0 | 0 | 0 | 785652109461 | 15 | 11 | 9 | 4.3 | 0.859 | 175 | Yes | [9 empty] | cETL Wet | SAUGANASH 1L LANTERN-71 | Small One Light Outdoor Wall Lantern |  | 8524451-71.jpg | 8524401.jpg
8524451DEN3-12 | Small One Light Outdoor Wall Lantern | The Sauganash outdoor lighting collection by Sea Gull Lighting has a distinct industrial inspiration with an external cage detail finished in either Antique Bronze or Black finishes over Clear Seeded or Etched Seeded glass shades to complete the look. The assortment includes small and large one-light outdoor wall lanterns (available in Dark Sky versions too), a one-light outdoor post lantern, a one-light outdoor pendant and a two-light outdoor ceiling flush mount. Both incandescent lamping and ENERGY STAR-qualified LED lamping are available. Most of these fixtures easily convert to LED by purchasing LED replacement lamps sold separately. | OUTDOOR | Sauganash | Outdoor Lighting | Black | 12 | Aluminum | Etched Seeded Glass | D:4.34375" H:6.375" |  |  | 1 Medium A19 9.3w |  | 1 | Yes | [14 empty] | 0 | [12 empty] | 112.48 | 224.96 | 337.44 | W:6'' H:12 1/4'' E:8'' | 3.4 |  |  | 6 | 12.25 | Universal Mounting Plate |  |  |  |  | 8 |  | No |  | No | [21 empty] | D:5'' DP:3/4'' OB UP:4 3/4'' OB DOWN:7 1/2'' Round |  |  |  | 8 | Black/White |  |  | Hardwired | 0 | 0 | 0 | 1 | 1 | 0 | 0 | 0 | 0 | 0 | 0 | 785652065743 | 15 | 11.25 | 9.25 | 4 | 0.903 | 175 | Yes | [9 empty] | cETL Wet | SAUGANASH 1L LANTERN-12 | Small One Light Outdoor Wall Lantern |  | 8524451DEN3-12.jpg | 8524451DEN.jpg
8524451DEN3-71 | Small One Light Outdoor Wall Lantern | The Sauganash outdoor lighting collection by Sea Gull Lighting has a distinct industrial inspiration with an external cage detail finished in either Antique Bronze or Black finishes over Clear Seeded or Etched Seeded glass shades to complete the look. The assortment includes small and large one-light outdoor wall lanterns (available in Dark Sky versions too), a one-light outdoor post lantern, a one-light outdoor pendant and a two-light outdoor ceiling flush mount. Both incandescent lamping and ENERGY STAR-qualified LED lamping are available. Most of these fixtures easily convert to LED by purchasing LED replacement lamps sold separately. | OUTDOOR | Sauganash | Outdoor Lighting | Antique Bronze | 71 | Aluminum | White Aluminum | D:4.125" H:6.375" |  |  | 1 Medium A19 9.3w |  | 1 | Yes | [14 empty] | 0 | [12 empty] | 112.95 | 225.9 | 338.85 | W:6'' H:12 1/4'' E:8'' | 3.4 |  |  | 6 | 12.25 | Universal Mounting Plate |  |  |  |  | 8 |  | No |  | No | [21 empty] | D:5'' DP:3/4'' OB UP:4 3/4'' OB DOWN:7 1/2'' Round |  |  |  | 8 | Black/White |  |  | Hardwired | 0 | 0 | 0 | 1 | 1 | 0 | 0 | 0 | 0 | 0 | 0 | 785652065750 | 15 | 11 | 9 | 4.3 | 0.859 | 175 | Yes | [9 empty] | cETL Wet | SAUGANASH 1L LANTERN-71 | Small One Light Outdoor Wall Lantern |  | 8524451DEN3-71.jpg | 8524451DEN.jpg
8524451EN3-12 | Small One Light Outdoor Wall Lantern | The Sauganash outdoor lighting collection by Sea Gull Lighting has a distinct industrial inspiration with an external cage detail finished in either Antique Bronze or Black finishes over Clear Seeded or Etched Seeded glass shades to complete the look. The assortment includes small and large one-light outdoor wall lanterns (available in Dark Sky versions too), a one-light outdoor post lantern, a one-light outdoor pendant and a two-light outdoor ceiling flush mount. Both incandescent lamping and ENERGY STAR-qualified LED lamping are available. Most of these fixtures easily convert to LED by purchasing LED replacement lamps sold separately. | OUTDOOR | Sauganash | Outdoor Lighting | Black | 12 | Aluminum | Etched Seeded Glass | D:4.34375" H:6.375" |  |  | 1 Medium A19 9.3w |  | 1 | Yes | [14 empty] | 0 | [12 empty] | 99.98 | 199.96 | 299.94 | W:6'' H:12 1/4'' E:8'' | 3.4 |  |  | 6 | 12.25 | Universal Mounting Plate |  |  |  |  | 8 |  | No |  | No | [21 empty] | D:5'' DP:3/4'' OB UP:4 3/4'' OB DOWN:7 1/2'' Round |  |  |  | 8 | Black/White |  |  | Hardwired | 0 | 0 | 0 | 1 | 1 | 0 | 0 | 0 | 0 | 0 | 0 | 785652052972 | 15 | 11.25 | 9.25 | 4 | 0.903 | 175 | Yes | [9 empty] | cETL Wet | SAUGANASH 1L LANTERN-12 | Small One Light Outdoor Wall Lantern |  | 8524451EN3-12.jpg | 8524451.jpg
8524451EN3-71 | Small One Light Outdoor Wall Lantern | The Sauganash outdoor lighting collection by Sea Gull Lighting has a distinct industrial inspiration with an external cage detail finished in either Antique Bronze or Black finishes over Clear Seeded or Etched Seeded glass shades to complete the look. The assortment includes small and large one-light outdoor wall lanterns (available in Dark Sky versions too), a one-light outdoor post lantern, a one-light outdoor pendant and a two-light outdoor ceiling flush mount. Both incandescent lamping and ENERGY STAR-qualified LED lamping are available. Most of these fixtures easily convert to LED by purchasing LED replacement lamps sold separately. | OUTDOOR | Sauganash | Outdoor Lighting | Antique Bronze | 71 | Aluminum | Etched Seeded Glass | D:4.34375" H:6.375" |  |  | 1 Medium A19 9.3w |  | 1 | Yes | [14 empty] | 0 | [12 empty] | 104.95 | 209.9 | 314.85 | W:6'' H:12 1/4'' E:8'' | 3.4 |  |  | 6 | 12.25 | Universal Mounting Plate |  |  |  |  | 8 |  | No |  | No | [21 empty] | D:5'' DP:3/4'' OB UP:4 3/4'' OB DOWN:7 1/2'' Round |  |  |  | 8 | Black/White |  |  | Hardwired | 0 | 0 | 0 | 1 | 1 | 0 | 0 | 0 | 0 | 0 | 0 | 785652052989 | 15 | 11 | 9 | 4.3 | 0.859 | 175 | Yes | [9 empty] | cETL Wet | SAUGANASH 1L LANTERN-71 | Small One Light Outdoor Wall Lantern |  | 8524451EN3-71.jpg | 8524451.jpg
8529301-12 | Small One Light Outdoor Wall Lantern | High tech construction meets classical style in the Galvyn Collection. Traditional hexagonal tapered lanterns and etched glass panels quietly diffuse light over state of the art StoneStrong composite material built to withstand outdoor elements for years. StoneStrong material is rust-proof and built to last in any outside environment, including coastal, dry, and harsh winter or summer climates. StoneStrong is also backed by a robust warranty. Choose from a variety of sizes and silhouettes to adapt a broad range of outdoor settings. Available in Black and Antique Bronze finishes. Add an exterior fixture with an elegantly classic look that will last a long time thanks to modern engineering. | OUTDOOR | Galvyn | Outdoor Lighting | Black | 12 | StoneStrong | Satin Etched Glass | W:2.375" H:5.5" |  |  | 1 Medium A19 75w |  | 1 | No | [14 empty] | 0 | [12 empty] | 51.95 | 103.9 | 155.85 | W:6 5/8'' H:11 7/8'' E:6 7/8'' | 2.2 |  |  | 6.625 | 11.875 | Cap Nuts |  |  |  |  | 6.875 |  | No |  | No | [21 empty] | DP:1 1/8'' W:5 1/4'' H:8 1/8'' OB UP:2 3/4'' Irregular |  |  |  | 6.5 | Black/White |  |  | Hardwired | 0 | 0 | 0 | 0 | 1 | 0 | 0 | 1 | 0 | 0 | 0 | 785652056598 | 16.25 | 11.25 | 9.75 | 3.6 | 1.031 | 250 | Yes | [9 empty] | cETL Wet | GALVYN 1L WALL LANTERN-12 | Small One Light Outdoor Wall Lantern |  | 8529301-12_ALT.png | 8529301.jpg
8529301-71 | Small One Light Outdoor Wall Lantern | High tech construction meets classical style in the Galvyn Collection. Traditional hexagonal tapered lanterns and etched glass panels quietly diffuse light over state of the art StoneStrong composite material built to withstand outdoor elements for years. StoneStrong material is rust-proof and built to last in any outside environment, including coastal, dry, and harsh winter or summer climates. StoneStrong is also backed by a robust warranty. Choose from a variety of sizes and silhouettes to adapt a broad range of outdoor settings. Available in Black and Antique Bronze finishes. Add an exterior fixture with an elegantly classic look that will last a long time thanks to modern engineering. | OUTDOOR | Galvyn | Outdoor Lighting | Antique Bronze | 71 | StoneStrong | Satin Etched Glass | W:2.375" H:5.5" |  |  | 1 Medium A19 75w |  | 1 | No | [14 empty] | 0 | [12 empty] | 51.95 | 103.9 | 155.85 | W:6 5/8'' H:11 7/8'' E:6 7/8'' | 2.2 |  |  | 6.625 | 11.875 | Cap Nuts |  |  |  |  | 6.875 |  | No |  | No | [21 empty] | DP:1 1/8'' W:5 1/4'' H:8 1/8'' OB UP:2 3/4'' Irregular |  |  |  | 6.5 | Black/White |  |  | Hardwired | 0 | 0 | 0 | 0 | 1 | 0 | 0 | 1 | 0 | 0 | 0 | 785652056604 | 16.25 | 11.25 | 9.75 | 3.6 | 1.031 | 250 | Yes | [9 empty] | cETL Wet | GALVYN 1L WALL LANTERN-71 | Small One Light Outdoor Wall Lantern |  | 8529301-71.png | 8529301.jpg
8529301EN3-12 | Small One Light Outdoor Wall Lantern | High tech construction meets classical style in the Galvyn Collection. Traditional hexagonal tapered lanterns and etched glass panels quietly diffuse light over state of the art StoneStrong composite material built to withstand outdoor elements for years. StoneStrong material is rust-proof and built to last in any outside environment, including coastal, dry, and harsh winter or summer climates. StoneStrong is also backed by a robust warranty. Choose from a variety of sizes and silhouettes to adapt a broad range of outdoor settings. Available in Black and Antique Bronze finishes. Add an exterior fixture with an elegantly classic look that will last a long time thanks to modern engineering. | OUTDOOR | Galvyn | Outdoor Lighting | Black | 12 | StoneStrong | Satin Etched Glass | W:2.375" H:5.5" |  |  | 1 Medium A19 9.3w |  | 1 | Yes | [14 empty] | 0 | [12 empty] | 57.45 | 114.9 | 172.35 | W:6 5/8'' H:11 7/8'' E:6 7/8'' | 2.2 |  |  | 6.625 | 11.875 | Cap Nuts |  |  |  |  | 6.875 |  | No |  | No | [21 empty] | DP:1 1/8'' W:5 1/4'' H:8 1/8'' OB UP:2 3/4'' Irregular |  |  |  | 6.5 | Black/White |  |  | Hardwired | 0 | 0 | 0 | 1 | 1 | 0 | 0 | 0 | 0 | 0 | 0 | 785652056987 | 16.25 | 11.25 | 9.75 | 3.6 | 1.031 | 250 | Yes | [9 empty] | cETL Wet | GALVYN 1L WALL LANTERN-12 | Small One Light Outdoor Wall Lantern |  | 8529301EN3-12.png | 8529301EN3.jpg
8529301EN3-71 | Small One Light Outdoor Wall Lantern | High tech construction meets classical style in the Galvyn Collection. Traditional hexagonal tapered lanterns and etched glass panels quietly diffuse light over state of the art StoneStrong composite material built to withstand outdoor elements for years. StoneStrong material is rust-proof and built to last in any outside environment, including coastal, dry, and harsh winter or summer climates. StoneStrong is also backed by a robust warranty. Choose from a variety of sizes and silhouettes to adapt a broad range of outdoor settings. Available in Black and Antique Bronze finishes. Add an exterior fixture with an elegantly classic look that will last a long time thanks to modern engineering. | OUTDOOR | Galvyn | Outdoor Lighting | Antique Bronze | 71 | StoneStrong | Satin Etched Glass | W:2.375" H:5.5" |  |  | 1 Medium A19 9.3w |  | 1 | Yes | [14 empty] | 0 | [12 empty] | 57.45 | 114.9 | 172.35 | W:6 5/8'' H:11 7/8'' E:6 7/8'' | 2.2 |  |  | 6.625 | 11.875 | Cap Nuts |  |  |  |  | 6.875 |  | No |  | No | [21 empty] | DP:1 1/8'' W:5 1/4'' H:8 1/8'' OB UP:2 3/4'' Irregular |  |  |  | 6.5 | Black/White |  |  | Hardwired | 0 | 0 | 0 | 1 | 1 | 0 | 0 | 0 | 0 | 0 | 0 | 785652056994 | 16.25 | 11.25 | 9.75 | 3.6 | 1.031 | 250 | Yes | [9 empty] | cETL Wet | GALVYN 1L WALL LANTERN-71 | Small One Light Outdoor Wall Lantern |  | 8529301EN3-71.png | 8529301EN3.jpg
8531701-10 | Small One Light Outdoor Wall Lantern |  | OUTDOOR | Pohl | Outdoor Lighting | Bronze | 10 | Aluminum |  |  |  |  | 1 Medium BR30 65w |  | 1 | No | [14 empty] | 0 | [12 empty] | 49.5 | 99 | 148.5 | W:5'' H:7'' E:7 3/4'' |  |  |  | 5 | 7 | Screw(s) |  |  |  |  | 7.75 |  | No |  | No | [21 empty] | DP:2 3/4'' W:5'' H:7'' OB UP:3 1/2'' Rectangular |  |  |  | 6.5 | Black/White |  |  | Hardwired | 0 | 0 | 0 | 0 | 1 | 0 | 0 | 1 | 0 | 0 | 0 | 785652077241 | 10.5 | 9.5 | 7.5 | 3.1 | 0.433 | 125 | Yes | 6 | 10785652077248 | [7 empty] | cETL Wet | POHL 1L SM WALL-10 | Small One Light Outdoor Wall Lantern |  | 8531701-10.jpg | 8531701.jpg
8531701-12 | Small One Light Outdoor Wall Lantern |  | OUTDOOR | Pohl | Outdoor Lighting | Black | 12 | Aluminum |  |  |  |  | 1 Medium BR30 65w |  | 1 | No | [14 empty] | 0 | [12 empty] | 49.5 | 99 | 148.5 | W:5'' H:7'' E:7 3/4'' |  |  |  | 5 | 7 | Screw(s) |  |  |  |  | 7.75 |  | No |  | No | [21 empty] | DP:2 3/4'' W:5'' H:7'' OB UP:3 1/2'' Rectangular |  |  |  | 6.5 | Black/White |  |  | Hardwired | 0 | 0 | 0 | 0 | 1 | 0 | 0 | 1 | 0 | 0 | 0 | 785652077258 | 11.5 | 10.5 | 7.75 | 3.5 | 0.542 | 125 | Yes | 6 | 10785652077255 | [7 empty] | cETL Wet | POHL 1L SM WALL-12 | Small One Light Outdoor Wall Lantern |  | 8531701-12.jpg | 8531701.jpg
8531701-753 | Small One Light Outdoor Wall Lantern |  | OUTDOOR | Pohl | Outdoor Lighting | Painted Brushed Nickel | 753 | Aluminum |  |  |  |  | 1 Medium BR30 65w |  | 1 | No | [14 empty] | 0 | [12 empty] | 49.5 | 99 | 148.5 | W:5'' H:7'' E:7 3/4'' |  |  |  | 5 | 7 | Screw(s) |  |  |  |  | 7.75 |  | No |  | No | [21 empty] | DP:2 3/4'' W:5'' H:7'' OB UP:3 1/2'' Rectangular |  |  |  | 6.5 | Black/White |  |  | Hardwired | 0 | 0 | 0 | 0 | 1 | 0 | 0 | 1 | 0 | 0 | 0 | 785652077272 | [7 empty] | 6 | 10785652077279 | [7 empty] | cETL Wet | POHL 1L SM WALL-753 | Small One Light Outdoor Wall Lantern |  | 8531701-753.jpg | 8531701.jpg
8531701EN3-10 | Small One Light Outdoor Wall Lantern |  | OUTDOOR | Pohl | Outdoor Lighting | Bronze | 10 | Aluminum |  |  |  |  | 1 Medium A19 9.3w |  | 1 | Yes | [14 empty] | 0 | [12 empty] | 54.5 | 109 | 163.5 | W:5'' H:7'' E:7 3/4'' |  |  |  | 5 | 7 | Screw(s) |  |  |  |  | 7.75 |  | No |  | No | [21 empty] | DP:2 3/4'' W:5'' H:7'' OB UP:3 1/2'' Rectangular |  |  |  | 6.5 | Black/White |  |  | Hardwired | 0 | 0 | 0 | 1 | 1 | 0 | 0 | 0 | 0 | 0 | 0 | 785652080838 | [16 empty] | cETL Wet | POHL 1L SM WALL-10 | Small One Light Outdoor Wall Lantern |  | 8531701EN3-10.jpg | 8531701EN3.jpg
8531701EN3-12 | Small One Light Outdoor Wall Lantern |  | OUTDOOR | Pohl | Outdoor Lighting | Black | 12 | Aluminum |  |  |  |  | 1 Medium A19 9.3w |  | 1 | Yes | [14 empty] | 0 | [12 empty] | 54.5 | 109 | 163.5 | W:5'' H:7'' E:7 3/4'' |  |  |  | 5 | 7 | Screw(s) |  |  |  |  | 7.75 |  | No |  | No | [21 empty] | DP:2 3/4'' W:5'' H:7'' OB UP:3 1/2'' Rectangular |  |  |  | 6.5 | Black/White |  |  | Hardwired | 0 | 0 | 0 | 1 | 1 | 0 | 0 | 0 | 0 | 0 | 0 | 785652080845 | [16 empty] | cETL Wet | POHL 1L SM WALL-12 | Small One Light Outdoor Wall Lantern |  | 8531701EN3-12.jpg | 8531701EN3.jpg
8531701EN3-753 | Small One Light Outdoor Wall Lantern |  | OUTDOOR | Pohl | Outdoor Lighting | Painted Brushed Nickel | 753 | Aluminum |  |  |  |  | 1 Medium A19 9.3w |  | 1 | Yes | [14 empty] | 0 | [12 empty] | 54.5 | 109 | 163.5 | W:5'' H:7'' E:7 3/4'' |  |  |  | 5 | 7 | Screw(s) |  |  |  |  | 7.75 |  | No |  | No | [21 empty] | DP:2 3/4'' W:5'' H:7'' OB UP:3 1/2'' Rectangular |  |  |  | 6.5 | Black/White |  |  | Hardwired | 0 | 0 | 0 | 1 | 1 | 0 | 0 | 0 | 0 | 0 | 0 | 785652080852 | [16 empty] | cETL Wet | POHL 1L SM WALL-753 | Small One Light Outdoor Wall Lantern |  | 8531701EN3-753.jpg | 8531701EN3.jpg
8536301-12 | Small One Light Outdoor Wall Lantern | The stately Childress outdoor lighting collection by Sea Gull Lighting is rich with design elements contributing to its traditional silhouette. A shepherd’s crook, chamfered roof line, cut-corner-square body with Satin Etched glass and a small bottom finial all add detail and visual interest. Made of durable cast aluminum, a stepped-edge backplate completes the traditional look. Offered in Antique Bronze or Black finish, the lighting fixtures include a two-light outdoor ceiling flush mount, an extra large two-light outdoor wall lantern, small, medium and large one-light outdoor wall lanterns, a one-light outdoor pendant; and a one-light outdoor post lantern. Incandescent, integrated LED and ENERGY STAR-qualified LED lamping are available. The advanced, integrated LED option has warm-on-dim technology that warms in color when dimmed, going from 2700K to 2200K and is California Title 24 compliant. | OUTDOOR | Childress | Outdoor Lighting | Black | 12 | Die Cast Aluminum | Satin Etched Glass |  |  |  | 1 Medium A19 60w |  | 1 | No | [14 empty] | 0 | [12 empty] | 63.98 | 127.96 | 191.94 | W:5 1/2'' H:12 5/8'' E:7 3/4'' | 2.4 |  |  | 5.5 | 12.625 | Cap Nuts |  |  |  |  | 7.75 |  | No |  | No | [21 empty] | DP:7/8'' W:4 1/2'' H:6 7/8'' OB UP:7'' OB DOWN:5 5/8'' Irregular |  |  |  | 6 | Black/White |  |  | Hardwired | 0 | 0 | 0 | 0 | 1 | 0 | 0 | 1 | 0 | 0 | 0 | 785652107238 | 10.25 | 8 | 17 | 3.2 | 0.807 | 175 | Yes | [9 empty] | cETL Wet | CHILDRESS 1L LANTERN-12 | Small One Light Outdoor Wall Lantern |  | 8536301-12.jpg | 8536301.jpg
8536301-71 | Small One Light Outdoor Wall Lantern | The stately Childress outdoor lighting collection by Sea Gull Lighting is rich with design elements contributing to its traditional silhouette. A shepherd’s crook, chamfered roof line, cut-corner-square body with Satin Etched glass and a small bottom finial all add detail and visual interest. Made of durable cast aluminum, a stepped-edge backplate completes the traditional look. Offered in Antique Bronze or Black finish, the lighting fixtures include a two-light outdoor ceiling flush mount, an extra large two-light outdoor wall lantern, small, medium and large one-light outdoor wall lanterns, a one-light outdoor pendant; and a one-light outdoor post lantern. Incandescent, integrated LED and ENERGY STAR-qualified LED lamping are available. The advanced, integrated LED option has warm-on-dim technology that warms in color when dimmed, going from 2700K to 2200K and is California Title 24 compliant. | OUTDOOR | Childress | Outdoor Lighting | Antique Bronze | 71 | Die Cast Aluminum | Satin Etched Glass |  |  |  | 1 Medium A19 60w |  | 1 | No | [14 empty] | 0 | [12 empty] | 63.98 | 127.96 | 191.94 | W:5 1/2'' H:12 5/8'' E:7 3/4'' | 2.4 |  |  | 5.5 | 12.625 | Cap Nuts |  |  |  |  | 7.75 |  | No |  | No | [21 empty] | DP:7/8'' W:4 1/2'' H:6 7/8'' OB UP:7'' OB DOWN:5 5/8'' Irregular |  |  |  | 6 | Black/White |  |  | Hardwired | 0 | 0 | 0 | 0 | 1 | 0 | 0 | 1 | 0 | 0 | 0 | 785652107245 | 17 | 8.25 | 10 | 3.2 | 0.812 | 250 | Yes | [9 empty] | cETL Wet | CHILDRESS 1L LANTERN-71 | Small One Light Outdoor Wall Lantern |  | 8536301-71.jpg | 8536301.jpg
8536301EN3-12 | Small One Light Outdoor Wall Lantern | The stately Childress outdoor lighting collection by Sea Gull Lighting is rich with design elements contributing to its traditional silhouette. A shepherd’s crook, chamfered roof line, cut-corner-square body with Satin Etched glass and a small bottom finial all add detail and visual interest. Made of durable cast aluminum, a stepped-edge backplate completes the traditional look. Offered in Antique Bronze or Black finish, the lighting fixtures include a two-light outdoor ceiling flush mount, an extra large two-light outdoor wall lantern, small, medium and large one-light outdoor wall lanterns, a one-light outdoor pendant; and a one-light outdoor post lantern. Incandescent, integrated LED and ENERGY STAR-qualified LED lamping are available. The advanced, integrated LED option has warm-on-dim technology that warms in color when dimmed, going from 2700K to 2200K and is California Title 24 compliant. | OUTDOOR | Childress | Outdoor Lighting | Black | 12 | Die Cast Aluminum | Satin Etched Glass |  |  |  | 1 Medium A19 9.3w |  | 1 | Yes | [14 empty] | 0 | [12 empty] | 68.48 | 136.96 | 205.44 | W:5 1/2'' H:12 5/8'' E:7 3/4'' | 2.4 |  |  | 5.5 | 12.625 | Cap Nuts |  |  |  |  | 7.75 |  | No |  | No | [21 empty] | DP:7/8'' W:4 1/2'' H:6 7/8'' OB UP:7'' OB DOWN:5 5/8'' Irregular |  |  |  | 6 | Black/White |  |  | Hardwired | 0 | 0 | 0 | 1 | 1 | 0 | 0 | 0 | 0 | 0 | 0 | 785652044915 | 10.25 | 8 | 17 | 3.2 | 0.807 | 175 | Yes | [9 empty] | cETL Wet | CHILDRESS 1L LANTERN-12 | Small One Light Outdoor Wall Lantern |  | 8536301EN3-12.jpg | 8536301.jpg
8536301EN3-71 | Small One Light Outdoor Wall Lantern | The stately Childress outdoor lighting collection by Sea Gull Lighting is rich with design elements contributing to its traditional silhouette. A shepherd’s crook, chamfered roof line, cut-corner-square body with Satin Etched glass and a small bottom finial all add detail and visual interest. Made of durable cast aluminum, a stepped-edge backplate completes the traditional look. Offered in Antique Bronze or Black finish, the lighting fixtures include a two-light outdoor ceiling flush mount, an extra large two-light outdoor wall lantern, small, medium and large one-light outdoor wall lanterns, a one-light outdoor pendant; and a one-light outdoor post lantern. Incandescent, integrated LED and ENERGY STAR-qualified LED lamping are available. The advanced, integrated LED option has warm-on-dim technology that warms in color when dimmed, going from 2700K to 2200K and is California Title 24 compliant. | OUTDOOR | Childress | Outdoor Lighting | Antique Bronze | 71 | Die Cast Aluminum | Satin Etched Glass |  |  |  | 1 Medium A19 9.3w |  | 1 | Yes | [14 empty] | 0 | [12 empty] | 68.48 | 136.96 | 205.44 | W:5 1/2'' H:12 5/8'' E:7 3/4'' | 2.4 |  |  | 5.5 | 12.625 | Cap Nuts |  |  |  |  | 7.75 |  | No |  | No | [21 empty] | DP:7/8'' W:4 1/2'' H:6 7/8'' OB UP:7'' OB DOWN:5 5/8'' Irregular |  |  |  | 6 | Black/White |  |  | Hardwired | 0 | 0 | 0 | 1 | 1 | 0 | 0 | 0 | 0 | 0 | 0 | 785652044946 | 17 | 8.25 | 10 | 3.1 | 0.812 | 250 | Yes | [9 empty] | cETL Wet | CHILDRESS 1L LANTERN-71 | Small One Light Outdoor Wall Lantern |  | 8536301EN3-71.jpg | 8536301.jpg
8537101-839 | Small One Light Outdoor Wall Lantern | Showcase a classic look with rugged flair in the Marinus Collection. Utilizing a modern and sharply squared off lantern shape to frame a single bulb, these fixtures give a new look to a familiar shape. Through the clear glass exterior, light shines with brightness and longevity. With a vintage-style bulb inside of a clear glass, it's sure to enhance the nostalgic touch you're looking for. The simple textured Blacksmith finish of the Marinus is designed to enhance you home's curb-appeal. Available in a variety of sizes for flexible options to match and complement a wide variety of exterior settings. | OUTDOOR | Marinus | Outdoor Lighting | Blacksmith | 839 | Aluminum | Clear Glass | W:5.5" H:9.5" |  |  | 1 Medium A19 75w |  | 1 | No | [14 empty] | 0 | [12 empty] | 54.98 | 109.96 | 164.94 | W:6'' H:11 5/8'' E:5 5/8'' | 2.6 |  |  | 6 | 11.625 | Cap Nuts |  |  |  |  | 5.625 |  | No |  | No | [21 empty] | DP:3/4'' W:4 3/4'' H:4 3/4'' OB UP:4 7/8'' Square |  |  |  | 6.5 | Black/White |  |  | Hardwired | 0 | 0 | 0 | 0 | 1 | 0 | 0 | 1 | 0 | 0 | 0 | 785652056673 | 14.75 | 9.5 | 10.75 | 4 | 0.872 | 175 | Yes | [9 empty] | cETL Wet | MARINUS 1L WALL LANTERN-839 | Small One Light Outdoor Wall Lantern |  | 8537101-839.png | 8537101.jpg
8537101EN7-839 | Small One Light Outdoor Wall Lantern | Showcase a classic look with rugged flair in the Marinus Collection. Utilizing a modern and sharply squared off lantern shape to frame a single bulb, these fixtures give a new look to a familiar shape. Through the clear glass exterior, light shines with brightness and longevity. With a vintage-style bulb inside of a clear glass, it's sure to enhance the nostalgic touch you're looking for. The simple textured Blacksmith finish of the Marinus is designed to enhance you home's curb-appeal. Available in a variety of sizes for flexible options to match and complement a wide variety of exterior settings. | OUTDOOR | Marinus | Outdoor Lighting | Blacksmith | 839 | Aluminum | Clear Glass | W:5.5" H:9.5" |  |  | 1 Medium A19 8.5w |  | 1 | Yes | [14 empty] | 0 | [12 empty] | 61.48 | 122.96 | 184.44 | W:6'' H:11 5/8'' E:5 5/8'' | 2.6 |  |  | 6 | 11.625 | Cap Nuts |  |  |  |  | 5.625 |  | No |  | No | [21 empty] | DP:3/4'' W:4 3/4'' H:4 3/4'' OB UP:4 7/8'' Square |  |  |  | 6.5 | Black/White |  |  | Hardwired | 0 | 0 | 0 | 1 | 1 | 0 | 0 | 0 | 0 | 0 | 0 | 785652068881 | 14.75 | 9.5 | 10.75 | 4 | 0.872 | 175 | Yes | [9 empty] | cETL Wet | MARINUS 1L LED SM LANTERN-839 | Small One Light Outdoor Wall Lantern |  | 8537101EN7-839.jpg | 8537101.jpg
8537401-12 | Small One Light Outdoor Wall Lantern | The classic Barn Lights are hand crafted in aluminum and coated in a Galvanized or Blacksmith finish. Ideal for large or heavily trafficked outdoor areas that need plenty of downward directed light. The oversized Barn Lights make great accents to any commercial lighting plan or residential garage entry, shed, or patio. To customize your look, a 6" extender is included with every fixture. Also available as Dark Sky with four size options to choose from. | OUTDOOR | Barn Light | Outdoor Lighting | Black | 12 | Aluminum |  |  |  |  | 1 Medium A19 75w |  | 1 | No | [14 empty] | 0 | [12 empty] | 44.48 | 88.96 | 133.44 | D:8'' W:8'' H:10'' E:12 3/8'' - 18 3/8'' | 1.43 | 8 |  | 8 | 10 | Cap Nuts |  |  |  |  | 12.375 - 18.375 |  | No |  | No | [21 empty] | D:5'' DP:1 1/4'' OB UP:3 3/8'' OB DOWN:6 5/8'' Round |  |  |  | 6.5 | Black/White |  |  | Hardwired | 0 | 0 | 0 | 0 | 1 | 0 | 0 | 1 | 0 | 0 | 0 | 785652069345 | 12.5 | 11.25 | 11.125 | 2.9 | 0.905 | 250 | Yes | [9 empty] | cETL Wet | BARN LIGHT 1L SM LANTERN-12 | Small One Light Outdoor Wall Lantern |  | 8537401-12.jpg | 8537401.jpg
8537401-12/T | Small One Light Outdoor Turtle Friendly Wall Lantern | The classic Barn Lights are hand crafted in aluminum and coated in a Galvanized or Blacksmith finish. Ideal for large or heavily trafficked outdoor areas that need plenty of downward directed light. The oversized Barn Lights make great accents to any commercial lighting plan or residential garage entry, shed, or patio. To customize your look, a 6" extender is included with every fixture. Also available as Dark Sky with four size options to choose from. | OUTDOOR | Barn Light | Outdoor Lighting | Black | 12 | Aluminum |  |  |  |  | 1 Medium PAR20 7w |  | 1 | Yes | [14 empty] | 0 | [12 empty] | 71.45 | 142.9 | 214.35 | D:8'' W:8'' H:10'' E:12 3/8'' - 18 3/8'' | 1.43 | 8 |  | 8 | 10 | Cap Nuts |  |  |  |  | 12.375 - 18.375 |  | No |  | No | [21 empty] | D:5'' DP:1 1/4'' OB UP:3 3/8'' OB DOWN:6 5/8'' Round |  |  |  | 6.5 | Black/White |  |  | Hardwired | 0 | 0 | 0 | 0 | 1 | 0 | 0 | 0 | 0 | 0 | 0 | 785652074288 | 12.5 | 11.25 | 11.125 | 2.9 | 0.905 | 250 | Yes | [9 empty] | cETL Wet | BARN LIGHT 1L SM LANTERN-12 | Small One Light Outdoor Turtle Friendly Wall Lantern |  | 8537401-12_T.jpg | 8537401.jpg
8537401-57 | Small One Light Outdoor Wall Lantern | The classic Barn Lights are hand crafted in aluminum and coated in a Galvanized or Blacksmith finish. Ideal for large or heavily trafficked outdoor areas that need plenty of downward directed light. The oversized Barn Lights make great accents to any commercial lighting plan or residential garage entry, shed, or patio. To customize your look, a 6" extender is included with every fixture. Also available as Dark Sky with four size options to choose from. | OUTDOOR | Barn Light | Outdoor Lighting | Weathered Pewter | 57 | Aluminum |  |  |  |  | 1 Medium A19 75w |  | 1 | No | [14 empty] | 0 | [12 empty] | 44.48 | 88.96 | 133.44 | D:8'' W:8'' H:10'' E:12 3/8'' - 18 3/8'' | 1.43 | 8 |  | 8 | 10 | Cap Nuts |  |  |  |  | 12.375 - 18.375 |  | No |  | No | [21 empty] | D:5'' DP:1 1/4'' OB UP:3 3/8'' OB DOWN:6 5/8'' Round |  |  |  | 6.5 | Black/White |  |  | Hardwired | 0 | 0 | 0 | 0 | 1 | 0 | 0 | 1 | 0 | 0 | 0 | 785652069321 | 12.5 | 11.5 | 11.5 | 2.8 | 0.957 | 250 | Yes | [9 empty] | cETL Wet | BARN LIGHT 1L SM LANTERN-57 | Small One Light Outdoor Wall Lantern |  | 8537401-57.jpg | 8537401.jpg
8537401-57/T | Small One Light Outdoor Turtle Friendly Wall Lantern | The classic Barn Lights are hand crafted in aluminum and coated in a Galvanized or Blacksmith finish. Ideal for large or heavily trafficked outdoor areas that need plenty of downward directed light. The oversized Barn Lights make great accents to any commercial lighting plan or residential garage entry, shed, or patio. To customize your look, a 6" extender is included with every fixture. Also available as Dark Sky with four size options to choose from. | OUTDOOR | Barn Light | Outdoor Lighting | Weathered Pewter | 57 | Aluminum |  |  |  |  | 1 Medium PAR20 7w |  | 1 | Yes | [14 empty] | 0 | [12 empty] | 71.45 | 142.9 | 214.35 | D:8'' W:8'' H:10'' E:12 3/8'' - 18 3/8'' | 1.43 | 8 |  | 8 | 10 | Cap Nuts |  |  |  |  | 12.375 - 18.375 |  | No |  | No | [21 empty] | D:5'' DP:1 1/4'' OB UP:3 3/8'' OB DOWN:6 5/8'' Round |  |  |  | 6.5 | Black/White |  |  | Hardwired | 0 | 0 | 0 | 0 | 1 | 0 | 0 | 0 | 0 | 0 | 0 | 785652074295 | 12.5 | 11.5 | 11.5 | 2.8 | 0.957 | 250 | Yes | [9 empty] | cETL Wet | BARN LIGHT 1L SM LANTERN-57 | Small One Light Outdoor Turtle Friendly Wall Lantern |  | 8537401-57_T.jpg | 8537401.jpg
8537401-71 | Small One Light Outdoor Wall Lantern | The classic Barn Lights are hand crafted in aluminum and coated in a Galvanized or Blacksmith finish. Ideal for large or heavily trafficked outdoor areas that need plenty of downward directed light. The oversized Barn Lights make great accents to any commercial lighting plan or residential garage entry, shed, or patio. To customize your look, a 6" extender is included with every fixture. Also available as Dark Sky with four size options to choose from. | OUTDOOR | Barn Light | Outdoor Lighting | Antique Bronze | 71 | Aluminum |  |  |  |  | 1 Medium A19 75w |  | 1 | No | [14 empty] | 0 | [12 empty] | 44.48 | 88.96 | 133.44 | D:8'' W:8'' H:10'' E:12 3/8'' - 18 3/8'' | 1.43 | 8 |  | 8 | 10 | Cap Nuts |  |  |  |  | 12.375 - 18.375 |  | D:5'' DP:1 1/4'' OB UP:3 3/8'' OB DOWN:6 5/8'' Round |  |  |  | 6.5 | Black/White |  |  | Hardwired | 0 | 0 | 0 | 0 | 1 | 0 | 0 | 1 | 0 | 0 | 0 | 785652069338 | 11.25 | 11.25 | 12 | 2.8 | 0.879 | 250 | Yes | [9 empty] | cETL Wet | BARN LIGHT 1L SM LANTERN-71 | Small One Light Outdoor Wall Lantern |  | 8537401-71.jpeg | 8537401.jpg
8537401-71/T | Small One Light Outdoor Turtle Friendly Wall Lantern | The classic Barn Lights are hand crafted in aluminum and coated in a Galvanized or Blacksmith finish. Ideal for large or heavily trafficked outdoor areas that need plenty of downward directed light. The oversized Barn Lights make great accents to any commercial lighting plan or residential garage entry, shed, or patio. To customize your look, a 6" extender is included with every fixture. Also available as Dark Sky with four size options to choose from. | OUTDOOR | Barn Light | Outdoor Lighting | Antique Bronze | 71 | Aluminum |  |  |  |  | 1 Medium PAR20 7w |  | 1 | Yes | [14 empty] | 0 | [12 empty] | 71.45 | 142.9 | 214.35 | D:8'' W:8'' H:10'' E:12 3/8'' - 18 3/8'' | 1.43 | 8 |  | 8 | 10 | Cap Nuts |  |  |  |  | 12.375 - 18.375 |  | D:5'' DP:1 1/4'' OB UP:3 3/8'' OB DOWN:6 5/8'' Round |  |  |  | 6.5 | Black/White |  |  | Hardwired | 0 | 0 | 0 | 0 | 1 | 0 | 0 | 0 | 0 | 0 | 0 | 785652086182 | 12.5 | 11.5 | 11.5 | 2.8 | 0.957 | 250 | Yes | [9 empty] | cETL Wet | BARN LIGHT 1L SM LANTERN-71 | Small One Light Outdoor Turtle Friendly Wall Lantern |  | 8537401-71/T.jpg | 8537401.jpg
8537401EN3-12 | Small One Light Outdoor Wall Lantern | The classic Barn Lights are hand crafted in aluminum and coated in a Galvanized or Blacksmith finish. Ideal for large or heavily trafficked outdoor areas that need plenty of downward directed light. The oversized Barn Lights make great accents to any commercial lighting plan or residential garage entry, shed, or patio. To customize your look, a 6" extender is included with every fixture. Also available as Dark Sky with four size options to choose from. | OUTDOOR | Barn Light | Outdoor Lighting | Black | 12 | Aluminum |  |  |  |  | 1 Medium A19 9.3w |  | 1 | Yes | [14 empty] | 0 | [12 empty] | 49.98 | 99.96 | 149.94 | D:8'' W:8'' H:10'' E:12 3/8'' - 18 3/8'' | 1.43 | 8 |  | 8 | 10 | Cap Nuts |  |  |  |  | 12.375 - 18.375 |  | No |  | No | [21 empty] | D:5'' DP:1 1/4'' OB UP:3 5/8'' OB DOWN:6 5/8'' Round |  |  |  | 6.5 | Black/White |  |  | Hardwired | 0 | 0 | 0 | 1 | 1 | 0 | 0 | 0 | 0 | 0 | 0 | 785652071188 | 12.5 | 11.25 | 11.25 | 11.25 | 0.916 | 85 | Yes | [9 empty] | cETL Wet | BARN LIGHT 1L LED SM LANTRN-12 | Small One Light Outdoor Wall Lantern |  | 8537401EN3-12.jpg | 8537401EN3.jpg
8537401EN3-57 | Small One Light Outdoor Wall Lantern | The classic Barn Lights are hand crafted in aluminum and coated in a Galvanized or Blacksmith finish. Ideal for large or heavily trafficked outdoor areas that need plenty of downward directed light. The oversized Barn Lights make great accents to any commercial lighting plan or residential garage entry, shed, or patio. To customize your look, a 6" extender is included with every fixture. Also available as Dark Sky with four size options to choose from. | OUTDOOR | Barn Light | Outdoor Lighting | Weathered Pewter | 57 | Aluminum |  |  |  |  | 1 Medium A19 9.3w |  | 1 | Yes | [14 empty] | 0 | [12 empty] | 49.98 | 99.96 | 149.94 | D:8'' W:8'' H:10'' E:12 3/8'' - 18 3/8'' | 1.43 | 8 |  | 8 | 10 | Cap Nuts |  |  |  |  | 12.375 - 18.375 |  | No |  | No | [21 empty] | D:5'' DP:1 1/4'' OB UP:3 5/8'' OB DOWN:5 5/8'' Round |  |  |  | 6.5 | Black/White |  |  | Hardwired | 0 | 0 | 0 | 1 | 1 | 0 | 0 | 0 | 0 | 0 | 0 | 785652071195 | 12.5 | 11.5 | 11.5 | 2.8 | 0.957 | 250 | Yes | [9 empty] | cETL Wet | BARN LIGHT 1L LED SM LANTRN-57 | Small One Light Outdoor Wall Lantern |  | 8537401EN3-57.jpg | 8537401EN3.jpg
8537401EN3-71 | Small One Light Outdoor Wall Lantern | The classic Barn Lights are hand crafted in aluminum and coated in a Galvanized or Blacksmith finish. Ideal for large or heavily trafficked outdoor areas that need plenty of downward directed light. The oversized Barn Lights make great accents to any commercial lighting plan or residential garage entry, shed, or patio. To customize your look, a 6" extender is included with every fixture. Also available as Dark Sky with four size options to choose from. | OUTDOOR | Barn Light | Outdoor Lighting | Antique Bronze | 71 | Aluminum |  |  |  |  | 1 Medium A19 9.3w |  | 1 | Yes | [14 empty] | 0 | [12 empty] | 47.45 | 94.9 | 142.35 | D:8'' W:8'' H:10'' E:12 3/8'' - 18 3/8'' | 1.43 | 8 |  | 8 | 10 | Cap Nuts |  |  |  |  | 12.375 - 18.375 |  | No |  | No | [21 empty] | D:5'' DP:1 1/4'' OB UP:3 3/8'' OB DOWN:6 5/8'' Round |  |  |  | 6.5 | Black/White |  |  | Hardwired | 0 | 0 | 0 | 1 | 1 | 0 | 0 | 0 | 0 | 0 | 0 | 785652071201 | [16 empty] | cETL Wet | BARN LIGHT 1L LED SM LANTRN-71 | Small One Light Outdoor Wall Lantern |  | 8537401EN3-71.jpeg | 8537401EN3.jpg
8538501-04 | One Light Outdoor Wall Lantern | Sometimes subtle is exactly what you need. The Crittenden outdoor wall sconce by Sea Gull Lighting is inspired by the simple lines of mid-century modern design and boasts durable, all-aluminum construction. It will make a bold minimalist statement whether used indoors or as an outdoor light. This streamlined cone is a classic profile made from aluminum which gives it a slight shimmer effect. The fixtures purposefully direct light downward, limiting any light leak out of the sides to meet Dark Sky guidelines. The Crittenden is offered in two finishes, Satin Aluminum and Black, each offering a completely unique interpretation of the design. | OUTDOOR | Crittenden | Outdoor Lighting | Satin Aluminum | 4 | Aluminum |  |  |  |  | 1 Medium A19 75w |  | 1 | No | [14 empty] | 0 | [12 empty] | 36.98 | 73.96 | 110.94 | W:10'' H:8 1/2'' E:11 3/8'' | 1.6 |  |  | 10 | 8.5 | Cap Nuts |  |  |  |  | 11.375 |  | No |  | No | [21 empty] | D:5'' DP:7/8'' OB UP:2 1/2'' Round |  |  |  | 6.5 | Black/White |  |  | Hardwired | 0 | 0 | 0 | 0 | 1 | 0 | 0 | 1 | 0 | 0 | 0 | 785652002687 | 14 | 13 | 11.5 | 3.1 | 1.211 | 250 | Yes | [9 empty] | cETL Wet | CRITTENDEN 1L LANTERN-04 | One Light Outdoor Wall Lantern |  | 8538501-04.jpg | 8538501.jpg
8538501-12 | One Light Outdoor Wall Lantern | Sometimes subtle is exactly what you need. The Crittenden outdoor wall sconce by Sea Gull Lighting is inspired by the simple lines of mid-century modern design and boasts durable, all-aluminum construction. It will make a bold minimalist statement whether used indoors or as an outdoor light. This streamlined cone is a classic profile made from aluminum which gives it a slight shimmer effect. The fixtures purposefully direct light downward, limiting any light leak out of the sides to meet Dark Sky guidelines. The Crittenden is offered in two finishes, Satin Aluminum and Black, each offering a completely unique interpretation of the design. | OUTDOOR | Crittenden | Outdoor Lighting | Black | 12 | Aluminum |  |  |  |  | 1 Medium A19 75w |  | 1 | No | [14 empty] | 0 | [12 empty] | 36.98 | 73.96 | 110.94 | W:10'' H:8 1/2'' E:11 3/8'' | 1.6 |  |  | 10 | 8.5 | Cap Nuts |  |  |  |  | 11.375 |  | No |  | No | [21 empty] | D:5'' DP:7/8'' OB UP:2 1/2'' Round |  |  |  | 6.5 | Black/White |  |  | Hardwired | 0 | 0 | 0 | 0 | 1 | 0 | 0 | 1 | 0 | 0 | 0 | 785652002694 | 14 | 13 | 11.5 | 3.1 | 1.211 | 250 | Yes | [9 empty] | cETL Wet | CRITTENDEN 1L LANTERN-12 | One Light Outdoor Wall Lantern |  | 8538501-12.jpg | 8538501.jpg
8538501EN3-04 | One Light Outdoor Wall Lantern | Sometimes subtle is exactly what you need. The Crittenden outdoor wall sconce by Sea Gull Lighting is inspired by the simple lines of mid-century modern design and boasts durable, all-aluminum construction. It will make a bold minimalist statement whether used indoors or as an outdoor light. This streamlined cone is a classic profile made from aluminum which gives it a slight shimmer effect. The fixtures purposefully direct light downward, limiting any light leak out of the sides to meet Dark Sky guidelines. The Crittenden is offered in two finishes, Satin Aluminum and Black, each offering a completely unique interpretation of the design. | OUTDOOR | Crittenden | Outdoor Lighting | Satin Aluminum | 4 | Aluminum |  |  |  |  | 1 Medium A19 9.3w |  | 1 | Yes | [14 empty] | 0 | [12 empty] | 43.48 | 86.96 | 130.44 | W:10'' H:8 1/2'' E:11 3/8'' | 1.6 |  |  | 10 | 8.5 | Cap Nuts |  |  |  |  | 11.375 |  | No |  | No | [21 empty] | D:5'' DP:7/8'' OB UP:2 1/2'' Round |  |  |  | 6.5 | Black/White |  |  | Hardwired | 0 | 0 | 0 | 1 | 1 | 0 | 0 | 0 | 0 | 0 | 0 | 785652052996 | 14 | 13 | 11.5 | 3.1 | 1.211 | 250 | Yes | [9 empty] | cETL Wet | CRITTENDEN 1L LANTERN-04 | One Light Outdoor Wall Lantern |  | 8538501EN3-04.jpg | 8538501.jpg
8538501EN3-12 | One Light Outdoor Wall Lantern | Sometimes subtle is exactly what you need. The Crittenden outdoor wall sconce by Sea Gull Lighting is inspired by the simple lines of mid-century modern design and boasts durable, all-aluminum construction. It will make a bold minimalist statement whether used indoors or as an outdoor light. This streamlined cone is a classic profile made from aluminum which gives it a slight shimmer effect. The fixtures purposefully direct light downward, limiting any light leak out of the sides to meet Dark Sky guidelines. The Crittenden is offered in two finishes, Satin Aluminum and Black, each offering a completely unique interpretation of the design. | OUTDOOR | Crittenden | Outdoor Lighting | Black | 12 | Aluminum |  |  |  |  | 1 Medium A19 9.3w |  | 1 | Yes | [14 empty] | 0 | [12 empty] | 43.48 | 86.96 | 130.44 | W:10'' H:8 1/2'' E:11 3/8'' | 1.6 |  |  | 10 | 8.5 | Cap Nuts |  |  |  |  | 11.375 |  | No |  | No | [21 empty] | D:5'' DP:7/8'' OB UP:2 1/2'' Round |  |  |  | 6.5 | Black/White |  |  | Hardwired | 0 | 0 | 0 | 1 | 1 | 0 | 0 | 0 | 0 | 0 | 0 | 785652053009 | 14 | 13 | 11.5 | 3.1 | 1.211 | 250 | Yes | [9 empty] | cETL Wet | CRITTENDEN 1L LANTERN-12 | One Light Outdoor Wall Lantern |  | 8538501EN3-12.jpg | 8538501.jpg
8538601-04 | Small One Light Outdoor Wall Lantern | The Renville modern outdoor wall lantern from Sea Gull Lighting has clean, contemporary lines to make a sleek design statement whether used indoors or outdoors. The geometric, cone profile of the Satin Etched glass shade has subtle ornamentation at the crown and contrasts nicely with the sleek, square backplate. Whether flanking a doorway, garage, patio entrance or pool house, the Renville sconce is a beautiful design accent. The outdoor lighting collection is offered in Satin Aluminum, Black and Antique Bronze finishes and includes two sconce sizes, a small one-light outdoor wall lantern (7.5” high) and a large one-light outdoor wall lantern (10.25” high). | OUTDOOR | Renville | Outdoor Lighting | Satin Aluminum | 4 | Aluminum | Satin Etched Glass | D:5.25" H:6" |  |  | 1 Medium A19 60w |  | 1 | No | [14 empty] | 0 | [12 empty] | 29.48 | 58.96 | 88.44 | D:5 1/4'' W:5 1/4'' H:7 3/8'' E:5 3/4'' | 1.6 | 5.25 |  | 5.25 | 7.375 | Cap Nuts |  |  |  |  | 5.75 |  | No |  | No | [21 empty] | DP:3/4'' W:4 1/2'' H:5'' OB UP:2 1/2'' Rectangular |  |  |  | 6.5 | Black/White |  |  | Hardwired | 0 | 0 | 0 | 0 | 1 | 0 | 0 | 1 | 0 | 0 | 0 | 785652002632 | 13.25 | 9.75 | 8 | 2 | 0.598 | 250 | Yes | [9 empty] | cETL Wet | RENVILLE 1L LANTERN-04 | Small One Light Outdoor Wall Lantern |  | 8538601-04.jpg | 8538601.jpg
8538601-12 | Small One Light Outdoor Wall Lantern | The Renville modern outdoor wall lantern from Sea Gull Lighting has clean, contemporary lines to make a sleek design statement whether used indoors or outdoors. The geometric, cone profile of the Satin Etched glass shade has subtle ornamentation at the crown and contrasts nicely with the sleek, square backplate. Whether flanking a doorway, garage, patio entrance or pool house, the Renville sconce is a beautiful design accent. The outdoor lighting collection is offered in Satin Aluminum, Black and Antique Bronze finishes and includes two sconce sizes, a small one-light outdoor wall lantern (7.5” high) and a large one-light outdoor wall lantern (10.25” high). | OUTDOOR | Renville | Outdoor Lighting | Black | 12 | Aluminum | Satin Etched Glass | D:5.25" H:6" |  |  | 1 Medium A19 60w |  | 1 | No | [14 empty] | 0 | [12 empty] | 24.98 | 49.96 | 74.94 | D:5 1/4'' W:5 1/4'' H:7 3/8'' E:5 3/4'' | 1.6 | 5.25 |  | 5.25 | 7.375 | Cap Nuts |  |  |  |  | 5.75 |  | No |  | No | [21 empty] | DP:3/4'' W:4 1/2'' H:5'' OB UP:2 1/2'' Rectangular |  |  |  | 6.5 | Black/White |  |  | Hardwired | 0 | 0 | 0 | 0 | 1 | 0 | 0 | 1 | 0 | 0 | 0 | 785652001291 | 13.25 | 9.75 | 8 | 2 | 0.598 | 250 | Yes | [9 empty] | cETL Wet | RENVILLE 1L LANTERN-12 | Small One Light Outdoor Wall Lantern |  | 8538601-12.jpg | 8538601.jpg
8538601-71 | Small One Light Outdoor Wall Lantern | The Renville modern outdoor wall lantern from Sea Gull Lighting has clean, contemporary lines to make a sleek design statement whether used indoors or outdoors. The geometric, cone profile of the Satin Etched glass shade has subtle ornamentation at the crown and contrasts nicely with the sleek, square backplate. Whether flanking a doorway, garage, patio entrance or pool house, the Renville sconce is a beautiful design accent. The outdoor lighting collection is offered in Satin Aluminum, Black and Antique Bronze finishes and includes two sconce sizes, a small one-light outdoor wall lantern (7.5” high) and a large one-light outdoor wall lantern (10.25” high). | OUTDOOR | Renville | Outdoor Lighting | Antique Bronze | 71 | Aluminum | Satin Etched Glass | D:5.25" H:6" |  |  | 1 Medium A19 60w |  | 1 | No | [14 empty] | 0 | [12 empty] | 24.98 | 49.96 | 74.94 | D:5 1/4'' W:5 1/4'' H:7 3/8'' E:5 3/4'' | 1.6 | 5.25 |  | 5.25 | 7.375 | Cap Nuts |  |  |  |  | 5.75 |  | No |  | No | [21 empty] | DP:3/4'' W:4 1/2'' H:5'' OB UP:2 1/2'' Rectangular |  |  |  | 6.5 | Black/White |  |  | Hardwired | 0 | 0 | 0 | 0 | 1 | 0 | 0 | 1 | 0 | 0 | 0 | 785652002649 | 13.25 | 9.75 | 8 | 2 | 0.598 | 250 | Yes | [9 empty] | cETL Wet | RENVILLE 1L LANTERN-71 | Small One Light Outdoor Wall Lantern |  | 8538601-71.jpg | 8538601.jpg
8538601EN3-04 | Small One Light Outdoor Wall Lantern | The Renville modern outdoor wall lantern from Sea Gull Lighting has clean, contemporary lines to make a sleek design statement whether used indoors or outdoors. The geometric, cone profile of the Satin Etched glass shade has subtle ornamentation at the crown and contrasts nicely with the sleek, square backplate. Whether flanking a doorway, garage, patio entrance or pool house, the Renville sconce is a beautiful design accent. The outdoor lighting collection is offered in Satin Aluminum, Black and Antique Bronze finishes and includes two sconce sizes, a small one-light outdoor wall lantern (7.5” high) and a large one-light outdoor wall lantern (10.25” high). | OUTDOOR | Renville | Outdoor Lighting | Satin Aluminum | 4 | Aluminum | Satin Etched Glass | D:5.25" H:6" |  |  | 1 Medium A19 9.3w |  | 1 | Yes | [14 empty] | 0 | [12 empty] | 35.48 | 70.96 | 106.44 | D:5 1/4'' W:5 1/4'' H:7 3/8'' E:5 3/4'' | 1.6 | 5.25 |  | 5.25 | 7.375 | Cap Nuts |  |  |  |  | 5.75 |  | No |  | No | [21 empty] | DP:3/4'' W:4 1/2'' H:5'' OB UP:2 1/2'' Rectangular |  |  |  | 6.5 | Black/White |  |  | Hardwired | 0 | 0 | 0 | 1 | 1 | 0 | 0 | 0 | 0 | 0 | 0 | 785652046773 | 13.25 | 9.75 | 8 | 2 | 0.598 | 250 | Yes | [9 empty] | cETL Wet | RENVILLE 1L LANTERN-04 | Small One Light Outdoor Wall Lantern |  | 8538601EN3-04.jpg | 8538601.jpg
8538601EN3-12 | Small One Light Outdoor Wall Lantern | The Renville modern outdoor wall lantern from Sea Gull Lighting has clean, contemporary lines to make a sleek design statement whether used indoors or outdoors. The geometric, cone profile of the Satin Etched glass shade has subtle ornamentation at the crown and contrasts nicely with the sleek, square backplate. Whether flanking a doorway, garage, patio entrance or pool house, the Renville sconce is a beautiful design accent. The outdoor lighting collection is offered in Satin Aluminum, Black and Antique Bronze finishes and includes two sconce sizes, a small one-light outdoor wall lantern (7.5” high) and a large one-light outdoor wall lantern (10.25” high). | OUTDOOR | Renville | Outdoor Lighting | Black | 12 | Aluminum | Satin Etched Glass | D:5.25" H:6" |  |  | 1 Medium A19 9.3w |  | 1 | Yes | [14 empty] | 0 | [12 empty] | 30.98 | 61.96 | 92.94 | D:5 1/4'' W:5 1/4'' H:7 3/8'' E:5 3/4'' | 1.6 | 5.25 |  | 5.25 | 7.375 | Cap Nuts |  |  |  |  | 5.75 |  | No |  | No | [21 empty] | DP:3/4'' W:4 1/2'' H:5'' OB UP:2 1/2'' Rectangular |  |  |  | 6.5 | Black/White |  |  | Hardwired | 0 | 0 | 0 | 1 | 1 | 0 | 0 | 0 | 0 | 0 | 0 | 785652046797 | 13.25 | 9.75 | 8 | 2 | 0.598 | 250 | Yes | [9 empty] | cETL Wet | RENVILLE 1L LANTERN-12 | Small One Light Outdoor Wall Lantern |  | 8538601EN3-12.jpg | 8538601.jpg
8538601EN3-71 | Small One Light Outdoor Wall Lantern | The Renville modern outdoor wall lantern from Sea Gull Lighting has clean, contemporary lines to make a sleek design statement whether used indoors or outdoors. The geometric, cone profile of the Satin Etched glass shade has subtle ornamentation at the crown and contrasts nicely with the sleek, square backplate. Whether flanking a doorway, garage, patio entrance or pool house, the Renville sconce is a beautiful design accent. The outdoor lighting collection is offered in Satin Aluminum, Black and Antique Bronze finishes and includes two sconce sizes, a small one-light outdoor wall lantern (7.5” high) and a large one-light outdoor wall lantern (10.25” high). | OUTDOOR | Renville | Outdoor Lighting | Antique Bronze | 71 | Aluminum | Satin Etched Glass | D:5.25" H:6" |  |  | 1 Medium A19 9.3w |  | 1 | Yes | [14 empty] | 0 | [12 empty] | 30.98 | 61.96 | 92.94 | D:5 1/4'' W:5 1/4'' H:7 3/8'' E:5 3/4'' | 1.6 | 5.25 |  | 5.25 | 7.375 | Cap Nuts |  |  |  |  | 5.75 |  | No |  | No | [21 empty] | DP:3/4'' W:4 1/2'' H:5'' OB UP:2 1/2'' Rectangular |  |  |  | 6.5 | Black/White |  |  | Hardwired | 0 | 0 | 0 | 1 | 1 | 0 | 0 | 0 | 0 | 0 | 0 | 785652046810 | 13.25 | 9.75 | 8 | 2 | 0.598 | 250 | Yes | [9 empty] | cETL Wet | RENVILLE 1L LANTERN-71 | Small One Light Outdoor Wall Lantern |  | 8538601EN3-71.jpg | 8538601.jpg
8538701-12 | Small One Light Uplight Outdoor Wall Lantern | The Sevier outdoor collection by Sea Gull Lighting brings timeless design to new heights with its traditional design details found in classic outdoor fixtures as well as an open bottom for easy maintenance. Made of durable cast aluminum, a multi-level crown, top finial and stepped-edge back plate complete the traditional look. Offered in Antique Bronze or Black finish, both with Clear glass, the collection includes a one-light outdoor pendant, one-light post lantern, a large one-light uplight outdoor wall lantern, a small one-light uplight outdoor wall lantern, a small one-light downlight outdoor wall lantern, and a large one-light downlight outdoor wall lantern. | OUTDOOR | Sevier | Outdoor Lighting | Black | 12 |  | Clear Glass | W:2.125" H:6" |  |  | 1 Medium A19 100w |  | 1 | No | [14 empty] | 0 | [12 empty] | 33.98 | 67.96 | 101.94 | W:6 1/2'' H:16 1/4'' E:7 3/4'' |  |  |  | 6.5 | 16.25 | Cap Nuts |  |  |  |  | 7.75 |  | No |  | No | [21 empty] | DP:7/8'' W:4 1/2'' H:5 3/8'' OB UP:13 1/2'' OB DOWN:2 3/4'' |  |  |  | 6.5 | Black/White |  |  | Hardwired | 0 | 0 | 0 | 0 | 1 | 0 | 0 | 1 | 0 | 0 | 0 | 785652001307 | 15.5 | 10 | 9 | 3.4 | 0.807 | 175 | Yes | [9 empty] | cETL Wet | SEVIER 1L LANTERN-12 | Small One Light Uplight Outdoor Wall Lantern |  | 8538701-12_alt.png | 8538701.jpg
8538701-71 | Small One Light Uplight Outdoor Wall Lantern | The Sevier outdoor collection by Sea Gull Lighting brings timeless design to new heights with its traditional design details found in classic outdoor fixtures as well as an open bottom for easy maintenance. Made of durable cast aluminum, a multi-level crown, top finial and stepped-edge back plate complete the traditional look. Offered in Antique Bronze or Black finish, both with Clear glass, the collection includes a one-light outdoor pendant, one-light post lantern, a large one-light uplight outdoor wall lantern, a small one-light uplight outdoor wall lantern, a small one-light downlight outdoor wall lantern, and a large one-light downlight outdoor wall lantern. | OUTDOOR | Sevier | Outdoor Lighting | Antique Bronze | 71 |  | Clear Glass | W:2.125" H:6" |  |  | 1 Medium A19 100w |  | 1 | No | [14 empty] | 0 | [12 empty] | 33.98 | 67.96 | 101.94 | W:6 1/2'' H:16 1/4'' E:7 3/4'' |  |  |  | 6.5 | 16.25 | Cap Nuts |  |  |  |  | 7.75 |  | No |  | No | [21 empty] | DP:7/8'' W:4 1/2'' H:5 3/8'' OB UP:13 1/2'' OB DOWN:2 3/4'' |  |  |  | 6.5 | Black/White |  |  | Hardwired | 0 | 0 | 0 | 0 | 1 | 0 | 0 | 1 | 0 | 0 | 0 | 785652001383 | 15.5 | 10 | 9 | 3.4 | 0.807 | 175 | Yes | [9 empty] | cETL Wet | SEVIER 1L LANTERN-71 | Small One Light Uplight Outdoor Wall Lantern |  | 8538701-71_alt.png | 8538701.jpg
8538751-12 | Small One Light Uplight Outdoor Wall Lantern | The Sevier outdoor collection by Sea Gull Lighting brings timeless design to new heights with its traditional design details found in classic outdoor fixtures as well as an open bottom for easy maintenance. Made of durable cast aluminum, a multi-level crown, top finial and stepped-edge back plate complete the traditional look. Offered in Antique Bronze or Black finish, both with Clear glass, the collection includes a one-light outdoor pendant, one-light post lantern, a large one-light uplight outdoor wall lantern, a small one-light uplight outdoor wall lantern, a small one-light downlight outdoor wall lantern, and a large one-light downlight outdoor wall lantern. | OUTDOOR | Sevier | Outdoor Lighting | Black | 12 |  | Satin Etched Glass | W:2.125" H:6" |  |  | 1 Medium A19 100w |  | 1 | No | [14 empty] | 0 | [12 empty] | 32.45 | 64.9 | 97.35 | W:6 1/2'' H:16 1/4'' E:7 3/4'' |  |  |  | 6.5 | 16.25 | Cap Nuts |  |  |  |  | 7.75 |  | No |  | No | [21 empty] | DP:7/8'' W:4 1/2'' H:5 3/8'' OB UP:13 1/2'' OB DOWN:2 3/4'' |  |  |  | 6.5 | Black/White |  |  | Hardwired | 0 | 0 | 0 | 0 | 1 | 0 | 0 | 1 | 0 | 0 | 0 | 785652056154 | 15.5 | 10 | 9 | 3.4 | 0.807 | 175 | Yes | [9 empty] | cETL Wet | SEVIER 1L LANTERN-12 | Small One Light Uplight Outdoor Wall Lantern |  | 8538751-12.jpg | 8538751.jpg
8538751-71 | Small One Light Uplight Outdoor Wall Lantern | The Sevier outdoor collection by Sea Gull Lighting brings timeless design to new heights with its traditional design details found in classic outdoor fixtures as well as an open bottom for easy maintenance. Made of durable cast aluminum, a multi-level crown, top finial and stepped-edge back plate complete the traditional look. Offered in Antique Bronze or Black finish, both with Clear glass, the collection includes a one-light outdoor pendant, one-light post lantern, a large one-light uplight outdoor wall lantern, a small one-light uplight outdoor wall lantern, a small one-light downlight outdoor wall lantern, and a large one-light downlight outdoor wall lantern. | OUTDOOR | Sevier | Outdoor Lighting | Antique Bronze | 71 |  | Satin Etched Glass | W:2.125" H:6" |  |  | 1 Medium A19 100w |  | 1 | No | [14 empty] | 0 | [12 empty] | 32.45 | 64.9 | 97.35 | W:6 1/2'' H:16 1/4'' E:7 3/4'' |  |  |  | 6.5 | 16.25 | Cap Nuts |  |  |  |  | 7.75 |  | No |  | No | [21 empty] | DP:7/8'' W:4 1/2'' H:5 3/8'' OB UP:13 1/2'' OB DOWN:2 3/4'' |  |  |  | 6.5 | Black/White |  |  | Hardwired | 0 | 0 | 0 | 0 | 1 | 0 | 0 | 1 | 0 | 0 | 0 | 785652056161 | 15.5 | 10 | 9 | 3.4 | 0.807 | 175 | Yes | [9 empty] | cETL Wet | SEVIER 1L LANTERN-71 | Small One Light Uplight Outdoor Wall Lantern |  | 8538751-71.jpg | 8538751.jpg
8538751EN3-12 | Small One Light Uplight Outdoor Wall Lantern | The Sevier outdoor collection by Sea Gull Lighting brings timeless design to new heights with its traditional design details found in classic outdoor fixtures as well as an open bottom for easy maintenance. Made of durable cast aluminum, a multi-level crown, top finial and stepped-edge back plate complete the traditional look. Offered in Antique Bronze or Black finish, both with Clear glass, the collection includes a one-light outdoor pendant, one-light post lantern, a large one-light uplight outdoor wall lantern, a small one-light uplight outdoor wall lantern, a small one-light downlight outdoor wall lantern, and a large one-light downlight outdoor wall lantern. | OUTDOOR | Sevier | Outdoor Lighting | Black | 12 |  | Satin Etched Glass | W:2.125" H:6" |  |  | 1 Medium A19 9.3w |  | 1 | Yes | [14 empty] | 0 | [12 empty] | 37.45 | 74.9 | 112.35 | W:6 1/2'' H:16 1/4'' E:7 3/4'' |  |  |  | 6.5 | 16.25 | Cap Nuts |  |  |  |  | 7.75 |  | No |  | No | [21 empty] | DP:7/8'' W:4 1/2'' H:5 3/8'' OB UP:13 1/2'' OB DOWN:2 3/4'' |  |  |  | 6.5 | Black/White |  |  | Hardwired | 0 | 0 | 0 | 1 | 1 | 0 | 0 | 0 | 0 | 0 | 0 | 785652056277 | 15.5 | 10 | 9 | 3.4 | 0.807 | 175 | Yes | [9 empty] | cETL Wet | SEVIER 1L LANTERN-12 | Small One Light Uplight Outdoor Wall Lantern |  | 8538751EN3-12.jpg | 8538751EN3.jpg
8538751EN3-71 | Small One Light Uplight Outdoor Wall Lantern | The Sevier outdoor collection by Sea Gull Lighting brings timeless design to new heights with its traditional design details found in classic outdoor fixtures as well as an open bottom for easy maintenance. Made of durable cast aluminum, a multi-level crown, top finial and stepped-edge back plate complete the traditional look. Offered in Antique Bronze or Black finish, both with Clear glass, the collection includes a one-light outdoor pendant, one-light post lantern, a large one-light uplight outdoor wall lantern, a small one-light uplight outdoor wall lantern, a small one-light downlight outdoor wall lantern, and a large one-light downlight outdoor wall lantern. | OUTDOOR | Sevier | Outdoor Lighting | Antique Bronze | 71 |  | Satin Etched Glass | W:2.125" H:6" |  |  | 1 Medium A19 9.3w |  | 1 | Yes | [14 empty] | 0 | [12 empty] | 37.45 | 74.9 | 112.35 | W:6 1/2'' H:16 1/4'' E:7 3/4'' |  |  |  | 6.5 | 16.25 | Cap Nuts |  |  |  |  | 7.75 |  | No |  | No | [21 empty] | DP:7/8'' W:4 1/2'' H:5 3/8'' OB UP:13 1/2'' OB DOWN:2 3/4'' |  |  |  | 6.5 | Black/White |  |  | Hardwired | 0 | 0 | 0 | 1 | 1 | 0 | 0 | 0 | 0 | 0 | 0 | 785652056284 | 15.5 | 10 | 9 | 3.4 | 0.807 | 175 | Yes | [9 empty] | cETL Wet | SEVIER 1L LANTERN-71 | Small One Light Uplight Outdoor Wall Lantern |  | 8538751EN3-71.jpg | 8538751EN3.jpg
8543193S-12 | Small LED Outdoor Wall Lantern |  | OUTDOOR | Rebay | Outdoor Lighting | Black | 12 | Aluminum |  |  |  | Etched / White Inside Glass |  |  | 1 | No | 450 | 3000 | 90 | 5 | 120 | 19 - Integrated | LED - Array |  |  |  | LED | 5 | 5 | 50000 | 0 | [12 empty] | 79.5 | 159 | 238.5 | W:5 3/8'' H:9 5/16'' E:3 5/16'' |  |  |  | 5.375 | 9.3125 | Screw(s) |  |  |  |  | 3.3125 |  | No |  | No | [21 empty] | DP:7/8'' W:5 3/8'' H:9 5/16'' OB UP:4 3/16'' Rectangular |  |  |  | 6.5 | Black/White |  |  | Hardwired | 1 | 0 | 0 | 0 | 1 | 0 | 1 | 0 | 0 | 0 | 0 | 785652076862 | [16 empty] | cETL Wet | REBAY LED SM WALL-12 | Small LED Outdoor Wall Lantern |  | 8543193S-12.jpg | 8543193S.jpg
8543193S-71 | Small LED Outdoor Wall Lantern |  | OUTDOOR | Rebay | Outdoor Lighting | Antique Bronze | 71 | Aluminum |  |  |  | Etched / White Inside Glass |  |  | 1 | No | 450 | 3000 | 90 | 5 | 120 | 19 - Integrated | LED - Array |  |  |  | LED | 5 | 5 | 50000 | 0 | [12 empty] | 79.5 | 159 | 238.5 | W:5 3/8'' H:9 5/16'' E:3 5/16'' |  |  |  | 5.375 | 9.3125 | Screw(s) |  |  |  |  | 3.3125 |  | No |  | No | [21 empty] | DP:7/8'' W:5 3/8'' H:9 5/16'' OB UP:4 3/16'' Rectangular |  |  |  | 6.5 | Black/White |  |  | Hardwired | 1 | 0 | 0 | 0 | 1 | 0 | 1 | 0 | 0 | 0 | 0 | 785652076879 | [16 empty] | cETL Wet | REBAY LED SM WALL-71 | Small LED Outdoor Wall Lantern |  | 8543193S-71.jpg | 8543193S.jpg
8547401-12 | Small One Light Outdoor Wall Lantern | The decorative, sturdy Gealan Collection is a versatile outdoor product line built to last. Echoing classic lampposts while using modern silhouettes and glass panels creates a smooth transitional style. Give outdoor settings a refreshing new look with beautifully framed lighting. Available in a variety of sizes for flexible options to match any exterior. Choose from Painted Brushed Nickel finish with Clear Ribbed glass or Black finish with Satin Etched glass. The proprietary StoneStrong material withstands all weather climes. StoneStrong material is rust-proof and built to last in any outside environment, including coastal, dry, and harsh winter or summer climates. StoneStrong is also backed by a robust warranty. | OUTDOOR | Gaelan | Outdoor Lighting | Black | 12 | StoneStrong | Satin Etched Glass | W:3.75" H:6" |  |  | 1 Medium A19 75w |  | 1 | No | [14 empty] | 0 | [12 empty] | 60.48 | 120.96 | 181.44 | W:5 3/8'' H:10 1/4'' E:5 7/8'' | 2.4 |  |  | 5.375 | 10.25 | Cap Nuts |  |  |  |  | 5.875 |  | No |  | No | [21 empty] | DP:13/16'' W:4 7/16'' H:5 1/4'' OB UP:6 1/2'' Rectangular |  |  |  | 6.5 | Black/White |  |  | Hardwired | 0 | 0 | 0 | 0 | 1 | 0 | 0 | 1 | 0 | 0 | 0 | 785652056338 | 12.75 | 10.5 | 9 | 3.1 | 0.697 | 175 | Yes | [9 empty] | cETL Wet | GAELAN 1L WALL LANTERN-12 | Small One Light Outdoor Wall Lantern |  | 8547401-12.png | 8547401.jpg
8547401EN3-12 | Small One Light Outdoor Wall Lantern | The decorative, sturdy Gealan Collection is a versatile outdoor product line built to last. Echoing classic lampposts while using modern silhouettes and glass panels creates a smooth transitional style. Give outdoor settings a refreshing new look with beautifully framed lighting. Available in a variety of sizes for flexible options to match any exterior. Choose from Painted Brushed Nickel finish with Clear Ribbed glass or Black finish with Satin Etched glass. The proprietary StoneStrong material withstands all weather climes. StoneStrong material is rust-proof and built to last in any outside environment, including coastal, dry, and harsh winter or summer climates. StoneStrong is also backed by a robust warranty. | OUTDOOR | Gaelan | Outdoor Lighting | Black | 12 | StoneStrong | Satin Etched Glass | W:3.75" H:6" |  |  | 1 Medium A19 9.3w |  | 1 | Yes | [14 empty] | 0 | [12 empty] | 63.45 | 126.9 | 190.35 | W:5 3/8'' H:10 1/4'' E:5 7/8'' | 2.4 |  |  | 5.375 | 10.25 | Cap Nuts |  |  |  |  | 5.875 |  | No |  | No | [21 empty] | DP:13/16'' W:4 7/16'' H:5 1/4'' OB UP:6 1/2'' Rectangular |  |  |  | 6.5 | Black/White |  |  | Hardwired | 0 | 0 | 0 | 1 | 1 | 0 | 0 | 0 | 0 | 0 | 0 | 785652056727 | 12.75 | 10.5 | 9 | 3.1 | 0.697 | 175 | Yes | [9 empty] | cETL Wet | GAELAN 1L WALL LANTERN-12 | Small One Light Outdoor Wall Lantern |  | 8547401EN3-12.png | 8547401EN3.jpg
8547431-753 | Small One Light Outdoor Wall Lantern | The decorative, sturdy Gealan Collection is a versatile outdoor product line built to last. Echoing classic lampposts while using modern silhouettes and glass panels creates a smooth transitional style. Give outdoor settings a refreshing new look with beautifully framed lighting. Available in a variety of sizes for flexible options to match any exterior. Choose from Painted Brushed Nickel finish with Clear Ribbed glass or Black finish with Satin Etched glass. The proprietary StoneStrong material withstands all weather climes. StoneStrong material is rust-proof and built to last in any outside environment, including coastal, dry, and harsh winter or summer climates. StoneStrong is also backed by a robust warranty. | OUTDOOR | Gaelan | Outdoor Lighting | Painted Brushed Nickel | 753 | StoneStrong | Clear Ribbed Glass | W:3.75" H:6" |  |  | 1 Medium A19 75w |  | 1 | No | [14 empty] | 0 | [12 empty] | 57.45 | 114.9 | 172.35 | W:5 3/8'' H:10 1/4'' E:5 7/8'' | 2.4 |  |  | 5.375 | 10.25 | Cap Nuts |  |  |  |  | 5.875 |  | No |  | No | [21 empty] | DP:13/16'' W:4 7/16'' H:5 1/4'' OB UP:6 1/2'' Rectangular |  |  |  | 6.5 | Black/White |  |  | Hardwired | 0 | 0 | 0 | 0 | 1 | 0 | 0 | 1 | 0 | 0 | 0 | 785652056345 | 12.75 | 10.5 | 8.75 | 3.2 | 0.678 | 175 | Yes | [9 empty] | cETL Wet | GAELAN 1L WALL LANTERN-753 | Small One Light Outdoor Wall Lantern |  | 8547431-753.png | 8547431.jpg
8547431EN3-753 | Small One Light Outdoor Wall Lantern | The decorative, sturdy Gealan Collection is a versatile outdoor product line built to last. Echoing classic lampposts while using modern silhouettes and glass panels creates a smooth transitional style. Give outdoor settings a refreshing new look with beautifully framed lighting. Available in a variety of sizes for flexible options to match any exterior. Choose from Painted Brushed Nickel finish with Clear Ribbed glass or Black finish with Satin Etched glass. The proprietary StoneStrong material withstands all weather climes. StoneStrong material is rust-proof and built to last in any outside environment, including coastal, dry, and harsh winter or summer climates. StoneStrong is also backed by a robust warranty. | OUTDOOR | Gaelan | Outdoor Lighting | Painted Brushed Nickel | 753 | StoneStrong | Clear Ribbed Glass | W:3.75" H:6" |  |  | 1 Medium A19 9.3w |  | 1 | Yes | [14 empty] | 0 | [12 empty] | 63.45 | 126.9 | 190.35 | W:5 3/8'' H:10 1/4'' E:5 7/8'' | 2.4 |  |  | 5.375 | 10.25 | Cap Nuts |  |  |  |  | 5.875 |  | No |  | No | [21 empty] | DP:13/16'' W:4 7/16'' H:5 1/4'' OB UP:6 1/2'' Rectangular |  |  |  | 6.5 | Black/White |  |  | Hardwired | 0 | 0 | 0 | 1 | 1 | 0 | 0 | 0 | 0 | 0 | 0 | 785652056734 | 12.75 | 10.5 | 8.75 | 3.2 | 0.678 | 175 | Yes | [9 empty] | cETL Wet | GAELAN 1L WALL LANTERN-753 | Small One Light Outdoor Wall Lantern |  | 8547431EN3-753.png | 8547431EN3.jpg
8547701-04 | Small One Light Outdoor Wall Lantern | The traditional Fredericksburg outdoor lighting collection by Sea Gull Lighting is an authentic take on the classic station light, perfect for a coastal hideaway, country home or urban abode, and can even be used indoors to enhance rustic décor. The two finish options of Satin Aluminum and Weathered Copper create completely different looks. Compliant with Dark Sky standards, the fixtures purposefully direct light downward, limiting any light leak out the sides. The collection includes a one-light outdoor pendant and small and large one-light outdoor wall lanterns. Incandescent, integrated LED and ENERGY STAR-qualified LED lamping are available. The advanced, integrated LED option has warm-on-dim technology that warms in color when dimmed, going from 2700K to 2200K and is California Title 24 compliant. | OUTDOOR | Fredricksburg | Outdoor Lighting | Satin Aluminum | 4 | Aluminum |  |  |  |  | 1 Medium A19 100w |  | 1 | No | [14 empty] | 0 | [12 empty] | 49.98 | 99.96 | 149.94 | D:10'' W:10'' H:11 15/16'' E:11 5/8'' | 2.6 | 10 |  | 10 | 11.9375 | Single Cap Nut |  |  |  |  | 11.625 |  | No |  | No | [21 empty] | D:4 3/4'' DP:1 1/8'' OB UP:5 3/4'' OB DOWN:6 1/4'' Round |  |  |  | 6 | Black/White |  |  | Hardwired | 0 | 0 | 0 | 0 | 1 | 0 | 0 | 1 | 0 | 0 | 0 | 785652108563 | 14.5 | 14.5 | 12 | 3.4 | 1.46 | 250 | Yes | [9 empty] | cETL Wet | FREDRICKSBURG 1L LANTERN-04 | Small One Light Outdoor Wall Lantern |  | 8547701-04.jpg | 8547701.jpg
8547701-04/T | Small One Light Outdoor Turtle Friendly Wall Lantern | The traditional Fredericksburg outdoor lighting collection by Sea Gull Lighting is an authentic take on the classic station light, perfect for a coastal hideaway, country home or urban abode, and can even be used indoors to enhance rustic décor. The two finish options of Satin Aluminum and Weathered Copper create completely different looks. Compliant with Dark Sky standards, the fixtures purposefully direct light downward, limiting any light leak out the sides. The collection includes a one-light outdoor pendant and small and large one-light outdoor wall lanterns. Incandescent, integrated LED and ENERGY STAR-qualified LED lamping are available. The advanced, integrated LED option has warm-on-dim technology that warms in color when dimmed, going from 2700K to 2200K and is California Title 24 compliant. | OUTDOOR | Fredricksburg | Outdoor Lighting | Satin Aluminum | 4 | Aluminum |  |  |  |  | 1 Medium PAR20 7w |  | 1 | Yes | [14 empty] | 0 | [12 empty] | 81.48 | 162.96 | 244.44 | D:10'' W:10'' H:11 15/16'' E:11 5/8'' | 2.6 | 10 |  | 10 | 11.9375 | Single Cap Nut |  |  |  |  | 11.625 |  | No |  | No | [21 empty] | D:4 3/4'' DP:1 1/8'' OB UP:5 3/4'' OB DOWN:6 1/4'' Round |  |  |  | 6 | Black/White |  |  | Hardwired | 0 | 0 | 0 | 0 | 1 | 0 | 0 | 0 | 0 | 0 | 0 | 785652074424 | 14.5 | 14.5 | 12 | 3.4 | 1.46 | 250 | Yes | [9 empty] | cETL Wet | FREDRICKSBURG 1L LANTERN-04 | Small One Light Outdoor Turtle Friendly Wall Lantern |  | 8547701-04_T.jpg | 8547701.jpg
8547701-44 | Small One Light Outdoor Wall Lantern | The traditional Fredericksburg outdoor lighting collection by Sea Gull Lighting is an authentic take on the classic station light, perfect for a coastal hideaway, country home or urban abode, and can even be used indoors to enhance rustic décor. The two finish options of Satin Aluminum and Weathered Copper create completely different looks. Compliant with Dark Sky standards, the fixtures purposefully direct light downward, limiting any light leak out the sides. The collection includes a one-light outdoor pendant and small and large one-light outdoor wall lanterns. Incandescent, integrated LED and ENERGY STAR-qualified LED lamping are available. The advanced, integrated LED option has warm-on-dim technology that warms in color when dimmed, going from 2700K to 2200K and is California Title 24 compliant. | OUTDOOR | Fredricksburg | Outdoor Lighting | Weathered Copper | 44 | Aluminum |  |  |  |  | 1 Medium A19 100w |  | 1 | No | [14 empty] | 0 | [12 empty] | 49.98 | 99.96 | 149.94 | D:10'' W:10'' H:11 15/16'' E:11 5/8'' | 2.6 | 10 |  | 10 | 11.9375 | Single Cap Nut |  |  |  |  | 11.625 |  | No |  | No | [21 empty] | D:4 3/4'' DP:1 1/8'' OB UP:5 3/4'' OB DOWN:6 1/4'' Round |  |  |  | 6 | Black/White |  |  | Hardwired | 0 | 0 | 0 | 0 | 1 | 0 | 0 | 1 | 0 | 0 | 0 | 785652108570 | 14.75 | 14.75 | 12.25 | 3.2 | 1.542 | 250 | Yes | [9 empty] | cETL Wet | FREDRICKSBURG 1L LANTERN-44 | Small One Light Outdoor Wall Lantern |  | 8547701-44.jpg | 8547701.jpg
8547701-44/T | Small One Light Outdoor Turtle Friendly Wall Lantern | The traditional Fredericksburg outdoor lighting collection by Sea Gull Lighting is an authentic take on the classic station light, perfect for a coastal hideaway, country home or urban abode, and can even be used indoors to enhance rustic décor. The two finish options of Satin Aluminum and Weathered Copper create completely different looks. Compliant with Dark Sky standards, the fixtures purposefully direct light downward, limiting any light leak out the sides. The collection includes a one-light outdoor pendant and small and large one-light outdoor wall lanterns. Incandescent, integrated LED and ENERGY STAR-qualified LED lamping are available. The advanced, integrated LED option has warm-on-dim technology that warms in color when dimmed, going from 2700K to 2200K and is California Title 24 compliant. | OUTDOOR | Fredricksburg | Outdoor Lighting | Weathered Copper | 44 | Aluminum |  |  |  |  | 1 Medium PAR20 7w |  | 1 | Yes | [14 empty] | 0 | [12 empty] | 77.95 | 155.9 | 233.85 | D:10'' W:10'' H:11 15/16'' E:11 5/8'' | 2.6 | 10 |  | 10 | 11.9375 | Single Cap Nut |  |  |  |  | 11.625 |  | No |  | No | [21 empty] | D:4 3/4'' DP:1 1/8'' OB UP:5 3/4'' OB DOWN:6 1/4'' Round |  |  |  | 6 | Black/White |  |  | Hardwired | 0 | 0 | 0 | 0 | 1 | 0 | 0 | 0 | 0 | 0 | 0 | 785652074431 | 14.75 | 14.75 | 12.25 | 3.2 | 1.542 | 250 | Yes | [9 empty] | cETL Wet | FREDRICKSBURG 1L LANTERN-44 | Small One Light Outdoor Turtle Friendly Wall Lantern |  | 8547701-44_T.jpg | 8547701.jpg
8547701EN3-04 | Small One Light Outdoor Wall Lantern | The traditional Fredericksburg outdoor lighting collection by Sea Gull Lighting is an authentic take on the classic station light, perfect for a coastal hideaway, country home or urban abode, and can even be used indoors to enhance rustic décor. The two finish options of Satin Aluminum and Weathered Copper create completely different looks. Compliant with Dark Sky standards, the fixtures purposefully direct light downward, limiting any light leak out the sides. The collection includes a one-light outdoor pendant and small and large one-light outdoor wall lanterns. Incandescent, integrated LED and ENERGY STAR-qualified LED lamping are available. The advanced, integrated LED option has warm-on-dim technology that warms in color when dimmed, going from 2700K to 2200K and is California Title 24 compliant. | OUTDOOR | Fredricksburg | Outdoor Lighting | Satin Aluminum | 4 | Aluminum |  |  |  |  | 1 Medium A19 9.3w |  | 1 | Yes | [14 empty] | 0 | [12 empty] | 55.98 | 111.96 | 167.94 | D:10'' W:10'' H:11 15/16'' E:11 5/8'' | 2.6 | 10 |  | 10 | 11.9375 | Single Cap Nut |  |  |  |  | 11.625 |  | No |  | No | [21 empty] | D:4 3/4'' DP:1 1/8'' OB UP:5 3/4'' OB DOWN:6 1/4'' Round |  |  |  | 6 | Black/White |  |  | Hardwired | 0 | 0 | 0 | 1 | 1 | 0 | 0 | 0 | 0 | 0 | 0 | 785652045707 | 14.5 | 14.5 | 12 | 3.4 | 1.46 | 250 | Yes | [9 empty] | cETL Wet | FREDRICKSBURG 1L LANTERN-04 | Small One Light Outdoor Wall Lantern |  | 8547701EN3-04.jpg | 8547701.jpg
8547701EN3-44 | Small One Light Outdoor Wall Lantern | The traditional Fredericksburg outdoor lighting collection by Sea Gull Lighting is an authentic take on the classic station light, perfect for a coastal hideaway, country home or urban abode, and can even be used indoors to enhance rustic décor. The two finish options of Satin Aluminum and Weathered Copper create completely different looks. Compliant with Dark Sky standards, the fixtures purposefully direct light downward, limiting any light leak out the sides. The collection includes a one-light outdoor pendant and small and large one-light outdoor wall lanterns. Incandescent, integrated LED and ENERGY STAR-qualified LED lamping are available. The advanced, integrated LED option has warm-on-dim technology that warms in color when dimmed, going from 2700K to 2200K and is California Title 24 compliant. | OUTDOOR | Fredricksburg | Outdoor Lighting | Weathered Copper | 44 | Aluminum |  |  |  |  | 1 Medium A19 9.3w |  | 1 | Yes | [14 empty] | 0 | [12 empty] | 55.98 | 111.96 | 167.94 | D:10'' W:10'' H:11 15/16'' E:11 5/8'' | 2.6 | 10 |  | 10 | 11.9375 | Single Cap Nut |  |  |  |  | 11.625 |  | No |  | No | [21 empty] | D:4 3/4'' DP:1 1/8'' OB UP:5 3/4'' OB DOWN:6 1/4'' Round |  |  |  | 6 | Black/White |  |  | Hardwired | 0 | 0 | 0 | 1 | 1 | 0 | 0 | 0 | 0 | 0 | 0 | 785652045714 | 14.75 | 14.75 | 12.25 | 3.2 | 1.542 | 250 | Yes | [9 empty] | cETL Wet | FREDRICKSBURG 1L LANTERN-44 | Small One Light Outdoor Wall Lantern |  | 8547701EN3-44.jpg | 8547701.jpg
8547793S-04 | Small LED Outdoor Wall Lantern | The traditional Fredericksburg outdoor lighting collection by Sea Gull Lighting is an authentic take on the classic station light, perfect for a coastal hideaway, country home or urban abode, and can even be used indoors to enhance rustic décor. The two finish options of Satin Aluminum and Weathered Copper create completely different looks. Compliant with Dark Sky standards, the fixtures purposefully direct light downward, limiting any light leak out the sides. The collection includes a one-light outdoor pendant and small and large one-light outdoor wall lanterns. Incandescent, integrated LED and ENERGY STAR-qualified LED lamping are available. The advanced, integrated LED option has warm-on-dim technology that warms in color when dimmed, going from 2700K to 2200K and is California Title 24 compliant. | OUTDOOR | Fredricksburg | Outdoor Lighting | Satin Aluminum | 4 | Aluminum | [6 empty] | 1 | No | 1000 | 3000 | 90 | 14 | 120 | 19 - Integrated | MODS - Modules |  | 5 | 100 | LED | 14 | 14 | 50000 | 0 | [12 empty] | 67.98 | 135.96 | 203.94 | D:10'' W:10'' H:11 15/16'' E:11 5/8'' | 2.6 | 10 |  | 10 | 11.9375 | Single Cap Nut |  |  |  |  | 11.625 |  | No |  | No | [21 empty] | D:4 3/4'' DP:1 1/8'' OB UP:5 3/4'' OB DOWN:6 1/4'' Round |  |  |  | 6 | Black/White |  |  | Hardwired | 0 | 0 | 0 | 0 | 1 | 0 | 0 | 0 | 0 | 0 | 0 | 785652064593 | 15 | 14.75 | 12.75 | 3.3 | 1.632 | 250 | Yes | [9 empty] | cETL Wet | FREDRICKSBURG LED LANTERN-04 | Small LED Outdoor Wall Lantern |  | 8547793S-04.jpg | 8547701.jpg
8547793S-44 | Small LED Outdoor Wall Lantern | The traditional Fredericksburg outdoor lighting collection by Sea Gull Lighting is an authentic take on the classic station light, perfect for a coastal hideaway, country home or urban abode, and can even be used indoors to enhance rustic décor. The two finish options of Satin Aluminum and Weathered Copper create completely different looks. Compliant with Dark Sky standards, the fixtures purposefully direct light downward, limiting any light leak out the sides. The collection includes a one-light outdoor pendant and small and large one-light outdoor wall lanterns. Incandescent, integrated LED and ENERGY STAR-qualified LED lamping are available. The advanced, integrated LED option has warm-on-dim technology that warms in color when dimmed, going from 2700K to 2200K and is California Title 24 compliant. | OUTDOOR | Fredricksburg | Outdoor Lighting | Weathered Copper | 44 | Aluminum | [6 empty] | 1 | No | 1000 | 3000 | 90 | 14 | 120 | 19 - Integrated | MODS - Modules |  | 5 | 100 | LED | 14 | 14 | 50000 | 0 | [12 empty] | 67.98 | 135.96 | 203.94 | D:10'' W:10'' H:11 15/16'' E:11 5/8'' | 2.6 | 10 |  | 10 | 11.9375 | Single Cap Nut |  |  |  |  | 11.625 |  | No |  | No | [21 empty] | D:4 3/4'' DP:1 1/8'' OB UP:5 3/4'' OB DOWN:6 1/4'' Round |  |  |  | 6 | Black/White |  |  | Hardwired | 0 | 0 | 0 | 0 | 1 | 0 | 0 | 0 | 0 | 0 | 0 | 785652064609 | 15 | 14.75 | 12.75 | 3.4 | 1.632 | 250 | Yes | [9 empty] | cETL Wet | FREDRICKSBURG LED LANTERN-44 | Small LED Outdoor Wall Lantern |  | 8547793S-44.jpg | 8547701.jpg
8547901-12 | Small One Light Outdoor Wall Lantern | The transitional Crowell outdoor lighting collection by Sea Gull Lighting conveys Art Deco influences with its linear, vertical details and clean, overall design. Their large scale gives these light fixtures real presence without competing with the residential architecture they adorn. The lighting collection, offered in Antique Bronze finish with Crème Parchment glass or Black finish with Satin Etched glass, offers a one-light outdoor pendant, a two-light outdoor ceiling flush mount, a one-light outdoor post lantern, and small, medium and large one-light outdoor wall lanterns also available in Dark Sky versions. Incandescent, integrated LED and ENERGY STAR-qualified LED lamping are available. The advanced, integrated LED option has warm-on-dim technology that warms in color when dimmed, going from 2700K to 2200K and is California Title 24 compliant. | OUTDOOR | Crowell | Outdoor Lighting | Black | 12 | Aluminum | Satin Etched Glass | D:3.9375" H:7" |  |  | 1 Medium A19 60w |  | 1 | No | [14 empty] | 0 | [12 empty] | 72.98 | 145.96 | 218.94 | W:6'' H:10'' E:7 1/2'' | 2.3 |  |  | 6 | 10 | Cap Nuts |  |  |  |  | 7.5 |  | No |  | No | [21 empty] | DP:3/4'' W:4 13/32'' H:4 13/32'' OB UP:3 1/4'' OB DOWN:6 3/4'' Square |  |  |  | 6 | Black/White |  |  | Hardwired | 0 | 0 | 0 | 0 | 1 | 0 | 0 | 1 | 0 | 0 | 0 | 785652107924 | 13 | 9.25 | 8.25 | 3.1 | 0.574 | 175 | Yes | [9 empty] | cETL Wet | CROWELL 1L LANTERN-12 | Small One Light Outdoor Wall Lantern |  | 8547901-12.jpg | 8547901.jpg
8547901-71 | Small One Light Outdoor Wall Lantern | The transitional Crowell outdoor lighting collection by Sea Gull Lighting conveys Art Deco influences with its linear, vertical details and clean, overall design. Their large scale gives these light fixtures real presence without competing with the residential architecture they adorn. The lighting collection, offered in Antique Bronze finish with Crème Parchment glass or Black finish with Satin Etched glass, offers a one-light outdoor pendant, a two-light outdoor ceiling flush mount, a one-light outdoor post lantern, and small, medium and large one-light outdoor wall lanterns also available in Dark Sky versions. Incandescent, integrated LED and ENERGY STAR-qualified LED lamping are available. The advanced, integrated LED option has warm-on-dim technology that warms in color when dimmed, going from 2700K to 2200K and is California Title 24 compliant. | OUTDOOR | Crowell | Outdoor Lighting | Antique Bronze | 71 | Aluminum | Creme Parchment Glass | D:3.9375" H:7" |  |  | 1 Medium A19 60w |  | 1 | No | [14 empty] | 0 | [12 empty] | 72.98 | 145.96 | 218.94 | W:6'' H:10'' E:7 1/2'' | 2.3 |  |  | 6 | 10 | Cap Nuts |  |  |  |  | 7.5 |  | No |  | No | [21 empty] | DP:3/4'' W:4 13/32'' H:4 13/32'' OB UP:3 1/4'' OB DOWN:6 3/4'' Square |  |  |  | 6 | Black/White |  |  | Hardwired | 0 | 0 | 0 | 0 | 1 | 0 | 0 | 1 | 0 | 0 | 0 | 785652107931 | 13 | 9.25 | 8.25 | 3.1 | 0.574 | 175 | Yes | [9 empty] | cETL Wet | CROWELL 1L LANTERN-71 | Small One Light Outdoor Wall Lantern |  | 8547901-71.jpg | 8547901.jpg
8547901DEN3-12 | Small One Light Outdoor Wall Lantern | The transitional Crowell outdoor lighting collection by Sea Gull Lighting conveys Art Deco influences with its linear, vertical details and clean, overall design. Their large scale gives these light fixtures real presence without competing with the residential architecture they adorn. The lighting collection, offered in Antique Bronze finish with Crème Parchment glass or Black finish with Satin Etched glass, offers a one-light outdoor pendant, a two-light outdoor ceiling flush mount, a one-light outdoor post lantern, and small, medium and large one-light outdoor wall lanterns also available in Dark Sky versions. Incandescent, integrated LED and ENERGY STAR-qualified LED lamping are available. The advanced, integrated LED option has warm-on-dim technology that warms in color when dimmed, going from 2700K to 2200K and is California Title 24 compliant. | OUTDOOR | Crowell | Outdoor Lighting | Black | 12 | Aluminum | Satin Etched Glass | D:3.9375" H:7" |  |  | 1 Medium A19 9.3w |  | 1 | Yes | [14 empty] | 0 | [12 empty] | 88.98 | 177.96 | 266.94 | W:6'' H:10'' E:7 1/2'' | 2.3 |  |  | 6 | 10 | Cap Nuts |  |  |  |  | 7.5 |  | No |  | No | [21 empty] | DP:3/4'' W:4 13/32'' H:4 13/32'' OB UP:3 1/4'' OB DOWN:6 3/4'' Square |  |  |  | 6 | Black/White |  |  | Hardwired | 0 | 0 | 0 | 1 | 1 | 0 | 0 | 0 | 0 | 0 | 0 | 785652065651 | 13 | 9.25 | 8.25 | 3.1 | 0.574 | 175 | Yes | [9 empty] | cETL Wet | CROWELL 1L LANTERN-12 | Small One Light Outdoor Wall Lantern |  | 8547901DEN3-12.jpg | 8547901DEN.jpg
8547901DEN3-71 | Small One Light Outdoor Wall Lantern | The transitional Crowell outdoor lighting collection by Sea Gull Lighting conveys Art Deco influences with its linear, vertical details and clean, overall design. Their large scale gives these light fixtures real presence without competing with the residential architecture they adorn. The lighting collection, offered in Antique Bronze finish with Crème Parchment glass or Black finish with Satin Etched glass, offers a one-light outdoor pendant, a two-light outdoor ceiling flush mount, a one-light outdoor post lantern, and small, medium and large one-light outdoor wall lanterns also available in Dark Sky versions. Incandescent, integrated LED and ENERGY STAR-qualified LED lamping are available. The advanced, integrated LED option has warm-on-dim technology that warms in color when dimmed, going from 2700K to 2200K and is California Title 24 compliant. | OUTDOOR | Crowell | Outdoor Lighting | Antique Bronze | 71 | Aluminum | White Aluminum | D:3.75" H:7" |  |  | 1 Medium A19 9.3w |  | 1 | Yes | [14 empty] | 0 | [12 empty] | 88.98 | 177.96 | 266.94 | W:6'' H:10'' E:7 1/2'' | 2.3 |  |  | 6 | 10 | Cap Nuts |  |  |  |  | 7.5 |  | No |  | No | [21 empty] | DP:3/4'' W:4 13/32'' H:4 13/32'' OB UP:3 1/4'' OB DOWN:6 3/4'' Square |  |  |  | 6 | Black/White |  |  | Hardwired | 0 | 0 | 0 | 1 | 1 | 0 | 0 | 0 | 0 | 0 | 0 | 785652065668 | 13 | 9.25 | 8.25 | 3.1 | 0.574 | 175 | Yes | [9 empty] | cETL Wet | CROWELL 1L LANTERN-71 | Small One Light Outdoor Wall Lantern |  | 8547901DEN3-71.jpg | 8547901DEN.jpg
8547901EN3-12 | Small One Light Outdoor Wall Lantern | The transitional Crowell outdoor lighting collection by Sea Gull Lighting conveys Art Deco influences with its linear, vertical details and clean, overall design. Their large scale gives these light fixtures real presence without competing with the residential architecture they adorn. The lighting collection, offered in Antique Bronze finish with Crème Parchment glass or Black finish with Satin Etched glass, offers a one-light outdoor pendant, a two-light outdoor ceiling flush mount, a one-light outdoor post lantern, and small, medium and large one-light outdoor wall lanterns also available in Dark Sky versions. Incandescent, integrated LED and ENERGY STAR-qualified LED lamping are available. The advanced, integrated LED option has warm-on-dim technology that warms in color when dimmed, going from 2700K to 2200K and is California Title 24 compliant. | OUTDOOR | Crowell | Outdoor Lighting | Black | 12 | Aluminum | Satin Etched Glass | D:3.9375" H:7" |  |  | 1 Medium A19 9.3w |  | 1 | Yes | [14 empty] | 0 | [12 empty] | 78.98 | 157.96 | 236.94 | W:6'' H:10'' E:7 1/2'' | 2.3 |  |  | 6 | 10 | Cap Nuts |  |  |  |  | 7.5 |  | No |  | No | [21 empty] | DP:3/4'' W:4 13/32'' H:4 13/32'' OB UP:3 1/4'' OB DOWN:6 3/4'' Square |  |  |  | 6 | Black/White |  |  | Hardwired | 0 | 0 | 0 | 1 | 1 | 0 | 0 | 0 | 0 | 0 | 0 | 785652045028 | 13 | 9.25 | 8.25 | 3.1 | 0.574 | 175 | Yes | [9 empty] | cETL Wet | CROWELL 1L LANTERN-12 | Small One Light Outdoor Wall Lantern |  | 8547901EN3-12.jpg | 8547901.jpg
8547901EN3-71 | Small One Light Outdoor Wall Lantern | The transitional Crowell outdoor lighting collection by Sea Gull Lighting conveys Art Deco influences with its linear, vertical details and clean, overall design. Their large scale gives these light fixtures real presence without competing with the residential architecture they adorn. The lighting collection, offered in Antique Bronze finish with Crème Parchment glass or Black finish with Satin Etched glass, offers a one-light outdoor pendant, a two-light outdoor ceiling flush mount, a one-light outdoor post lantern, and small, medium and large one-light outdoor wall lanterns also available in Dark Sky versions. Incandescent, integrated LED and ENERGY STAR-qualified LED lamping are available. The advanced, integrated LED option has warm-on-dim technology that warms in color when dimmed, going from 2700K to 2200K and is California Title 24 compliant. | OUTDOOR | Crowell | Outdoor Lighting | Antique Bronze | 71 | Aluminum | Creme Parchment Glass | D:3.9375" H:7" |  |  | 1 Medium A19 9.3w |  | 1 | Yes | [14 empty] | 0 | [12 empty] | 78.98 | 157.96 | 236.94 | W:6'' H:10'' E:7 1/2'' | 2.3 |  |  | 6 | 10 | Cap Nuts |  |  |  |  | 7.5 |  | No |  | No | [21 empty] | DP:3/4'' W:4 13/32'' H:4 13/32'' OB UP:3 1/4'' OB DOWN:6 3/4'' Square |  |  |  | 6 | Black/White |  |  | Hardwired | 0 | 0 | 0 | 1 | 1 | 0 | 0 | 0 | 0 | 0 | 0 | 785652045059 | 13 | 9.25 | 8.25 | 3.1 | 0.574 | 175 | Yes | [9 empty] | cETL Wet | CROWELL 1L LANTERN-71 | Small One Light Outdoor Wall Lantern |  | 8547901EN3-71.jpg | 8547901.jpg
8550-12 | One Light Outdoor Wall Lantern | Perfect for architectural enhancement and applications where less light is needed. Sea Gull Lighting outdoor wall fixtures are made to complement a wide range of architectural styles and crafted from high quality, durable materials to provide you sensible style that lasts. | OUTDOOR | Outdoor Wall | Outdoor Lighting | Black | 12 | Steel |  |  |  | Clear Glass | 1 Medium A19 100w |  | 1 | No | [14 empty] | 0 | [12 empty] | 8.48 | 16.96 | 25.44 | W:4 1/2'' H:7 1/2'' E:5 3/4'' | 1.1 |  |  | 4.5 | 7.5 | Cap Nuts |  |  |  |  | 5.75 |  | No |  | No | [21 empty] | D:4 1/2'' DP:2 1/4'' OB UP:2 1/4'' OB DOWN:5 1/4'' |  |  |  | 6.5 | Black/White |  |  | Hardwired | 0 | 0 | 0 | 0 | 1 | 0 | 0 | 1 | 0 | 0 | 0 | 785652855023 | 6.25 | 5 | 7.5 | 1.35 | 0.136 | 93 | Yes | 12 | 10785652855020 | 15 | 13.25 | 16.25 | 17.85 | 1.869 | Yes |  | cETL Wet | 1L WALL LANTERN-12 | One Light Outdoor Wall Lantern |  | 8550-12.jpg | 8550.jpg
8550001-12 | One Light Outdoor Wall Lantern | Perfect for architectural enhancement and applications where less light is needed. Sea Gull Lighting outdoor wall fixtures are made to complement a wide range of architectural styles and crafted from high quality, durable materials to provide you sensible style that lasts. | OUTDOOR | Outdoor Wall | Outdoor Lighting | Black | 12 | Steel |  |  |  | Satin Etched Glass | 1 Medium A19 100w |  | 1 | No | [14 empty] | 0 | [12 empty] | 8.98 | 17.96 | 26.94 | W:4 1/2'' H:7 1/2'' E:5 3/4'' | 1.1 |  |  | 4.5 | 7.5 | Cap Nuts |  |  |  |  | 5.75 |  | No |  | No | [21 empty] | D:4 1/2'' DP:2 1/4'' OB UP:2 1/4'' OB DOWN:5 1/4'' |  |  |  | 6.5 | Black/White |  |  | Hardwired | 0 | 0 | 0 | 0 | 1 | 0 | 0 | 1 | 0 | 0 | 0 | 785652057212 | 8 | 6.5 | 5.25 | 1.5 | 0.158 | 100 | Yes | 12 | 10785652057219 | 21.5 | 18.25 | 12.5 | 20.1 | 2.838 | Yes |  | cETL Wet | 1L WALL LANTERN-12 | One Light Outdoor Wall Lantern |  | 8550001-12.png | 8550.jpg
8550001EN3-12 | One Light Outdoor Wall Lantern | Perfect for architectural enhancement and applications where less light is needed. Sea Gull Lighting outdoor wall fixtures are made to complement a wide range of architectural styles and crafted from high quality, durable materials to provide you sensible style that lasts. | OUTDOOR | Outdoor Wall | Outdoor Lighting | Black | 12 | Steel |  |  |  | Satin Etched Glass | 1 Medium A19 9.3w |  | 1 | Yes | [14 empty] | 0 | [12 empty] | 14.98 | 29.96 | 44.94 | W:4 1/2'' H:7 1/2'' E:5 3/4'' | 1.1 |  |  | 4.5 | 7.5 | Cap Nuts |  |  |  |  | 5.75 |  | No |  | No | [21 empty] | D:4 1/2'' DP:2 1/4'' OB UP:2 1/4'' OB DOWN:5 1/4'' |  |  |  | 6.5 | Black/White |  |  | Hardwired | 0 | 0 | 0 | 1 | 1 | 0 | 0 | 0 | 0 | 0 | 0 | 785652058042 | 8 | 6.5 | 5.25 | 1.5 | 0.158 | 100 | Yes | 12 | 10785652058049 | 21.5 | 18.25 | 12.5 | 20.1 | 2.838 | Yes |  | cETL Wet | 1L WALL LANTERN-12 | One Light Outdoor Wall Lantern |  | 8550001EN3-12_ALT.png | 8550001EN3.jpg
8550701-12 | Small One Light Outdoor Wall Lantern | Timeless neo-classical style meets high-tech performance in the Calder Collection. Using an ornate style that echoes colonial lanterns but constructed in proprietary StoneStrong exterior, Calder will withstand harsh outdoor conditions for years to come. StoneStrong material is rust-proof and built to last in any outside environment, including coastal, dry, and harsh winter climates. StoneStrong is also backed by a robust warranty. Add a vintage classical look with the advantages of modern technology as an attractive and practical addition to any exterior. Available in Black and Antique Bronze finishes. All fixtures are available as ENERGY STAR®-qualified and California Title 24 compliant. | OUTDOOR | Calder | Outdoor Lighting | Black | 12 | StoneStrong | Satin Etched Glass | D:4.5" H:5" |  |  | 1 Medium A19 75w |  | 1 | No | [14 empty] | 0 | [12 empty] | 55.48 | 110.96 | 166.44 | W:6'' H:10'' E:7 1/4'' | 2.6 |  |  | 6 | 10 | Cap Nuts |  |  |  |  | 7.25 |  | No |  | No | [21 empty] | DP:1'' W:5 1/8'' H:7 1/8'' OB UP:4'' Octagonal |  |  |  | 6 | Black/White |  |  | Hardwired | 0 | 0 | 0 | 0 | 1 | 0 | 0 | 1 | 0 | 0 | 0 | 785652056437 | 15 | 10 | 9.75 | 3.6 | 0.846 | 175 | Yes | [9 empty] | cETL Wet | CALDER 1L WALL LANTERN-12 | Small One Light Outdoor Wall Lantern |  | 8550701-12.png | 8550701.jpg
8550701-71 | Small One Light Outdoor Wall Lantern | Timeless neo-classical style meets high-tech performance in the Calder Collection. Using an ornate style that echoes colonial lanterns but constructed in proprietary StoneStrong exterior, Calder will withstand harsh outdoor conditions for years to come. StoneStrong material is rust-proof and built to last in any outside environment, including coastal, dry, and harsh winter climates. StoneStrong is also backed by a robust warranty. Add a vintage classical look with the advantages of modern technology as an attractive and practical addition to any exterior. Available in Black and Antique Bronze finishes. All fixtures are available as ENERGY STAR®-qualified and California Title 24 compliant. | OUTDOOR | Calder | Outdoor Lighting | Antique Bronze | 71 | StoneStrong | Satin Etched Glass | D:4.5" H:5" |  |  | 1 Medium A19 75w |  | 1 | No | [14 empty] | 0 | [12 empty] | 55.48 | 110.96 | 166.44 | W:6'' H:10'' E:7 1/4'' | 2.6 |  |  | 6 | 10 | Cap Nuts |  |  |  |  | 7.25 |  | No |  | No | [21 empty] | DP:1'' W:5 1/8'' H:7 1/8'' OB UP:4'' Octagonal |  |  |  | 6 | Black/White |  |  | Hardwired | 0 | 0 | 0 | 0 | 1 | 0 | 0 | 1 | 0 | 0 | 0 | 785652056444 | 15 | 10 | 9.75 | 3.6 | 0.846 | 175 | Yes | [9 empty] | cETL Wet | CALDER 1L WALL LANTERN-71 | Small One Light Outdoor Wall Lantern |  | 8550701-71_ALT.png | 8550701.jpg
8550701EN3-12 | Small One Light Outdoor Wall Lantern | Timeless neo-classical style meets high-tech performance in the Calder Collection. Using an ornate style that echoes colonial lanterns but constructed in proprietary StoneStrong exterior, Calder will withstand harsh outdoor conditions for years to come. StoneStrong material is rust-proof and built to last in any outside environment, including coastal, dry, and harsh winter climates. StoneStrong is also backed by a robust warranty. Add a vintage classical look with the advantages of modern technology as an attractive and practical addition to any exterior. Available in Black and Antique Bronze finishes. All fixtures are available as ENERGY STAR®-qualified and California Title 24 compliant. | OUTDOOR | Calder | Outdoor Lighting | Black | 12 | StoneStrong | Satin Etched Glass | D:4.5" H:5" |  |  | 1 Medium A19 9.3w |  | 1 | Yes | [14 empty] | 0 | [12 empty] | 60.98 | 121.96 | 182.94 | W:6'' H:10'' E:7 1/4'' | 2.6 |  |  | 6 | 10 | Cap Nuts |  |  |  |  | 7.25 |  | No |  | No | [21 empty] | DP:1'' W:5 1/8'' H:7 1/8'' OB UP:4'' Octagonal |  |  |  | 6 | Black/White |  |  | Hardwired | 0 | 0 | 0 | 1 | 1 | 0 | 0 | 0 | 0 | 0 | 0 | 785652056826 | 15 | 10 | 9.75 | 3.6 | 0.846 | 175 | Yes | [9 empty] | cETL Wet | CALDER 1L WALL LANTERN-12 | Small One Light Outdoor Wall Lantern |  | 8550701EN3-12.png | 8550701EN3.jpg
8550701EN3-71 | Small One Light Outdoor Wall Lantern | Timeless neo-classical style meets high-tech performance in the Calder Collection. Using an ornate style that echoes colonial lanterns but constructed in proprietary StoneStrong exterior, Calder will withstand harsh outdoor conditions for years to come. StoneStrong material is rust-proof and built to last in any outside environment, including coastal, dry, and harsh winter climates. StoneStrong is also backed by a robust warranty. Add a vintage classical look with the advantages of modern technology as an attractive and practical addition to any exterior. Available in Black and Antique Bronze finishes. All fixtures are available as ENERGY STAR®-qualified and California Title 24 compliant. | OUTDOOR | Calder | Outdoor Lighting | Antique Bronze | 71 | StoneStrong | Satin Etched Glass | D:4.5" H:5" |  |  | 1 Medium A19 9.3w |  | 1 | Yes | [14 empty] | 0 | [12 empty] | 60.98 | 121.96 | 182.94 | W:6'' H:10'' E:7 1/4'' | 2.6 |  |  | 6 | 10 | Cap Nuts |  |  |  |  | 7.25 |  | No |  | No | [21 empty] | DP:1'' W:5 1/8'' H:7 1/8'' OB UP:4'' Octagonal |  |  |  | 6 | Black/White |  |  | Hardwired | 0 | 0 | 0 | 1 | 1 | 0 | 0 | 0 | 0 | 0 | 0 | 785652056833 | 15 | 10 | 9.75 | 3.6 | 0.846 | 175 | Yes | [9 empty] | cETL Wet | CALDER 1L WALL LANTERN-71 | Small One Light Outdoor Wall Lantern |  | 8550701EN3-71.png | 8550701EN3.jpg
8552701-12 | Small One Light Outdoor Wall Lantern |  | OUTDOOR | Tomek | Outdoor Lighting | Black | 12 | Aluminum | Etched / White Inside Glass | L:5" W:0.125" H:6.875" |  |  | 1 Medium A19 75w |  | 1 | No | [14 empty] | 0 | [12 empty] | 59.5 | 119 | 178.5 | W:6 3/4'' H:10 5/8'' E:8 3/8'' |  |  |  | 6.75 | 10.625 | Cap Nuts |  |  |  |  | 8.375 |  | No |  | No | [21 empty] | DP:1'' W:5'' H:6 1/2'' OB UP:2 1/4'' Rectangular |  |  |  | 6.5 | Black/White |  |  | Hardwired | 0 | 0 | 0 | 0 | 1 | 0 | 0 | 1 | 0 | 0 | 0 | 785652077012 | [16 empty] | cETL Wet | TOMEK 1L SM WALL-12 | Small One Light Outdoor Wall Lantern |  | 8552701-12.jpg | 8552701.jpg
8552701-71 | Small One Light Outdoor Wall Lantern |  | OUTDOOR | Tomek | Outdoor Lighting | Antique Bronze | 71 | Aluminum | Etched / White Inside Glass | L:5" W:0.125" H:6.875" |  |  | 1 Medium A19 75w |  | 1 | No | [14 empty] | 0 | [12 empty] | 59.5 | 119 | 178.5 | W:6 3/4'' H:10 5/8'' E:8 3/8'' |  |  |  | 6.75 | 10.625 | Cap Nuts |  |  |  |  | 8.375 |  | No |  | No | [21 empty] | DP:1'' W:5'' H:6 1/2'' OB UP:2 1/4'' Rectangular |  |  |  | 6.5 | Black/White |  |  | Hardwired | 0 | 0 | 0 | 0 | 1 | 0 | 0 | 1 | 0 | 0 | 0 | 785652077029 | 14 | 9.25 | 10.25 | 4 | 0.768 | 175 | Yes | [9 empty] | cETL Wet | TOMEK 1L SM WALL-71 | Small One Light Outdoor Wall Lantern |  | 8552701-71.jpg | 8552701.jpg
8552701EN3-12 | Small One Light Outdoor Wall Lantern |  | OUTDOOR | Tomek | Outdoor Lighting | Black | 12 | Aluminum | Etched / White Inside Glass | L:5" W:0.125" H:6.875" |  |  | 1 Medium A19 9.3w |  | 1 | Yes | [14 empty] | 0 | [12 empty] | 64.5 | 129 | 193.5 | W:6 3/4'' H:10 5/8'' E:8 3/8'' |  |  |  | 6.75 | 10.625 | Cap Nuts |  |  |  |  | 8.375 |  | No |  | No | [21 empty] | DP:1'' W:5'' H:6 1/2'' OB UP:2 1/4'' Rectangular |  |  |  | 6.5 | Black/White |  |  | Hardwired | 0 | 0 | 0 | 1 | 1 | 0 | 0 | 0 | 0 | 0 | 0 | 785652080623 | [16 empty] | cETL Wet | TOMEK 1L SM WALL-12 | Small One Light Outdoor Wall Lantern |  | 8552701EN3-12.jpg | 8552701EN3.jpg
8552701EN3-71 | Small One Light Outdoor Wall Lantern |  | OUTDOOR | Tomek | Outdoor Lighting | Antique Bronze | 71 | Aluminum | Etched / White Inside Glass | L:5" W:0.125" H:6.875" |  |  | 1 Medium A19 9.3w |  | 1 | Yes | [14 empty] | 0 | [12 empty] | 64.5 | 129 | 193.5 | W:6 3/4'' H:10 5/8'' E:8 3/8'' |  |  |  | 6.75 | 10.625 | Cap Nuts |  |  |  |  | 8.375 |  | No |  | No | [21 empty] | DP:1'' W:5'' H:6 1/2'' OB UP:2 1/4'' Rectangular |  |  |  | 6.5 | Black/White |  |  | Hardwired | 0 | 0 | 0 | 1 | 1 | 0 | 0 | 0 | 0 | 0 | 0 | 785652080630 | [16 empty] | cETL Wet | TOMEK 1L SM WALL-71 | Small One Light Outdoor Wall Lantern |  | 8552701EN3-71.jpg | 8552701EN3.jpg
8560701-12 | One Light Adjustable Swivel Flood Light | Our flood lights are designed with safety as a top priority. Choose from open glass PAR38s or directional BR40s, both with swivel design to direct illumination where you need it. | OUTDOOR | Flood Light | Outdoor Lighting | Black | 12 | Aluminum | Black Aluminum |  |  |  | 1 Medium BR40 120w |  | 1 | No | [14 empty] | 0 | [12 empty] | 24.5 | 49 | 73.5 | W:5 11/16'' H:12 1/4'' E:9 1/4'' |  |  |  | 5.6875 | 12.25 | Cap Nuts |  |  |  |  | 9.25 |  | No |  | No | [21 empty] | D:5 1/4'' DP:1 1/4'' OB UP:2 5/8'' |  |  |  | 6.5 | Black/White |  |  | Hardwired | 0 | 0 | 0 | 0 | 1 | 0 | 0 | 1 | 0 | 0 | 0 | 785652079344 | [7 empty] | 3 | 10785652079341 | [7 empty] | cETL Wet | 1L FLOOD LIGHT-12 | One Light Adjustable Swivel Flood Light |  | 8560701-12.jpg | 8560701.jpg
8560701-15 | One Light Adjustable Swivel Flood Light | Our flood lights are designed with safety as a top priority. Choose from open glass PAR38s or directional BR40s, both with swivel design to direct illumination where you need it. | OUTDOOR | Flood Light | Outdoor Lighting | White | 15 | Aluminum | White Aluminum |  |  |  | 1 Medium BR40 120w |  | 1 | No | [14 empty] | 0 | [12 empty] | 24.5 | 49 | 73.5 | W:5 11/16'' H:12 1/4'' E:9 1/4'' |  |  |  | 5.6875 | 12.25 | Cap Nuts |  |  |  |  | 9.25 |  | No |  | No | [21 empty] | D:5 1/4'' DP:1 1/4'' OB UP:2 5/8'' |  |  |  | 6.5 | Black/White |  |  | Hardwired | 0 | 0 | 0 | 0 | 1 | 0 | 0 | 1 | 0 | 0 | 0 | 785652079351 | [7 empty] | 3 | 10785652079358 | [7 empty] | cETL Wet | 1L FLOOD LIGHT-15 | One Light Adjustable Swivel Flood Light |  | 8560701-15.jpg | 8560701.jpg
8560701-71 | One Light Adjustable Swivel Flood Light | Our flood lights are designed with safety as a top priority. Choose from open glass PAR38s or directional BR40s, both with swivel design to direct illumination where you need it. | OUTDOOR | Flood Light | Outdoor Lighting | Antique Bronze | 71 | Aluminum | Antique Bronze Aluminum |  |  |  | 1 Medium BR40 120w |  | 1 | No | [14 empty] | 0 | [12 empty] | 24.5 | 49 | 73.5 | W:5 11/16'' H:12 1/4'' E:9 1/4'' |  |  |  | 5.6875 | 12.25 | Cap Nuts |  |  |  |  | 9.25 |  | No |  | No | [21 empty] | D:5 1/4'' DP:1 1/4'' OB UP:2 5/8'' |  |  |  | 6.5 | Black/White |  |  | Hardwired | 0 | 0 | 0 | 0 | 1 | 0 | 0 | 1 | 0 | 0 | 0 | 785652079375 | [7 empty] | 3 | 10785652079372 | [7 empty] | cETL Wet | 1L FLOOD LIGHT-71 | One Light Adjustable Swivel Flood Light |  | 8560701-71.jpg | 8560701.jpg
8560702-12 | Two Light Adjustable Swivel Flood Light | Our flood lights are designed with safety as a top priority. Choose from open glass PAR38s or directional BR40s, both with swivel design to direct illumination where you need it. | OUTDOOR | Flood Light | Outdoor Lighting | Black | 12 |  | Black Aluminum | D:5.6875" H:7.5" |  |  | 2 Medium BR40 120w |  | 2 | No | [14 empty] | 0 | [12 empty] | 38.5 | 77 | 115.5 | W:22'' H:12 1/2'' E:11 1/4'' | 2.1 |  |  | 22 | 12.5 | Center Lock-Up |  |  |  |  | 11.25 |  | No |  | No | [21 empty] | D:5 5/16'' DP:1 1/4'' OB UP:2 11/16'' Round |  |  |  | 6.5 | Black/White |  |  | Hardwired | 0 | 0 | 0 | 0 | 1 | 0 | 0 | 1 | 0 | 0 | 0 | 785652078927 | [7 empty] | 3 | 10785652078924 | [7 empty] | cETL Wet | 2L FLOOD LIGHT-12 | Two Light Adjustable Swivel Flood Light |  | 8560702-12.jpg | 8560702.jpg
8560702-15 | Two Light Adjustable Swivel Flood Light | Our flood lights are designed with safety as a top priority. Choose from open glass PAR38s or directional BR40s, both with swivel design to direct illumination where you need it. | OUTDOOR | Flood Light | Outdoor Lighting | White | 15 |  | White Aluminum | D:5.6875" H:7.5" |  |  | 2 Medium BR40 120w |  | 2 | No | [14 empty] | 0 | [12 empty] | 38.5 | 77 | 115.5 | W:22'' H:12 1/2'' E:11 1/4'' | 2.1 |  |  | 22 | 12.5 | Center Lock-Up |  |  |  |  | 11.25 |  | No |  | No | [21 empty] | D:5 5/16'' DP:1 1/4'' OB UP:2 11/16'' Round |  |  |  | 6.5 | Black/White |  |  | Hardwired | 0 | 0 | 0 | 0 | 1 | 0 | 0 | 1 | 0 | 0 | 0 | 785652078934 | [7 empty] | 3 | 10785652078931 | [7 empty] | cETL Wet | 2L FLOOD LIGHT-15 | Two Light Adjustable Swivel Flood Light |  | 8560702-15.jpg | 8560702.jpg
8560702-71 | Two Light Adjustable Swivel Flood Light | Our flood lights are designed with safety as a top priority. Choose from open glass PAR38s or directional BR40s, both with swivel design to direct illumination where you need it. | OUTDOOR | Flood Light | Outdoor Lighting | Antique Bronze | 71 |  | Antique Bronze Aluminum | D:5.6875" H:7.5" |  |  | 2 Medium BR40 120w |  | 2 | No | [14 empty] | 0 | [12 empty] | 38.5 | 77 | 115.5 | W:22'' H:12 1/2'' E:11 1/4'' | 2.1 |  |  | 22 | 12.5 | Center Lock-Up |  |  |  |  | 11.25 |  | No |  | No | [21 empty] | D:5 5/16'' DP:1 1/4'' OB UP:2 11/16'' Round |  |  |  | 6.5 | Black/White |  |  | Hardwired | 0 | 0 | 0 | 0 | 1 | 0 | 0 | 1 | 0 | 0 | 0 | 785652078941 | [7 empty] | 3 | 10785652078948 | [7 empty] | cETL Wet | 2L FLOOD LIGHT-71 | Two Light Adjustable Swivel Flood Light |  | 8560702-71.jpg | 8560702.jpg
8588-10 | One Light Outdoor Wall Lantern | With no pretentious airs about it, the Mulberry Hill outdoor lighting collection by Sea Gull Lighting is a series of simple and petite one-light outdoor wall lanterns offered in a range of finishes to complement any exterior, including White, Black, Pewter and Bronze. Both incandescent lamping and ENERGY STAR-qualified LED lamping are available. Several of these fixtures easily convert to LED by purchasing LED replacement lamps sold separately. | OUTDOOR | Mullberry Hill | Outdoor Lighting | Bronze | 10 | Die Cast Aluminum | Clear Beveled Glass | W:3" H:5" |  |  | 1 Medium A19 100w |  | 1 | No | [14 empty] | 0 | [12 empty] | 19.98 | 39.96 | 59.94 | W:5 3/4'' H:8 3/4'' E:4 1/2'' | 1.9 |  |  | 5.75 | 8.75 | Other |  |  |  |  | 4.5 |  | No |  | No | [21 empty] | W:5 3/4'' H:8 3/4'' OB UP:5'' OB DOWN:3 3/4'' |  |  |  | 6.5 |  |  | N/A | Hardwired | 0 | 0 | 0 | 0 | 1 | 0 | 0 | 1 | 0 | 0 | 0 | 785652858802 | 6.5 | 5.75 | 9.5 | 2.45 | 0.205 | 93 | Yes | 6 | 10785652858809 | 17.5 | 14 | 10.25 | 16.1 | 1.453 | Yes | UL Wet | cUL Wet | MULBERRY HILL 1L LANTERN-10 | One Light Outdoor Wall Lantern |  | 8588-10.jpg | 8588.jpg
8588-12 | One Light Outdoor Wall Lantern | With no pretentious airs about it, the Mulberry Hill outdoor lighting collection by Sea Gull Lighting is a series of simple and petite one-light outdoor wall lanterns offered in a range of finishes to complement any exterior, including White, Black, Pewter and Bronze. Both incandescent lamping and ENERGY STAR-qualified LED lamping are available. Several of these fixtures easily convert to LED by purchasing LED replacement lamps sold separately. | OUTDOOR | Mullberry Hill | Outdoor Lighting | Black | 12 | Die Cast Aluminum | Clear Beveled Glass | W:3" H:5" |  |  | 1 Medium A19 100w |  | 1 | No | [14 empty] | 0 | [12 empty] | 19.98 | 39.96 | 59.94 | W:5 3/4'' H:8 3/4'' E:4 1/2'' | 1.9 |  |  | 5.75 | 8.75 | Other |  |  |  |  | 4.5 |  | No |  | No | [21 empty] | W:5 3/4'' H:8 3/4'' OB UP:5'' OB DOWN:3 3/4'' |  |  |  | 6.5 |  |  | N/A | Hardwired | 0 | 0 | 0 | 0 | 1 | 0 | 0 | 1 | 0 | 0 | 0 | 785652858826 | 6.25 | 5.5 | 9.5 | 2.3 | 0.189 | 85 | Yes | 6 | 10785652858823 | 17.5 | 14 | 10.5 | 15.25 | 1.489 | Yes | UL Wet | cUL Wet | MULBERRY HILL 1L LANTERN-12 | One Light Outdoor Wall Lantern |  | 8588-12.jpg | 8588.jpg
8588-15 | One Light Outdoor Wall Lantern | With no pretentious airs about it, the Mulberry Hill outdoor lighting collection by Sea Gull Lighting is a series of simple and petite one-light outdoor wall lanterns offered in a range of finishes to complement any exterior, including White, Black, Pewter and Bronze. Both incandescent lamping and ENERGY STAR-qualified LED lamping are available. Several of these fixtures easily convert to LED by purchasing LED replacement lamps sold separately. | OUTDOOR | Mullberry Hill | Outdoor Lighting | White | 15 | Die Cast Aluminum | Clear Beveled Glass | W:3" H:5" |  |  | 1 Medium A19 100w |  | 1 | No | [14 empty] | 0 | [12 empty] | 19.98 | 39.96 | 59.94 | W:5 3/4'' H:8 3/4'' E:4 1/2'' | 1.9 |  |  | 5.75 | 8.75 | Other |  |  |  |  | 4.5 |  | No |  | No | [21 empty] | W:5 3/4'' H:8 3/4'' OB UP:5'' OB DOWN:3 3/4'' |  |  |  | 6.5 |  |  | N/A | Hardwired | 0 | 0 | 0 | 0 | 1 | 0 | 0 | 1 | 0 | 0 | 0 | 785652858857 | 6.5 | 6.5 | 9.5 | 2.45 | 0.232 | 93 | Yes | 6 | 10785652858854 | 17.25 | 14 | 10.25 | 16.3 | 1.433 | Yes | UL Wet | cUL Wet | MULBERRY HILL 1L LANTERN-15 | One Light Outdoor Wall Lantern |  | 8588-15.jpg | 8588.jpg
8588-155 | One Light Outdoor Wall Lantern | With no pretentious airs about it, the Mulberry Hill outdoor lighting collection by Sea Gull Lighting is a series of simple and petite one-light outdoor wall lanterns offered in a range of finishes to complement any exterior, including White, Black, Pewter and Bronze. Both incandescent lamping and ENERGY STAR-qualified LED lamping are available. Several of these fixtures easily convert to LED by purchasing LED replacement lamps sold separately. | OUTDOOR | Mullberry Hill | Outdoor Lighting | Pewter | 155 | Die Cast Aluminum | Clear Beveled Glass | W:3" H:5" |  |  | 1 Medium A19 100w |  | 1 | No | [14 empty] | 0 | [12 empty] | 19.98 | 39.96 | 59.94 | W:5 3/4'' H:8 3/4'' E:4 1/2'' | 1.9 |  |  | 5.75 | 8.75 | Center Lock-Up |  |  |  |  | 4.5 |  | No |  | No | [21 empty] | W:5 3/4'' H:8 3/4'' OB UP:5'' OB DOWN:3 3/4'' |  |  |  | 6.5 |  |  | N/A | Hardwired | 0 | 0 | 0 | 0 | 1 | 0 | 0 | 1 | 0 | 0 | 0 | 785652858819 | 6.5 | 5.58 | 9.58 | 2.2 | 0.201 | 93 | Yes | 6 | 10785652858816 | 17.5 | 14 | 10.5 | 15.1 | 1.489 | Yes | UL Wet | cUL Wet | MULBERRY HILL 1L LANTERN-155 | One Light Outdoor Wall Lantern |  | 8588-155.jpg | 8588.jpg
8590901-12 | Small One Light Outdoor Wall Lantern |  | OUTDOOR | Wilburn | Outdoor Lighting | Black | 12 | Aluminum |  |  |  | Satin Etched Glass | 1 Medium A19 60w |  | 1 | No | [14 empty] | 0 | [12 empty] | 49.5 | 99 | 148.5 | W:6'' H:10 1/4'' E:7 3/8'' |  |  |  | 6 | 10.25 | Cap Nuts |  |  |  |  | 7.375 |  | No |  | No | [21 empty] | DP:1'' W:5'' H:6 1/2'' OB UP:2 3/8'' Rectangular |  |  |  | 6.5 | Black/White |  |  | Hardwired | 0 | 0 | 0 | 0 | 1 | 0 | 0 | 1 | 0 | 0 | 0 | 785652076787 | [16 empty] | cETL Wet | WILBURN 1L SM WALL-12 | Small One Light Outdoor Wall Lantern |  | 8590901-12.jpg | 8590901.jpg
8590901-71 | Small One Light Outdoor Wall Lantern |  | OUTDOOR | Wilburn | Outdoor Lighting | Antique Bronze | 71 | Aluminum |  |  |  | Satin Etched Glass | 1 Medium A19 60w |  | 1 | No | [14 empty] | 0 | [12 empty] | 49.5 | 99 | 148.5 | W:6'' H:10 1/4'' E:7 3/8'' |  |  |  | 6 | 10.25 | Cap Nuts |  |  |  |  | 7.375 |  | No |  | No | [21 empty] | DP:1'' W:5'' H:6 1/2'' OB UP:2 3/8'' Rectangular |  |  |  | 6.5 | Black/White |  |  | Hardwired | 0 | 0 | 0 | 0 | 1 | 0 | 0 | 1 | 0 | 0 | 0 | 785652076794 | [16 empty] | cETL Wet | WILBURN 1L SM WALL-71 | Small One Light Outdoor Wall Lantern |  | 8590901-71.jpg | 8590901.jpg
8590901D-12 | Small One Light Outdoor Wall Lantern |  | OUTDOOR | Wilburn | Outdoor Lighting | Black | 12 | Aluminum | White Aluminum | D:4.375" H:7.375" |  | Satin Etched Glass | 1 Medium A19 60w |  | 1 | No | [14 empty] | 0 | [12 empty] | 64.5 | 129 | 193.5 | W:6'' H:10 1/4'' E:7 3/8'' |  |  |  | 6 | 10.25 | Cap Nuts |  |  |  |  | 7.375 |  | No |  | No | [21 empty] | DP:1'' W:5'' H:6 1/2'' OB UP:2 3/8'' Rectangular |  |  |  | 6.5 | Black/White |  |  | Hardwired | 0 | 0 | 0 | 0 | 1 | 0 | 0 | 1 | 0 | 0 | 0 | 785652085079 | [16 empty] | cETL Wet | WILBURN 1L SM WALL-12 | Small One Light Outdoor Wall Lantern |  | 8590901D-12.jpg | 8590901D.jpg
8590901D-71 | Small One Light Outdoor Wall Lantern |  | OUTDOOR | Wilburn | Outdoor Lighting | Antique Bronze | 71 | Aluminum | White Aluminum | D:4.375" H:7.375" |  | Satin Etched Glass | 1 Medium A19 60w |  | 1 | No | [14 empty] | 0 | [12 empty] | 64.5 | 129 | 193.5 | W:6'' H:10 1/4'' E:7 3/8'' |  |  |  | 6 | 10.25 | Cap Nuts |  |  |  |  | 7.375 |  | No |  | No | [21 empty] | DP:1'' W:5'' H:6 1/2'' OB UP:2 3/8'' Rectangular |  |  |  | 6.5 | Black/White |  |  | Hardwired | 0 | 0 | 0 | 0 | 1 | 0 | 0 | 1 | 0 | 0 | 0 | 785652085093 | [16 empty] | cETL Wet | WILBURN 1L SM WALL-71 | Small One Light Outdoor Wall Lantern |  | 8590901D-71.jpg | 8590901D.jpg
8590901DEN3-12 | Small One Light Outdoor Wall Lantern |  | OUTDOOR | Wilburn | Outdoor Lighting | Black | 12 | Aluminum | White Aluminum | D:4.375" H:7.375" |  | Satin Etched Glass | 1 Medium A19 9.3w |  | 1 | Yes | [14 empty] | 0 | [12 empty] | 69.5 | 139 | 208.5 | W:6'' H:10 1/4'' E:7 3/8'' |  |  |  | 6 | 10.25 | Cap Nuts |  |  |  |  | 7.375 |  | No |  | No | [21 empty] | DP:1'' W:5'' H:6 1/2'' OB UP:2 3/8'' Rectangular |  |  |  | 6.5 | Black/White |  |  | Hardwired | 0 | 0 | 0 | 1 | 1 | 0 | 0 | 0 | 0 | 0 | 0 | 785652085109 | [16 empty] | cETL Wet | WILBURN 1L SM WALL-12 | Small One Light Outdoor Wall Lantern |  | 8590901DEN3-12.jpg | 8590901DEN.jpg
8590901DEN3-71 | Small One Light Outdoor Wall Lantern |  | OUTDOOR | Wilburn | Outdoor Lighting | Antique Bronze | 71 | Aluminum | White Aluminum | D:4.375" H:7.375" |  | Satin Etched Glass | 1 Medium A19 9.3w |  | 1 | Yes | [14 empty] | 0 | [12 empty] | 69.5 | 139 | 208.5 | W:6'' H:10 1/4'' E:7 3/8'' |  |  |  | 6 | 10.25 | Cap Nuts |  |  |  |  | 7.375 |  | No |  | No | [21 empty] | DP:1'' W:5'' H:6 1/2'' OB UP:2 3/8'' Rectangular |  |  |  | 6.5 | Black/White |  |  | Hardwired | 0 | 0 | 0 | 1 | 1 | 0 | 0 | 0 | 0 | 0 | 0 | 785652085116 | [16 empty] | cETL Wet | WILBURN 1L SM WALL-71 | Small One Light Outdoor Wall Lantern |  | 8590901DEN3-71.jpg | 8590901DEN.jpg
8590901EN3-12 | Small One Light Outdoor Wall Lantern |  | OUTDOOR | Wilburn | Outdoor Lighting | Black | 12 | Aluminum |  |  |  | Etched / White Inside Glass | 1 Medium A19 9.3w |  | 1 | Yes | [14 empty] | 0 | [12 empty] | 54.5 | 109 | 163.5 | W:6'' H:10 1/4'' E:7 3/8'' |  |  |  | 6 | 10.25 | Cap Nuts |  |  |  |  | 7.375 |  | No |  | No | [21 empty] | DP:1'' W:5'' H:6 1/2'' OB UP:2 3/8'' Rectangular |  |  |  | 6.5 | Black/White |  |  | Hardwired | 0 | 0 | 0 | 1 | 1 | 0 | 0 | 0 | 0 | 0 | 0 | 785652080487 | [16 empty] | cETL Wet | WILBURN 1L SM WALL-12 | Small One Light Outdoor Wall Lantern |  | 8590901EN3-12.jpg | 8590901EN3.jpg
8590901EN3-71 | Small One Light Outdoor Wall Lantern |  | OUTDOOR | Wilburn | Outdoor Lighting | Antique Bronze | 71 | Aluminum |  |  |  | Satin Etched Glass | 1 Medium A19 9.3w |  | 1 | Yes | [14 empty] | 0 | [12 empty] | 54.5 | 109 | 163.5 | W:6'' H:10 1/4'' E:7 3/8'' |  |  |  | 6 | 10.25 | Cap Nuts |  |  |  |  | 7.375 |  | No |  | No | [21 empty] | DP:1'' W:5'' H:6 1/2'' OB UP:2 3/8'' Rectangular |  |  |  | 6.5 | Black/White |  |  | Hardwired | 0 | 0 | 0 | 1 | 1 | 0 | 0 | 0 | 0 | 0 | 0 | 785652080494 | [16 empty] | cETL Wet | WILBURN 1L SM WALL-71 | Small One Light Outdoor Wall Lantern |  | 8590901EN3-71.jpg | 8590901EN3.jpg
8592-12 | One Light Outdoor Wall Lantern | The petite proportions and transitional accents of the New Castle outdoor lighting collection by Sea Gull Lighting make these one-light outdoor wall lanterns a versatile selection for your home. Offered in White, Polished Brass, Antique Brushed Nickel, Antique Bronze and Black finishes, in either Satin Etched or Clear glass. Clear bulbs are recommended to use for the best aesthetics for the Clear glass fixtures. Both incandescent lamping and ENERGY STAR-qualified LED lamping options are available for those fixtures with the Satin Etched glass. And the Clear glass fixtures can easily convert to LED by purchasing LED replacement lamps sold separately. | OUTDOOR | New Castle | Outdoor Lighting | Black | 12 | Aluminum | Clear Glass | W:3.375" H:4.3125" |  |  | 1 Medium A19 75w |  | 1 | No | [14 empty] | 0 | [12 empty] | 18.48 | 36.96 | 55.44 | W:4 1/4'' H:8 1/4'' E:5 1/2'' | 1.4 |  |  | 4.25 | 8.25 | Cap Nuts |  |  |  |  | 5.5 |  | No |  | No | [21 empty] | D:4 1/2'' DP:2 1/16'' OB UP:2 3/4'' OB DOWN:5 1/2'' Round |  |  |  | 6.5 | Black/White |  |  | Hardwired | 0 | 0 | 0 | 0 | 1 | 0 | 0 | 1 | 0 | 0 | 0 | 785652859236 | 6.75 | 5.75 | 9 | 1.75 | 0.202 | 100 | Yes | 6 | 10785652859233 | 18 | 14.5 | 9.75 | 11.7 | 1.473 | Yes | UL Wet | cUL Wet | NEW CASTLE 1L LANTERN-12 | One Light Outdoor Wall Lantern |  | 8592-12.jpg | 8592.jpg
8592-15 | One Light Outdoor Wall Lantern | The petite proportions and transitional accents of the New Castle outdoor lighting collection by Sea Gull Lighting make these one-light outdoor wall lanterns a versatile selection for your home. Offered in White, Polished Brass, Antique Brushed Nickel, Antique Bronze and Black finishes, in either Satin Etched or Clear glass. Clear bulbs are recommended to use for the best aesthetics for the Clear glass fixtures. Both incandescent lamping and ENERGY STAR-qualified LED lamping options are available for those fixtures with the Satin Etched glass. And the Clear glass fixtures can easily convert to LED by purchasing LED replacement lamps sold separately. | OUTDOOR | New Castle | Outdoor Lighting | White | 15 | Aluminum | Clear Glass | W:3.375" H:4.3125" |  |  | 1 Medium A19 75w |  | 1 | No | [14 empty] | 0 | [12 empty] | 18.48 | 36.96 | 55.44 | W:4 1/4'' H:8 1/4'' E:5 1/2'' | 1.4 |  |  | 4.25 | 8.25 | Cap Nuts |  |  |  |  | 5.5 |  | No |  | No | [21 empty] | D:4 1/2'' DP:2 1/16'' OB UP:2 3/4'' OB DOWN:5 1/2'' Round |  |  |  | 6.5 | Black/White |  |  | Hardwired | 0 | 0 | 0 | 0 | 1 | 0 | 0 | 1 | 0 | 0 | 0 | 785652859250 | 6.75 | 5.75 | 9 | 1.6 | 0.202 | 125 | Yes | 6 | 10785652859257 | 18 | 14.5 | 9.75 | 11 | 1.473 | Yes | UL Wet | cUL Wet | NEW CASTLE 1L LANTERN-15 | One Light Outdoor Wall Lantern |  | 8592-15.jpg | 8592.jpg
8592-71 | One Light Outdoor Wall Lantern | The petite proportions and transitional accents of the New Castle outdoor lighting collection by Sea Gull Lighting make these one-light outdoor wall lanterns a versatile selection for your home. Offered in White, Polished Brass, Antique Brushed Nickel, Antique Bronze and Black finishes, in either Satin Etched or Clear glass. Clear bulbs are recommended to use for the best aesthetics for the Clear glass fixtures. Both incandescent lamping and ENERGY STAR-qualified LED lamping options are available for those fixtures with the Satin Etched glass. And the Clear glass fixtures can easily convert to LED by purchasing LED replacement lamps sold separately. | OUTDOOR | New Castle | Outdoor Lighting | Antique Bronze | 71 | Brass | Clear Glass | W:3.375" H:4.3125" |  |  | 1 Medium A19 75w |  | 1 | No | [14 empty] | 0 | [12 empty] | 21.98 | 43.96 | 65.94 | W:4 1/4'' H:8 1/4'' E:5 1/2'' | 1.4 |  |  | 4.25 | 8.25 | Cap Nuts |  |  |  |  | 5.5 |  | No |  | No | [21 empty] | D:4 1/2'' DP:2 1/16'' OB UP:2 3/4'' OB DOWN:5 1/2'' Round |  |  |  | 6.5 | Black/White |  |  | Hardwired | 0 | 0 | 0 | 0 | 1 | 0 | 0 | 1 | 0 | 0 | 0 | 785652085925 | 6.75 | 5.75 | 9 | 1.75 | 0.202 | 100 | Yes | 6 | 10785652085922 | 18 | 14.5 | 9.75 | 11.7 | 1.473 | Yes | UL Wet | cUL Wet | NEW CASTLE 1L LANTERN-71 | One Light Outdoor Wall Lantern |  | 8592-71.jpg | 8592.jpg
8592-965 | One Light Outdoor Wall Lantern | The petite proportions and transitional accents of the New Castle outdoor lighting collection by Sea Gull Lighting make these one-light outdoor wall lanterns a versatile selection for your home. Offered in White, Polished Brass, Antique Brushed Nickel, Antique Bronze and Black finishes, in either Satin Etched or Clear glass. Clear bulbs are recommended to use for the best aesthetics for the Clear glass fixtures. Both incandescent lamping and ENERGY STAR-qualified LED lamping options are available for those fixtures with the Satin Etched glass. And the Clear glass fixtures can easily convert to LED by purchasing LED replacement lamps sold separately. | OUTDOOR | New Castle | Outdoor Lighting | Antique Brushed Nickel | 965 | Brass | Clear Glass | W:3.375" H:4.3125" |  |  | 1 Medium A19 75w |  | 1 | No | [14 empty] | 0 | [12 empty] | 21.98 | 43.96 | 65.94 | W:4 1/4'' H:8 1/4'' E:5 1/2'' | 1.4 |  |  | 4.25 | 8.25 | Cap Nuts |  |  |  |  | 5.5 |  | No |  | No | [21 empty] | D:4 1/2'' DP:2 1/16'' OB UP:2 3/4'' OB DOWN:5 1/2'' Round |  |  |  | 6.5 | Black/White |  |  | Hardwired | 0 | 0 | 0 | 0 | 1 | 0 | 0 | 1 | 0 | 0 | 0 | 785652085963 | 6.5 | 4.75 | 9 | 1.5 | 0.161 | 100 | Yes | 6 | 10785652085960 | 15.5 | 13.5 | 9.75 | 9.9 | 1.181 | Yes | UL Wet | cUL Wet | NEW CASTLE 1L LANTERN-965 | One Light Outdoor Wall Lantern |  | 8592-965.jpg | 8592.jpg
8592001-02 | One Light Outdoor Wall Lantern | The petite proportions and transitional accents of the New Castle outdoor lighting collection by Sea Gull Lighting make these one-light outdoor wall lanterns a versatile selection for your home. Offered in White, Polished Brass, Antique Brushed Nickel, Antique Bronze and Black finishes, in either Satin Etched or Clear glass. Clear bulbs are recommended to use for the best aesthetics for the Clear glass fixtures. Both incandescent lamping and ENERGY STAR-qualified LED lamping options are available for those fixtures with the Satin Etched glass. And the Clear glass fixtures can easily convert to LED by purchasing LED replacement lamps sold separately. | OUTDOOR | New Castle | Outdoor Lighting | Polished Brass | 2 | Brass | Satin Etched Glass | W:3.375" H:4.3125" |  |  | 1 Medium A19 75w |  | 1 | No | [14 empty] | 0 | [12 empty] | 19.75 | 39.5 | 59.25 | W:4 1/4'' H:8 1/4'' E:5 1/2'' | 1.4 |  |  | 4.25 | 8.25 | Cap Nuts |  |  |  |  | 5.5 |  | No |  | No | [21 empty] | D:4 1/2'' DP:2 1/16'' OB UP:2 3/4'' OB DOWN:5 1/2'' Round |  |  |  | 6.5 | Black/White |  |  | Hardwired | 0 | 0 | 0 | 0 | 1 | 0 | 0 | 1 | 0 | 0 | 0 | 785652057229 | 9.5 | 6.75 | 5.25 | 1.7 | 0.195 | 100 | Yes | 6 | 10785652057226 | 16.25 | 14.25 | 10.5 | 11.1 | 1.407 | Yes | UL Wet | cUL Wet | NEW CASTLE 1L LANTERN-02 | One Light Outdoor Wall Lantern |  | 8592001-02.png | 8592.jpg
8592001-12 | One Light Outdoor Wall Lantern | The petite proportions and transitional accents of the New Castle outdoor lighting collection by Sea Gull Lighting make these one-light outdoor wall lanterns a versatile selection for your home. Offered in White, Polished Brass, Antique Brushed Nickel, Antique Bronze and Black finishes, in either Satin Etched or Clear glass. Clear bulbs are recommended to use for the best aesthetics for the Clear glass fixtures. Both incandescent lamping and ENERGY STAR-qualified LED lamping options are available for those fixtures with the Satin Etched glass. And the Clear glass fixtures can easily convert to LED by purchasing LED replacement lamps sold separately. | OUTDOOR | New Castle | Outdoor Lighting | Black | 12 | Aluminum | Satin Etched Glass | W:3.375" H:4.3125" |  |  | 1 Medium A19 75w |  | 1 | No | [14 empty] | 0 | [12 empty] | 18.98 | 37.96 | 56.94 | W:4 1/4'' H:8 1/4'' E:5 1/2'' | 1.4 |  |  | 4.25 | 8.25 | Cap Nuts |  |  |  |  | 5.5 |  | No |  | No | [21 empty] | D:4 1/2'' DP:2 1/16'' OB UP:2 3/4'' OB DOWN:5 1/2'' Round |  |  |  | 6.5 | Black/White |  |  | Hardwired | 0 | 0 | 0 | 0 | 1 | 0 | 0 | 1 | 0 | 0 | 0 | 785652057236 | 9.5 | 6.75 | 5.25 | 1.7 | 0.195 | 100 | Yes | 6 | 10785652057233 | 16.25 | 14.25 | 10.5 | 11.1 | 1.407 | Yes | UL Wet | cUL Wet | NEW CASTLE 1L LANTERN-12 | One Light Outdoor Wall Lantern |  | 8592001-12.png | 8592.jpg
8592001-15 | One Light Outdoor Wall Lantern | The petite proportions and transitional accents of the New Castle outdoor lighting collection by Sea Gull Lighting make these one-light outdoor wall lanterns a versatile selection for your home. Offered in White, Polished Brass, Antique Brushed Nickel, Antique Bronze and Black finishes, in either Satin Etched or Clear glass. Clear bulbs are recommended to use for the best aesthetics for the Clear glass fixtures. Both incandescent lamping and ENERGY STAR-qualified LED lamping options are available for those fixtures with the Satin Etched glass. And the Clear glass fixtures can easily convert to LED by purchasing LED replacement lamps sold separately. | OUTDOOR | New Castle | Outdoor Lighting | White | 15 | Aluminum | Satin Etched Glass | W:3.375" H:4.3125" |  |  | 1 Medium A19 75w |  | 1 | No | [14 empty] | 0 | [12 empty] | 18.98 | 37.96 | 56.94 | W:4 1/4'' H:8 1/4'' E:5 1/2'' | 1.4 |  |  | 4.25 | 8.25 | Cap Nuts |  |  |  |  | 5.5 |  | No |  | No | [21 empty] | D:4 1/2'' DP:2 1/16'' OB UP:2 3/4'' OB DOWN:5 1/2'' Round |  |  |  | 6.5 | Black/White |  |  | Hardwired | 0 | 0 | 0 | 0 | 1 | 0 | 0 | 1 | 0 | 0 | 0 | 785652057243 | 9.5 | 6.75 | 5.25 | 1.7 | 0.195 | 100 | Yes | 6 | 10785652057240 | 16.25 | 14.25 | 10.5 | 11.1 | 1.407 | Yes | UL Wet | cUL Wet | NEW CASTLE 1L LANTERN-15 | One Light Outdoor Wall Lantern |  | 8592001-15.png | 8592.jpg
8592001-71 | One Light Outdoor Wall Lantern | The petite proportions and transitional accents of the New Castle outdoor lighting collection by Sea Gull Lighting make these one-light outdoor wall lanterns a versatile selection for your home. Offered in White, Polished Brass, Antique Brushed Nickel, Antique Bronze and Black finishes, in either Satin Etched or Clear glass. Clear bulbs are recommended to use for the best aesthetics for the Clear glass fixtures. Both incandescent lamping and ENERGY STAR-qualified LED lamping options are available for those fixtures with the Satin Etched glass. And the Clear glass fixtures can easily convert to LED by purchasing LED replacement lamps sold separately. | OUTDOOR | New Castle | Outdoor Lighting | Antique Bronze | 71 | Brass | Satin Etched Glass | W:3.375" H:4.3125" |  |  | 1 Medium A19 75w |  | 1 | No | [14 empty] | 0 | [12 empty] | 22.48 | 44.96 | 67.44 | W:4 1/4'' H:8 1/4'' E:5 1/2'' | 1.4 |  |  | 4.25 | 8.25 | Cap Nuts |  |  |  |  | 5.5 |  | No |  | No | [21 empty] | D:4 1/2'' DP:2 1/16'' OB UP:2 3/4'' OB DOWN:5 1/2'' Round |  |  |  | 6.5 | Black/White |  |  | Hardwired | 0 | 0 | 0 | 0 | 1 | 0 | 0 | 1 | 0 | 0 | 0 | 785652057250 | 9.5 | 6.75 | 5.25 | 1.7 | 0.195 | 100 | Yes | 6 | 10785652057257 | 16.25 | 14.25 | 10.5 | 11.1 | 1.407 | Yes | UL Wet | cUL Wet | NEW CASTLE 1L LANTERN-71 | One Light Outdoor Wall Lantern |  | 8592001-71.png | 8592.jpg
8592001-965 | One Light Outdoor Wall Lantern | The petite proportions and transitional accents of the New Castle outdoor lighting collection by Sea Gull Lighting make these one-light outdoor wall lanterns a versatile selection for your home. Offered in White, Polished Brass, Antique Brushed Nickel, Antique Bronze and Black finishes, in either Satin Etched or Clear glass. Clear bulbs are recommended to use for the best aesthetics for the Clear glass fixtures. Both incandescent lamping and ENERGY STAR-qualified LED lamping options are available for those fixtures with the Satin Etched glass. And the Clear glass fixtures can easily convert to LED by purchasing LED replacement lamps sold separately. | OUTDOOR | New Castle | Outdoor Lighting | Antique Brushed Nickel | 965 | Brass | Satin Etched Glass | W:3.375" H:4.3125" |  |  | 1 Medium A19 75w |  | 1 | No | [14 empty] | 0 | [12 empty] | 22.48 | 44.96 | 67.44 | W:4 1/4'' H:8 1/4'' E:5 1/2'' | 1.4 |  |  | 4.25 | 8.25 | Cap Nuts |  |  |  |  | 5.5 |  | No |  | No | [21 empty] | D:4 1/2'' DP:2 1/16'' OB UP:2 3/4'' OB DOWN:5 1/2'' Round |  |  |  | 6.5 | Black/White |  |  | Hardwired | 0 | 0 | 0 | 0 | 1 | 0 | 0 | 1 | 0 | 0 | 0 | 785652057267 | 9.5 | 6.75 | 5.25 | 1.7 | 0.195 | 100 | Yes | 6 | 10785652057264 | 16.25 | 14.25 | 10.5 | 11.1 | 1.407 | Yes | UL Wet | cUL Wet | NEW CASTLE 1L LANTERN-965 | One Light Outdoor Wall Lantern |  | 8592001-965.png | 8592.jpg
8592001EN3-02 | One Light Outdoor Wall Lantern | The petite proportions and transitional accents of the New Castle outdoor lighting collection by Sea Gull Lighting make these one-light outdoor wall lanterns a versatile selection for your home. Offered in White, Polished Brass, Antique Brushed Nickel, Antique Bronze and Black finishes, in either Satin Etched or Clear glass. Clear bulbs are recommended to use for the best aesthetics for the Clear glass fixtures. Both incandescent lamping and ENERGY STAR-qualified LED lamping options are available for those fixtures with the Satin Etched glass. And the Clear glass fixtures can easily convert to LED by purchasing LED replacement lamps sold separately. | OUTDOOR | New Castle | Outdoor Lighting | Polished Brass | 2 | Brass | Satin Etched Glass | W:3.375" H:4.3125" |  |  | 1 Medium A19 9.3w |  | 1 | Yes | [14 empty] | 0 | [12 empty] | 24.75 | 49.5 | 74.25 | W:4 1/4'' H:8 1/4'' E:5 1/2'' | 1.4 |  |  | 4.25 | 8.25 | Cap Nuts |  |  |  |  | 5.5 |  | No |  | No | [21 empty] | D:4 1/2'' DP:2 1/16'' OB UP:2 3/4'' OB DOWN:5 1/2'' Round |  |  |  | 6.5 | Black/White |  |  | Hardwired | 0 | 0 | 0 | 1 | 1 | 0 | 0 | 0 | 0 | 0 | 0 | 785652058059 | 9.5 | 6.75 | 5.25 | 1.7 | 0.195 | 100 | Yes | 6 | 10785652058056 | 16.25 | 14.25 | 10.5 | 11.1 | 1.407 | Yes | UL Wet | cUL Wet | NEW CASTLE 1L LANTERN-02 | One Light Outdoor Wall Lantern |  | 8592001EN3-02.png | 8592001EN3.jpg
8592001EN3-12 | One Light Outdoor Wall Lantern | The petite proportions and transitional accents of the New Castle outdoor lighting collection by Sea Gull Lighting make these one-light outdoor wall lanterns a versatile selection for your home. Offered in White, Polished Brass, Antique Brushed Nickel, Antique Bronze and Black finishes, in either Satin Etched or Clear glass. Clear bulbs are recommended to use for the best aesthetics for the Clear glass fixtures. Both incandescent lamping and ENERGY STAR-qualified LED lamping options are available for those fixtures with the Satin Etched glass. And the Clear glass fixtures can easily convert to LED by purchasing LED replacement lamps sold separately. | OUTDOOR | New Castle | Outdoor Lighting | Black | 12 | Aluminum | Satin Etched Glass | W:3.375" H:4.3125" |  |  | 1 Medium A19 9.5w |  | 1 | Yes | [14 empty] | 0 | [12 empty] | 23.98 | 47.96 | 71.94 | W:4 1/4'' H:8 1/4'' E:5 1/2'' | 1.4 |  |  | 4.25 | 8.25 | Cap Nuts |  |  |  |  | 5.5 |  | No |  | No | [21 empty] | D:4 1/2'' DP:2 1/16'' OB UP:2 3/4'' OB DOWN:5 1/2'' Round |  |  |  | 6.5 | Black/White |  |  | Hardwired | 0 | 0 | 0 | 1 | 1 | 0 | 0 | 0 | 0 | 0 | 0 | 785652058066 | 9.5 | 6.75 | 5.25 | 1.7 | 0.195 | 100 | Yes | 6 | 10785652058063 | 16.25 | 14.25 | 10.5 | 11.1 | 1.407 | Yes | UL Wet | cUL Wet | NEW CASTLE 1L LANTERN-12 | One Light Outdoor Wall Lantern |  | 8592001EN3-12.png | 8592001EN3.jpg
8592001EN3-15 | One Light Outdoor Wall Lantern | The petite proportions and transitional accents of the New Castle outdoor lighting collection by Sea Gull Lighting make these one-light outdoor wall lanterns a versatile selection for your home. Offered in White, Polished Brass, Antique Brushed Nickel, Antique Bronze and Black finishes, in either Satin Etched or Clear glass. Clear bulbs are recommended to use for the best aesthetics for the Clear glass fixtures. Both incandescent lamping and ENERGY STAR-qualified LED lamping options are available for those fixtures with the Satin Etched glass. And the Clear glass fixtures can easily convert to LED by purchasing LED replacement lamps sold separately. | OUTDOOR | New Castle | Outdoor Lighting | White | 15 | Aluminum | Satin Etched Glass | W:3.375" H:4.3125" |  |  | 1 Medium A19 9.3w |  | 1 | Yes | [14 empty] | 0 | [12 empty] | 23.98 | 47.96 | 71.94 | W:4 1/4'' H:8 1/4'' E:5 1/2'' | 1.4 |  |  | 4.25 | 8.25 | Cap Nuts |  |  |  |  | 5.5 |  | No |  | No | [21 empty] | D:4 1/2'' DP:2 1/16'' OB UP:2 3/4'' OB DOWN:5 1/2'' Round |  |  |  | 6.5 | Black/White |  |  | Hardwired | 0 | 0 | 0 | 1 | 1 | 0 | 0 | 0 | 0 | 0 | 0 | 785652058073 | 9.5 | 6.75 | 5.25 | 1.7 | 0.195 | 100 | Yes | 6 | 10785652058070 | 16.25 | 14.25 | 10.5 | 11.1 | 1.407 | Yes | UL Wet | cUL Wet | NEW CASTLE 1L LANTERN-15 | One Light Outdoor Wall Lantern |  | 8592001EN3-15.png | 8592001EN3.jpg
8592001EN3-71 | One Light Outdoor Wall Lantern | The petite proportions and transitional accents of the New Castle outdoor lighting collection by Sea Gull Lighting make these one-light outdoor wall lanterns a versatile selection for your home. Offered in White, Polished Brass, Antique Brushed Nickel, Antique Bronze and Black finishes, in either Satin Etched or Clear glass. Clear bulbs are recommended to use for the best aesthetics for the Clear glass fixtures. Both incandescent lamping and ENERGY STAR-qualified LED lamping options are available for those fixtures with the Satin Etched glass. And the Clear glass fixtures can easily convert to LED by purchasing LED replacement lamps sold separately. | OUTDOOR | New Castle | Outdoor Lighting | Antique Bronze | 71 | Brass | Satin Etched Glass | W:3.375" H:4.3125" |  |  | 1 Medium A19 9.3w |  | 1 | Yes | [14 empty] | 0 | [12 empty] | 28.48 | 56.96 | 85.44 | W:4 1/4'' H:8 1/4'' E:5 1/2'' | 1.4 |  |  | 4.25 | 8.25 | Cap Nuts |  |  |  |  | 5.5 |  | No |  | No | [21 empty] | D:4 1/2'' DP:2 1/16'' OB UP:2 3/4'' OB DOWN:5 1/2'' Round |  |  |  | 6.5 | Black/White |  |  | Hardwired | 0 | 0 | 0 | 1 | 1 | 0 | 0 | 0 | 0 | 0 | 0 | 785652058080 | 9.5 | 6.75 | 5.25 | 1.7 | 0.195 | 100 | Yes | 6 | 10785652058087 | 16.25 | 14.25 | 10.5 | 11.1 | 1.407 | Yes | UL Wet | cUL Wet | NEW CASTLE 1L LANTERN-71 | One Light Outdoor Wall Lantern |  | 8592001EN3-71.png | 8592001EN3.jpg
8592001EN3-965 | One Light Outdoor Wall Lantern | The petite proportions and transitional accents of the New Castle outdoor lighting collection by Sea Gull Lighting make these one-light outdoor wall lanterns a versatile selection for your home. Offered in White, Polished Brass, Antique Brushed Nickel, Antique Bronze and Black finishes, in either Satin Etched or Clear glass. Clear bulbs are recommended to use for the best aesthetics for the Clear glass fixtures. Both incandescent lamping and ENERGY STAR-qualified LED lamping options are available for those fixtures with the Satin Etched glass. And the Clear glass fixtures can easily convert to LED by purchasing LED replacement lamps sold separately. | OUTDOOR | New Castle | Outdoor Lighting | Antique Brushed Nickel | 965 | Brass | Satin Etched Glass | W:3.375" H:4.3125" |  |  | 1 Medium A19 9.3w |  | 1 | Yes | [14 empty] | 0 | [12 empty] | 28.48 | 56.96 | 85.44 | W:4 1/4'' H:8 1/4'' E:5 1/2'' | 1.4 |  |  | 4.25 | 8.25 | Cap Nuts |  |  |  |  | 5.5 |  | No |  | No | [21 empty] | D:4 1/2'' DP:2 1/16'' OB UP:2 3/4'' OB DOWN:5 1/2'' Round |  |  |  | 6.5 | Black/White |  |  | Hardwired | 0 | 0 | 0 | 1 | 1 | 0 | 0 | 0 | 0 | 0 | 0 | 785652058097 | 9.5 | 6.75 | 5.25 | 1.7 | 0.195 | 100 | Yes | 6 | 10785652058094 | 16.25 | 14.25 | 10.5 | 11.1 | 1.407 | Yes | UL Wet | cUL Wet | NEW CASTLE 1L LANTERN-965 | One Light Outdoor Wall Lantern |  | 8592001EN3-965.png | 8592001EN3.jpg
8593-12 | Large One Light Outdoor Wall Lantern | The petite proportions and transitional accents of the New Castle outdoor lighting collection by Sea Gull Lighting make these one-light outdoor wall lanterns a versatile selection for your home. Offered in White, Polished Brass, Antique Brushed Nickel, Antique Bronze and Black finishes, in either Satin Etched or Clear glass. Clear bulbs are recommended to use for the best aesthetics for the Clear glass fixtures. Both incandescent lamping and ENERGY STAR-qualified LED lamping options are available for those fixtures with the Satin Etched glass. And the Clear glass fixtures can easily convert to LED by purchasing LED replacement lamps sold separately. | OUTDOOR | New Castle | Outdoor Lighting | Black | 12 | Aluminum | Clear Glass | W:3.375" H:6.34375" |  |  | 1 Medium A19 75w |  | 1 | No | [14 empty] | 0 | [12 empty] | 25 | 50 | 75 | W:4 1/2'' H:10 1/4'' E:5 3/4'' |  |  |  | 4.5 | 10.25 | Cap Nuts |  |  |  |  | 5.75 |  | No |  | No | [21 empty] | D:4 1/2'' DP:2 1/16'' OB UP:2 3/4'' Round |  |  |  | 6.5 | Black/White |  |  | Hardwired | 0 | 0 | 0 | 0 | 1 | 0 | 0 | 1 | 0 | 0 | 0 | 785652078729 | [7 empty] | 6 | 10785652078726 | [7 empty] | cETL Wet | NEW CASTLE 1L LANTERN-12 | Large One Light Outdoor Wall Lantern |  | 8593-12.jpg | 8593.jpg
8593-15 | Large One Light Outdoor Wall Lantern | The petite proportions and transitional accents of the New Castle outdoor lighting collection by Sea Gull Lighting make these one-light outdoor wall lanterns a versatile selection for your home. Offered in White, Polished Brass, Antique Brushed Nickel, Antique Bronze and Black finishes, in either Satin Etched or Clear glass. Clear bulbs are recommended to use for the best aesthetics for the Clear glass fixtures. Both incandescent lamping and ENERGY STAR-qualified LED lamping options are available for those fixtures with the Satin Etched glass. And the Clear glass fixtures can easily convert to LED by purchasing LED replacement lamps sold separately. | OUTDOOR | New Castle | Outdoor Lighting | White | 15 | Aluminum | Clear Glass | W:3.375" H:6.34375" |  |  | 1 Medium A19 75w |  | 1 | No | [14 empty] | 0 | [12 empty] | 25 | 50 | 75 | W:4 1/2'' H:10 1/4'' E:5 3/4'' |  |  |  | 4.5 | 10.25 | Cap Nuts |  |  |  |  | 5.75 |  | No |  | No | [21 empty] | D:4 1/2'' DP:2 1/16'' OB UP:2 3/4'' Round |  |  |  | 6.5 | Black/White |  |  | Hardwired | 0 | 0 | 0 | 0 | 1 | 0 | 0 | 1 | 0 | 0 | 0 | 785652078736 | [7 empty] | 6 | 10785652078733 | [7 empty] | cETL Wet | NEW CASTLE 1L LANTERN-15 | Large One Light Outdoor Wall Lantern |  | 8593-15.jpg | 8593.jpg
8593-71 | Large One Light Outdoor Wall Lantern | The petite proportions and transitional accents of the New Castle outdoor lighting collection by Sea Gull Lighting make these one-light outdoor wall lanterns a versatile selection for your home. Offered in White, Polished Brass, Antique Brushed Nickel, Antique Bronze and Black finishes, in either Satin Etched or Clear glass. Clear bulbs are recommended to use for the best aesthetics for the Clear glass fixtures. Both incandescent lamping and ENERGY STAR-qualified LED lamping options are available for those fixtures with the Satin Etched glass. And the Clear glass fixtures can easily convert to LED by purchasing LED replacement lamps sold separately. | OUTDOOR | New Castle | Outdoor Lighting | Antique Bronze | 71 | Brass | Clear Glass | W:3.375" H:6.34375" |  |  | 1 Medium A19 75w |  | 1 | No | [14 empty] | 0 | [12 empty] | 25 | 50 | 75 | W:4 1/2'' H:10 1/4'' E:5 3/4'' |  |  |  | 4.5 | 10.25 | Cap Nuts |  |  |  |  | 5.75 |  | No |  | No | [21 empty] | D:4 1/2'' DP:2 1/16'' OB UP:2 3/4'' Round |  |  |  | 6.5 | Black/White |  |  | Hardwired | 0 | 0 | 0 | 0 | 1 | 0 | 0 | 1 | 0 | 0 | 0 | 785652078743 | [7 empty] | 6 | 10785652078740 | [7 empty] | cETL Wet | NEW CASTLE 1L LANTERN-71 | Large One Light Outdoor Wall Lantern |  | 8593-71.jpg | 8593.jpg
8593-965 | Large One Light Outdoor Wall Lantern | The petite proportions and transitional accents of the New Castle outdoor lighting collection by Sea Gull Lighting make these one-light outdoor wall lanterns a versatile selection for your home. Offered in White, Polished Brass, Antique Brushed Nickel, Antique Bronze and Black finishes, in either Satin Etched or Clear glass. Clear bulbs are recommended to use for the best aesthetics for the Clear glass fixtures. Both incandescent lamping and ENERGY STAR-qualified LED lamping options are available for those fixtures with the Satin Etched glass. And the Clear glass fixtures can easily convert to LED by purchasing LED replacement lamps sold separately. | OUTDOOR | New Castle | Outdoor Lighting | Antique Brushed Nickel | 965 | Brass | Clear Glass | W:3.375" H:6.34375" |  |  | 1 Medium A19 75w |  | 1 | No | [14 empty] | 0 | [12 empty] | 25 | 50 | 75 | W:4 1/2'' H:10 1/4'' E:5 3/4'' |  |  |  | 4.5 | 10.25 | Cap Nuts |  |  |  |  | 5.75 |  | No |  | No | [21 empty] | D:4 1/2'' DP:2 1/16'' OB UP:2 3/4'' Round |  |  |  | 6.5 | Black/White |  |  | Hardwired | 0 | 0 | 0 | 0 | 1 | 0 | 0 | 1 | 0 | 0 | 0 | 785652078750 | [7 empty] | 6 | 10785652078757 | [7 empty] | cETL Wet | NEW CASTLE 1L LANTERN-965 | Large One Light Outdoor Wall Lantern |  | 8593-965.jpg | 8593.jpg
8593001-12 | Large One Light Outdoor Wall Lantern | The petite proportions and transitional accents of the New Castle outdoor lighting collection by Sea Gull Lighting make these one-light outdoor wall lanterns a versatile selection for your home. Offered in White, Polished Brass, Antique Brushed Nickel, Antique Bronze and Black finishes, in either Satin Etched or Clear glass. Clear bulbs are recommended to use for the best aesthetics for the Clear glass fixtures. Both incandescent lamping and ENERGY STAR-qualified LED lamping options are available for those fixtures with the Satin Etched glass. And the Clear glass fixtures can easily convert to LED by purchasing LED replacement lamps sold separately. | OUTDOOR | New Castle | Outdoor Lighting | Black | 12 | Aluminum | Satin Etched Glass | W:3.375" H:6.34375" |  |  | 1 Medium A19 75w |  | 1 | No | [14 empty] | 0 | [12 empty] | 27.5 | 55 | 82.5 | W:4 1/2'' H:10 1/4'' E:5 3/4'' |  |  |  | 4.5 | 10.25 | Cap Nuts |  |  |  |  | 5.75 |  | No |  | No | [21 empty] | D:4 1/2'' DP:2 1/16'' OB UP:2 3/4'' Round |  |  |  | 6.5 | Black/White |  |  | Hardwired | 0 | 0 | 0 | 0 | 1 | 0 | 0 | 1 | 0 | 0 | 0 | 785652078767 | [7 empty] | 6 | 10785652078764 | [7 empty] | cETL Wet | NEW CASTLE 1L LANTERN-12 | Large One Light Outdoor Wall Lantern |  | 8593001-12.jpg | 8593001.jpg
8593001-15 | Large One Light Outdoor Wall Lantern | The petite proportions and transitional accents of the New Castle outdoor lighting collection by Sea Gull Lighting make these one-light outdoor wall lanterns a versatile selection for your home. Offered in White, Polished Brass, Antique Brushed Nickel, Antique Bronze and Black finishes, in either Satin Etched or Clear glass. Clear bulbs are recommended to use for the best aesthetics for the Clear glass fixtures. Both incandescent lamping and ENERGY STAR-qualified LED lamping options are available for those fixtures with the Satin Etched glass. And the Clear glass fixtures can easily convert to LED by purchasing LED replacement lamps sold separately. | OUTDOOR | New Castle | Outdoor Lighting | White | 15 | Aluminum | Satin Etched Glass | W:3.375" H:6.34375" |  |  | 1 Medium A19 75w |  | 1 | No | [14 empty] | 0 | [12 empty] | 27.5 | 55 | 82.5 | W:4 1/2'' H:10 1/4'' E:5 3/4'' |  |  |  | 4.5 | 10.25 | Cap Nuts |  |  |  |  | 5.75 |  | No |  | No | [21 empty] | D:4 1/2'' DP:2 1/16'' OB UP:2 3/4'' Round |  |  |  | 6.5 | Black/White |  |  | Hardwired | 0 | 0 | 0 | 0 | 1 | 0 | 0 | 1 | 0 | 0 | 0 | 785652078774 | [7 empty] | 6 | 10785652078771 | [7 empty] | cETL Wet | NEW CASTLE 1L LANTERN-15 | Large One Light Outdoor Wall Lantern |  | 8593001-15.jpg | 8593001.jpg
8593001-71 | Large One Light Outdoor Wall Lantern | The petite proportions and transitional accents of the New Castle outdoor lighting collection by Sea Gull Lighting make these one-light outdoor wall lanterns a versatile selection for your home. Offered in White, Polished Brass, Antique Brushed Nickel, Antique Bronze and Black finishes, in either Satin Etched or Clear glass. Clear bulbs are recommended to use for the best aesthetics for the Clear glass fixtures. Both incandescent lamping and ENERGY STAR-qualified LED lamping options are available for those fixtures with the Satin Etched glass. And the Clear glass fixtures can easily convert to LED by purchasing LED replacement lamps sold separately. | OUTDOOR | New Castle | Outdoor Lighting | Antique Bronze | 71 | Brass | Satin Etched Glass | W:3.375" H:6.34375" |  |  | 1 Medium A19 75w |  | 1 | No | [14 empty] | 0 | [12 empty] | 27.5 | 55 | 82.5 | W:4 1/2'' H:10 1/4'' E:5 3/4'' |  |  |  | 4.5 | 10.25 | Cap Nuts |  |  |  |  | 5.75 |  | No |  | No | [21 empty] | D:4 1/2'' DP:2 1/16'' OB UP:2 3/4'' Round |  |  |  | 6.5 | Black/White |  |  | Hardwired | 0 | 0 | 0 | 0 | 1 | 0 | 0 | 1 | 0 | 0 | 0 | 785652078781 | [7 empty] | 6 | 10785652078788 | [7 empty] | cETL Wet | NEW CASTLE 1L LANTERN-71 | Large One Light Outdoor Wall Lantern |  | 8593001-71.jpg | 8593001.jpg
8593001-965 | Large One Light Outdoor Wall Lantern | The petite proportions and transitional accents of the New Castle outdoor lighting collection by Sea Gull Lighting make these one-light outdoor wall lanterns a versatile selection for your home. Offered in White, Polished Brass, Antique Brushed Nickel, Antique Bronze and Black finishes, in either Satin Etched or Clear glass. Clear bulbs are recommended to use for the best aesthetics for the Clear glass fixtures. Both incandescent lamping and ENERGY STAR-qualified LED lamping options are available for those fixtures with the Satin Etched glass. And the Clear glass fixtures can easily convert to LED by purchasing LED replacement lamps sold separately. | OUTDOOR | New Castle | Outdoor Lighting | Antique Brushed Nickel | 965 | Brass | Satin Etched Glass | W:3.375" H:6.34375" |  |  | 1 Medium A19 75w |  | 1 | No | [14 empty] | 0 | [12 empty] | 27.5 | 55 | 82.5 | W:4 1/2'' H:10 1/4'' E:5 3/4'' |  |  |  | 4.5 | 10.25 | Cap Nuts |  |  |  |  | 5.75 |  | No |  | No | [21 empty] | D:4 1/2'' DP:2 1/16'' OB UP:2 3/4'' Round |  |  |  | 6.5 | Black/White |  |  | Hardwired | 0 | 0 | 0 | 0 | 1 | 0 | 0 | 1 | 0 | 0 | 0 | 785652078798 | [7 empty] | 6 | 10785652078795 | [7 empty] | cETL Wet | NEW CASTLE 1L LANTERN-965 | Large One Light Outdoor Wall Lantern |  | 8593001-965.jpg | 8593001.jpg
8593001EN3-12 | Large One Light Outdoor Wall Lantern | The petite proportions and transitional accents of the New Castle outdoor lighting collection by Sea Gull Lighting make these one-light outdoor wall lanterns a versatile selection for your home. Offered in White, Polished Brass, Antique Brushed Nickel, Antique Bronze and Black finishes, in either Satin Etched or Clear glass. Clear bulbs are recommended to use for the best aesthetics for the Clear glass fixtures. Both incandescent lamping and ENERGY STAR-qualified LED lamping options are available for those fixtures with the Satin Etched glass. And the Clear glass fixtures can easily convert to LED by purchasing LED replacement lamps sold separately. | OUTDOOR | New Castle | Outdoor Lighting | Black | 12 | Aluminum | Satin Etched Glass | W:3.375" H:6.34375" |  |  | 1 Medium A19 9.3w |  | 1 | Yes | [14 empty] | 0 | [12 empty] | 32.5 | 65 | 97.5 | W:4 1/2'' H:10 1/4'' E:5 3/4'' |  |  |  | 4.5 | 10.25 | Cap Nuts |  |  |  |  | 5.75 |  | No |  | No | [21 empty] | D:4 1/2'' DP:2 1/16'' OB UP:2 3/4'' Round |  |  |  | 6.5 | Black/White |  |  | Hardwired | 0 | 0 | 0 | 1 | 1 | 0 | 0 | 0 | 0 | 0 | 0 | 785652083006 | [7 empty] | 6 | 10785652083003 | [7 empty] | cETL Wet | NEW CASTLE 1L LANTERN-12 | Large One Light Outdoor Wall Lantern |  | 8593001EN3-12.jpg | 8593001EN3.jpg
8593001EN3-15 | Large One Light Outdoor Wall Lantern | The petite proportions and transitional accents of the New Castle outdoor lighting collection by Sea Gull Lighting make these one-light outdoor wall lanterns a versatile selection for your home. Offered in White, Polished Brass, Antique Brushed Nickel, Antique Bronze and Black finishes, in either Satin Etched or Clear glass. Clear bulbs are recommended to use for the best aesthetics for the Clear glass fixtures. Both incandescent lamping and ENERGY STAR-qualified LED lamping options are available for those fixtures with the Satin Etched glass. And the Clear glass fixtures can easily convert to LED by purchasing LED replacement lamps sold separately. | OUTDOOR | New Castle | Outdoor Lighting | White | 15 | Aluminum | Satin Etched Glass | W:3.375" H:6.34375" |  |  | 1 Medium A19 9.3w |  | 1 | Yes | [14 empty] | 0 | [12 empty] | 32.5 | 65 | 97.5 | W:4 1/2'' H:10 1/4'' E:5 3/4'' |  |  |  | 4.5 | 10.25 | Cap Nuts |  |  |  |  | 5.75 |  | No |  | No | [21 empty] | D:4 1/2'' DP:2 1/16'' OB UP:2 3/4'' Round |  |  |  | 6.5 | Black/White |  |  | Hardwired | 0 | 0 | 0 | 1 | 1 | 0 | 0 | 0 | 0 | 0 | 0 | 785652083013 | [7 empty] | 6 | 10785652083010 | [7 empty] | cETL Wet | NEW CASTLE 1L LANTERN-15 | Large One Light Outdoor Wall Lantern |  | 8593001EN3-15.jpg | 8593001EN3.jpg
8593001EN3-71 | Large One Light Outdoor Wall Lantern | The petite proportions and transitional accents of the New Castle outdoor lighting collection by Sea Gull Lighting make these one-light outdoor wall lanterns a versatile selection for your home. Offered in White, Polished Brass, Antique Brushed Nickel, Antique Bronze and Black finishes, in either Satin Etched or Clear glass. Clear bulbs are recommended to use for the best aesthetics for the Clear glass fixtures. Both incandescent lamping and ENERGY STAR-qualified LED lamping options are available for those fixtures with the Satin Etched glass. And the Clear glass fixtures can easily convert to LED by purchasing LED replacement lamps sold separately. | OUTDOOR | New Castle | Outdoor Lighting | Antique Bronze | 71 | Brass | Satin Etched Glass | W:3.375" H:6.34375" |  |  | 1 Medium A19 9.3w |  | 1 | Yes | [14 empty] | 0 | [12 empty] | 32.5 | 65 | 97.5 | W:4 1/2'' H:10 1/4'' E:5 3/4'' |  |  |  | 4.5 | 10.25 | Cap Nuts |  |  |  |  | 5.75 |  | No |  | No | [21 empty] | D:4 1/2'' DP:2 1/16'' OB UP:2 3/4'' Round |  |  |  | 6.5 | Black/White |  |  | Hardwired | 0 | 0 | 0 | 1 | 1 | 0 | 0 | 0 | 0 | 0 | 0 | 785652083020 | [7 empty] | 6 | 10785652083027 | [7 empty] | cETL Wet | NEW CASTLE 1L LANTERN-71 | Large One Light Outdoor Wall Lantern |  | 8593001EN3-71.jpg | 8593001EN3.jpg
8593001EN3-965 | Large One Light Outdoor Wall Lantern | The petite proportions and transitional accents of the New Castle outdoor lighting collection by Sea Gull Lighting make these one-light outdoor wall lanterns a versatile selection for your home. Offered in White, Polished Brass, Antique Brushed Nickel, Antique Bronze and Black finishes, in either Satin Etched or Clear glass. Clear bulbs are recommended to use for the best aesthetics for the Clear glass fixtures. Both incandescent lamping and ENERGY STAR-qualified LED lamping options are available for those fixtures with the Satin Etched glass. And the Clear glass fixtures can easily convert to LED by purchasing LED replacement lamps sold separately. | OUTDOOR | New Castle | Outdoor Lighting | Antique Brushed Nickel | 965 | Brass | Satin Etched Glass | W:3.375" H:6.34375" |  |  | 1 Medium A19 9.3w |  | 1 | Yes | [14 empty] | 0 | [12 empty] | 32.5 | 65 | 97.5 | W:4 1/2'' H:10 1/4'' E:5 3/4'' |  |  |  | 4.5 | 10.25 | Cap Nuts |  |  |  |  | 5.75 |  | No |  | No | [21 empty] | D:4 1/2'' DP:2 1/16'' OB UP:2 3/4'' Round |  |  |  | 6.5 | Black/White |  |  | Hardwired | 0 | 0 | 0 | 1 | 1 | 0 | 0 | 0 | 0 | 0 | 0 | 785652083037 | [7 empty] | 6 | 10785652083034 | [7 empty] | cETL Wet | NEW CASTLE 1L LANTERN-965 | Large One Light Outdoor Wall Lantern |  | 8593001EN3-965.jpg | 8593001EN3.jpg
8607-12 | Two Light Adjustable Swivel Flood Light | Our flood lights are designed with safety as a top priority. Choose from open glass PAR38s or directional BR40s, both with swivel design to direct illumination where you need it. | OUTDOOR | Flood Light | Outdoor Lighting | Black | 12 | Aluminum | Black Aluminum |  |  |  | 2 Medium BR40 120w |  | 2 | No | [14 empty] | 0 | [12 empty] | 36.98 | 73.96 | 110.94 | W:22'' H:12 1/2'' E:11 1/4'' | 2.1 |  |  | 22 | 12.5 | Center Lock-Up |  |  |  |  | 11.25 |  | No |  | No | [21 empty] | D:5'' DP:1 1/4'' |  |  |  | 6.5 |  |  | N/A | Hardwired | 0 | 0 | 0 | 0 | 1 | 0 | 0 | 1 | 0 | 0 | 0 | 785652860720 | 14 | 7 | 23.75 | 2.85 | 1.347 | 175 | Yes | 3 | 10785652860727 | 22 | 14.25 | 13.75 | 10.3 | 2.495 | Yes | UL Wet | cUL Wet | 2L FLOOD LIGHT-12 | Two Light Adjustable Swivel Flood Light |  | 8607-12.jpg | 8607.jpg
8607-15 | Two Light Adjustable Swivel Flood Light | Our flood lights are designed with safety as a top priority. Choose from open glass PAR38s or directional BR40s, both with swivel design to direct illumination where you need it. | OUTDOOR | Flood Light | Outdoor Lighting | White | 15 | Aluminum | White Aluminum |  |  |  | 2 Medium BR40 120w |  | 2 | No | [14 empty] | 0 | [12 empty] | 39.48 | 78.96 | 118.44 | W:22'' H:12 1/2'' E:11 1/4'' | 2.1 |  |  | 22 | 12.5 | Center Lock-Up |  |  |  |  | 11.25 |  | No |  | No | [21 empty] | D:5'' DP:1 1/4'' |  |  |  | 6.5 |  |  | N/A | Hardwired | 0 | 0 | 0 | 0 | 1 | 0 | 0 | 1 | 0 | 0 | 0 | 785652860751 | 14 | 7.2 | 12.75 | 2.6 | 0.744 | 250 | Yes | 3 | 10785652860758 | 22 | 14.5 | 13.25 | 8.6 | 2.446 | Yes | UL Wet | cUL Wet | 2L FLOOD LIGHT-15 | Two Light Adjustable Swivel Flood Light |  | 8607-15.jpg | 8607.jpg
8614203-12 | Medium Three Light Outdoor Wall Lantern | The Perrywood outdoor collection embodies all of the elements that make this exterior light a true classic: timeless styling, balanced proportions, versatile finish and rock solid construction. This traditional design features super trendy “water glass," a textured black powder-coated finish, and it’s built from cast aluminum for years of performance. Available in a Black finish. All fixtures are available as ENERGY STAR®-qualified and California Title 24 compliant. | OUTDOOR | Perrywood | Outdoor Lighting | Black | 12 | Cast Aluminum | Water Glass | D:8" H:8.5" |  |  | 3 Candelabra Torpedo 40w |  | 3 | No | [14 empty] | 0 | [12 empty] | 95.48 | 190.96 | 286.44 | W:9 1/2'' H:18'' E:11 1/4'' | 5.9 |  |  | 9.5 | 18 | Cap Nuts |  |  |  |  | 11.25 |  | No |  | No | [21 empty] | DP:1 1/4'' W:6'' H:8 1/4'' OB UP:8 1/8'' Oval |  |  |  | 6.5 | Black/White |  |  | Hardwired | 0 | 0 | 0 | 0 | 1 | 0 | 0 | 1 | 0 | 0 | 0 | 785652070242 | 20.25 | 15 | 13.125 | 6.7 | 2.307 | 250 | Yes | [9 empty] | cETL Wet | PERRYWOOD 3L MD LANTERN-12 | Medium Three Light Outdoor Wall Lantern |  | 8614203-12.jpg | 8614203.jpg
8614203EN-12 | Medium Three Light Outdoor Wall Lantern | The Perrywood outdoor collection embodies all of the elements that make this exterior light a true classic: timeless styling, balanced proportions, versatile finish and rock solid construction. This traditional design features super trendy “water glass," a textured black powder-coated finish, and it’s built from cast aluminum for years of performance. Available in a Black finish. All fixtures are available as ENERGY STAR®-qualified and California Title 24 compliant. | OUTDOOR | Perrywood | Outdoor Lighting | Black | 12 | Cast Aluminum | Water Glass | D:8" H:8.5" |  |  | 3 Candelabra Torpedo 3.5w |  | 3 | Yes | [14 empty] | 0 | [12 empty] | 112.98 | 225.96 | 338.94 | W:9 1/2'' H:18'' E:11 1/4'' | 6.9 |  |  | 9.5 | 18 | Cap Nuts |  |  |  |  | 11.25 |  | No |  | No | [21 empty] | DP:1 1/4'' W:6'' H:8 1/4'' OB UP:8 1/8'' Oval |  |  |  | 6.5 | Black/White |  |  | Hardwired | 0 | 0 | 0 | 1 | 1 | 0 | 0 | 0 | 0 | 0 | 0 | 785652071928 | 20.25 | 15 | 13.125 | 6.7 | 2.307 | 250 | Yes | [9 empty] | cETL Wet | PERRYWOOD 3L LED MD LANTERN-12 | Medium Three Light Outdoor Wall Lantern |  | 8614203EN-12.jpg | 8614203EN.jpg
8619301-12 | Medium One Light Outdoor Wall Lantern |  | OUTDOOR | Eddington | Outdoor Lighting | Black | 12 | Aluminum | Cased Opal Etched Glass | D:6.125" H:7.125" |  |  | 1 Medium A19 75w |  | 1 | No | [14 empty] | 0 | [12 empty] | 74.5 | 149 | 223.5 | W:8'' H:16 1/8'' E:10 3/8'' |  |  |  | 8 | 16.125 | Cap Nuts |  |  |  |  | 10.375 |  | No |  | No | [21 empty] | DP:1'' W:5'' H:8'' OB UP:9 3/8'' Rectangular |  |  |  | 6.5 | Black/White |  |  | Hardwired | 0 | 0 | 0 | 0 | 1 | 0 | 0 | 1 | 0 | 0 | 0 | 785652077166 | [16 empty] | cETL Wet | EDDINGTON 1L LANTERN-12 | Medium One Light Outdoor Wall Lantern |  | 8619301-12.jpg | 8619301.jpg
8619301-71 | Medium One Light Outdoor Wall Lantern |  | OUTDOOR | Eddington | Outdoor Lighting | Antique Bronze | 71 | Aluminum | Cased Opal Etched Glass | D:6.125" H:7.125" |  |  | 1 Medium A19 75w |  | 1 | No | [14 empty] | 0 | [12 empty] | 74.5 | 149 | 223.5 | W:8'' H:16 1/8'' E:10 3/8'' |  |  |  | 8 | 16.125 | Cap Nuts |  |  |  |  | 10.375 |  | No |  | No | [21 empty] | DP:1'' W:5'' H:8'' OB UP:9 3/8'' Rectangular |  |  |  | 6.5 | Black/White |  |  | Hardwired | 0 | 0 | 0 | 0 | 1 | 0 | 0 | 1 | 0 | 0 | 0 | 785652077173 | 17.5 | 12.25 | 10.25 | 4.5 | 1.272 | 250 | Yes | [9 empty] | cETL Wet | EDDINGTON 1L LANTERN-71 | Medium One Light Outdoor Wall Lantern |  | 8619301-71.jpg | 8619301.jpg
8619301EN3-12 | Medium One Light Outdoor Wall Lantern |  | OUTDOOR | Eddington | Outdoor Lighting | Black | 12 | Aluminum | Cased Opal Etched Glass | D:6.125" H:7.125" |  |  | 1 Medium A19 9.3w |  | 1 | Yes | [14 empty] | 0 | [12 empty] | 79.5 | 159 | 238.5 | W:8'' H:16 1/8'' E:10 3/8'' |  |  |  | 8 | 16.125 | Cap Nuts |  |  |  |  | 10.375 |  | No |  | No | [21 empty] | DP:1'' W:5'' H:8'' OB UP:9 3/8'' Rectangular |  |  |  | 6.5 | Black/White |  |  | Hardwired | 0 | 0 | 0 | 1 | 1 | 0 | 0 | 0 | 0 | 0 | 0 | 785652080753 | [16 empty] | cETL Wet | EDDINGTON 1L LANTERN-12 | Medium One Light Outdoor Wall Lantern |  | 8619301EN3-12.jpg | 8619301EN3.jpg
8619301EN3-71 | Medium One Light Outdoor Wall Lantern |  | OUTDOOR | Eddington | Outdoor Lighting | Antique Bronze | 71 | Aluminum | Cased Opal Etched Glass | D:6.125" H:7.125" |  |  | 1 Medium A19 9.3w |  | 1 | Yes | [14 empty] | 0 | [12 empty] | 79.5 | 159 | 238.5 | W:8'' H:16 1/8'' E:10 3/8'' |  |  |  | 8 | 16.125 | Cap Nuts |  |  |  |  | 10.375 |  | No |  | No | [21 empty] | DP:1'' W:5'' H:8'' OB UP:9 3/8'' Rectangular |  |  |  | 6.5 | Black/White |  |  | Hardwired | 0 | 0 | 0 | 1 | 1 | 0 | 0 | 0 | 0 | 0 | 0 | 785652080760 | [16 empty] | cETL Wet | EDDINGTON 1L LANTERN-71 | Medium One Light Outdoor Wall Lantern |  | 8619301EN3-71.jpg | 8619301EN3.jpg
8619601-12 | Medium One Light Outdoor Wall Lantern | Bring your style statement outside with the Melito Collection. A decorative external cutout pattern that plays well with any outdoor space. Pockets of light escape, creating dramatic patterns of light and shadow. The proprietary StoneStrong composite material provides strong and rust-free exterior built to last in any outside environment, including coastal, dry, and harsh winter or summer climates. StoneStrong is also backed by a robust warranty. Available in Black and Weathered Copper finishes. Choose from a variety of sizes to adapt a broad range of outdoor settings. The Melito Collection is beautifully framed with graceful intersecting lines that brings an artistic flair to exterior lighting. | OUTDOOR | Melito | Outdoor Lighting | Black | 12 | StoneStrong | Satin Etched Glass | W:5.5" H:12.25" |  |  | 1 Medium A19 75w |  | 1 | No | [14 empty] | 0 | [12 empty] | 80.48 | 160.96 | 241.44 | W:7'' H:13'' E:5 3/4'' | 4.6 |  |  | 7 | 13 | Screw(s) |  |  |  |  | 5.75 |  | No |  | No | [21 empty] | DP:7/8'' W:4 5/8'' H:5 1/2'' OB UP:3 5/8'' Rectangular |  |  |  | 6.5 | Black/White |  |  | Hardwired | 0 | 0 | 0 | 0 | 1 | 0 | 0 | 1 | 0 | 0 | 0 | 785652056512 | 16.25 | 11 | 9.75 | 5.9 | 1.009 | 175 | Yes | [9 empty] | cETL Wet | MELITO 1L WALL LANTERN-12 | Medium One Light Outdoor Wall Lantern |  | 8619601-12.png | 8619601.jpg
8619601-44 | Medium One Light Outdoor Wall Lantern | Bring your style statement outside with the Melito Collection. A decorative external cutout pattern that plays well with any outdoor space. Pockets of light escape, creating dramatic patterns of light and shadow. The proprietary StoneStrong composite material provides strong and rust-free exterior built to last in any outside environment, including coastal, dry, and harsh winter or summer climates. StoneStrong is also backed by a robust warranty. Available in Black and Weathered Copper finishes. Choose from a variety of sizes to adapt a broad range of outdoor settings. The Melito Collection is beautifully framed with graceful intersecting lines that brings an artistic flair to exterior lighting. | OUTDOOR | Melito | Outdoor Lighting | Weathered Copper | 44 | StoneStrong | Satin Etched Glass | W:5.5" H:12.25" |  |  | 1 Medium A19 75w |  | 1 | No | [14 empty] | 0 | [12 empty] | 76.45 | 152.9 | 229.35 | W:7'' H:13'' E:5 3/4'' | 4.6 |  |  | 7 | 13 | Screw(s) |  |  |  |  | 5.75 |  | No |  | No | [21 empty] | DP:7/8'' W:4 5/8'' H:5 1/2'' OB UP:3 5/8'' Rectangular |  |  |  | 6.5 | Black/White |  |  | Hardwired | 0 | 0 | 0 | 0 | 1 | 0 | 0 | 1 | 0 | 0 | 0 | 785652056529 | 16.5 | 11.25 | 9.75 | 5.7 | 1.047 | 175 | Yes | [9 empty] | cETL Wet | MELITO 1L WALL LANTERN-44 | Medium One Light Outdoor Wall Lantern |  | 8619601-44.png | 8619601.jpg
8619601EN3-12 | Medium One Light Outdoor Wall Lantern | Bring your style statement outside with the Melito Collection. A decorative external cutout pattern that plays well with any outdoor space. Pockets of light escape, creating dramatic patterns of light and shadow. The proprietary StoneStrong composite material provides strong and rust-free exterior built to last in any outside environment, including coastal, dry, and harsh winter or summer climates. StoneStrong is also backed by a robust warranty. Available in Black and Weathered Copper finishes. Choose from a variety of sizes to adapt a broad range of outdoor settings. The Melito Collection is beautifully framed with graceful intersecting lines that brings an artistic flair to exterior lighting. | OUTDOOR | Melito | Outdoor Lighting | Black | 12 | StoneStrong | Satin Etched Glass | W:5.5" H:12.25" |  |  | 1 Medium A19 9.3w |  | 1 | Yes | [14 empty] | 0 | [12 empty] | 86.98 | 173.96 | 260.94 | W:7'' H:13'' E:5 3/4'' | 4.6 |  |  | 7 | 13 | Screw(s) |  |  |  |  | 5.75 |  | No |  | No | [21 empty] | DP:7/8'' W:4 5/8'' H:5 1/2'' OB UP:3 5/8'' Rectangular |  |  |  | 6.5 | Black/White |  |  | Hardwired | 0 | 0 | 0 | 1 | 1 | 0 | 0 | 0 | 0 | 0 | 0 | 785652056901 | 16.25 | 11 | 9.75 | 5.9 | 1.009 | 175 | Yes | [9 empty] | cETL Wet | MELITO 1L WALL LANTERN-12 | Medium One Light Outdoor Wall Lantern |  | 8619601EN3-12.png | 8619601EN3.jpg
8619601EN3-44 | Medium One Light Outdoor Wall Lantern | Bring your style statement outside with the Melito Collection. A decorative external cutout pattern that plays well with any outdoor space. Pockets of light escape, creating dramatic patterns of light and shadow. The proprietary StoneStrong composite material provides strong and rust-free exterior built to last in any outside environment, including coastal, dry, and harsh winter or summer climates. StoneStrong is also backed by a robust warranty. Available in Black and Weathered Copper finishes. Choose from a variety of sizes to adapt a broad range of outdoor settings. The Melito Collection is beautifully framed with graceful intersecting lines that brings an artistic flair to exterior lighting. | OUTDOOR | Melito | Outdoor Lighting | Weathered Copper | 44 | StoneStrong | Satin Etched Glass | W:5.5" H:12.25" |  |  | 1 Medium A19 9.3w |  | 1 | Yes | [14 empty] | 0 | [12 empty] | 82.45 | 164.9 | 247.35 | W:7'' H:13'' E:5 3/4'' | 4.6 |  |  | 7 | 13 | Screw(s) |  |  |  |  | 5.75 |  | No |  | No | [21 empty] | DP:7/8'' W:4 5/8'' H:5 1/2'' OB UP:3 5/8'' Rectangular |  |  |  | 6.5 | Black/White |  |  | Hardwired | 0 | 0 | 0 | 1 | 1 | 0 | 0 | 0 | 0 | 0 | 0 | 785652056918 | 16.5 | 11.25 | 9.75 | 5.7 | 1.047 | 175 | Yes | [9 empty] | cETL Wet | MELITO 1L WALL LANTERN-44 | Medium One Light Outdoor Wall Lantern |  | 8619601EN3-44.png | 8619601EN3.jpg
8624401-12 | One Light Outdoor Wall | The Sauganash outdoor lighting collection by Sea Gull Lighting has a distinct industrial inspiration with an external cage detail finished in either Antique Bronze or Black finishes over Clear Seeded or Etched Seeded glass shades to complete the look. The assortment includes small and large one-light outdoor wall lanterns (available in Dark Sky versions too), a one-light outdoor post lantern, a one-light outdoor pendant and a two-light outdoor ceiling flush mount. Both incandescent lamping and ENERGY STAR-qualified LED lamping are available. Most of these fixtures easily convert to LED by purchasing LED replacement lamps sold separately. | OUTDOOR | Sauganash | Outdoor Lighting | Black | 12 | Aluminum | Clear Seeded Glass | D:6.5625" H:9.125" |  |  | 1 Medium A19 100w |  | 1 | No | [14 empty] | 0 | [12 empty] | 137.95 | 275.9 | 413.85 | W:8 1/2'' H:16 3/4'' E:10 3/4'' | 5 |  |  | 8.5 | 16.75 | Universal Mounting Plate |  |  |  |  | 10.75 |  | No |  | No | [21 empty] | D:6'' DP:3/4'' OB UP:6'' OB DOWN:10 3/4'' Round |  |  |  | 8 | Black/White |  |  | Hardwired | 0 | 0 | 0 | 0 | 1 | 0 | 0 | 1 | 0 | 0 | 0 | 785652238178 | 19 | 13.75 | 11.5 | 6.3 | 1.739 | 250 | Yes | [9 empty] | cETL Wet | SAUGANASH 1L LANTERN-12 | One Light Outdoor Wall |  | 8624401-12.jpg | 8624401.jpg
8624401-71 | One Light Outdoor Wall | The Sauganash outdoor lighting collection by Sea Gull Lighting has a distinct industrial inspiration with an external cage detail finished in either Antique Bronze or Black finishes over Clear Seeded or Etched Seeded glass shades to complete the look. The assortment includes small and large one-light outdoor wall lanterns (available in Dark Sky versions too), a one-light outdoor post lantern, a one-light outdoor pendant and a two-light outdoor ceiling flush mount. Both incandescent lamping and ENERGY STAR-qualified LED lamping are available. Most of these fixtures easily convert to LED by purchasing LED replacement lamps sold separately. | OUTDOOR | Sauganash | Outdoor Lighting | Antique Bronze | 71 | Aluminum | Clear Seeded Glass | D:6.5625" H:9.125" |  |  | 1 Medium A19 100w |  | 1 | No | [14 empty] | 0 | [12 empty] | 144.95 | 289.9 | 434.85 | W:8 1/2'' H:16 3/4'' E:10 3/4'' | 5 |  |  | 8.5 | 16.75 | Universal Mounting Plate |  |  |  |  | 10.75 |  | No |  | No | [21 empty] | D:6'' DP:3/4'' OB UP:6'' OB DOWN:10 3/4'' Round |  |  |  | 8 | Black/White |  |  | Hardwired | 0 | 0 | 0 | 0 | 1 | 0 | 0 | 1 | 0 | 0 | 0 | 785652246043 | 19.25 | 13.5 | 11.75 | 6.4 | 1.767 | 250 | Yes | [9 empty] | cETL Wet | SAUGANASH 1L LANTERN-71 | One Light Outdoor Wall |  | 8624401-71.jpg | 8624401.jpg
8624451-12 | Large One Light Outdoor Wall Lantern | The Sauganash outdoor lighting collection by Sea Gull Lighting has a distinct industrial inspiration with an external cage detail finished in either Antique Bronze or Black finishes over Clear Seeded or Etched Seeded glass shades to complete the look. The assortment includes small and large one-light outdoor wall lanterns (available in Dark Sky versions too), a one-light outdoor post lantern, a one-light outdoor pendant and a two-light outdoor ceiling flush mount. Both incandescent lamping and ENERGY STAR-qualified LED lamping are available. Most of these fixtures easily convert to LED by purchasing LED replacement lamps sold separately. | OUTDOOR | Sauganash | Outdoor Lighting | Black | 12 | Aluminum | Etched Seeded Glass | D:6.5625" H:9.125" |  |  | 1 Medium A19 100w |  | 1 | No | [14 empty] | 0 | [12 empty] | 143.48 | 286.96 | 430.44 | W:8 1/2'' H:16 3/4'' E:10 3/4'' | 5 |  |  | 8.5 | 16.75 | Universal Mounting Plate |  |  |  |  | 10.75 |  | No |  | No | [21 empty] | D:6'' DP:3/4'' OB UP:6'' OB DOWN:10 3/4'' Round |  |  |  | 8 | Black/White |  |  | Hardwired | 0 | 0 | 0 | 0 | 1 | 0 | 0 | 1 | 0 | 0 | 0 | 785652109478 | 20 | 13.5 | 11.75 | 6.3 | 1.836 | 250 | Yes | [9 empty] | cETL Wet | SAUGANASH 1L LANTERN-12 | Large One Light Outdoor Wall Lantern |  | 8624451-12.jpg | 8624401.jpg
8624451-71 | Large One Light Outdoor Wall Lantern | The Sauganash outdoor lighting collection by Sea Gull Lighting has a distinct industrial inspiration with an external cage detail finished in either Antique Bronze or Black finishes over Clear Seeded or Etched Seeded glass shades to complete the look. The assortment includes small and large one-light outdoor wall lanterns (available in Dark Sky versions too), a one-light outdoor post lantern, a one-light outdoor pendant and a two-light outdoor ceiling flush mount. Both incandescent lamping and ENERGY STAR-qualified LED lamping are available. Most of these fixtures easily convert to LED by purchasing LED replacement lamps sold separately. | OUTDOOR | Sauganash | Outdoor Lighting | Antique Bronze | 71 | Aluminum | Etched Seeded Glass | D:6.5625" H:9.125" |  |  | 1 Medium A19 100w |  | 1 | No | [14 empty] | 0 | [12 empty] | 144.95 | 289.9 | 434.85 | W:8 1/2'' H:16 3/4'' E:10 3/4'' | 5 |  |  | 8.5 | 16.75 | Universal Mounting Plate |  |  |  |  | 10.75 |  | No |  | No | [21 empty] | D:6'' DP:3/4'' OB UP:6'' OB DOWN:10 3/4'' Round |  |  |  | 8 | Black/White |  |  | Hardwired | 0 | 0 | 0 | 0 | 1 | 0 | 0 | 1 | 0 | 0 | 0 | 785652109485 | 20 | 13.5 | 11.75 | 6.2 | 1.836 | 250 | Yes | [9 empty] | cETL Wet | SAUGANASH 1L LANTERN-71 | Large One Light Outdoor Wall Lantern |  | 8624451-71.jpg | 8624401.jpg
8624451DEN3-12 | Large One Light Outdoor Wall Lantern | The Sauganash outdoor lighting collection by Sea Gull Lighting has a distinct industrial inspiration with an external cage detail finished in either Antique Bronze or Black finishes over Clear Seeded or Etched Seeded glass shades to complete the look. The assortment includes small and large one-light outdoor wall lanterns (available in Dark Sky versions too), a one-light outdoor post lantern, a one-light outdoor pendant and a two-light outdoor ceiling flush mount. Both incandescent lamping and ENERGY STAR-qualified LED lamping are available. Most of these fixtures easily convert to LED by purchasing LED replacement lamps sold separately. | OUTDOOR | Sauganash | Outdoor Lighting | Black | 12 | Aluminum | Etched Seeded Glass | D:6.5625" H:9.125" |  |  | 1 Medium A19 9.3w |  | 1 | Yes | [14 empty] | 0 | [12 empty] | 161.48 | 322.96 | 484.44 | W:8 1/2'' H:16 3/4'' E:10 3/4'' | 5 |  |  | 8.5 | 16.75 | Universal Mounting Plate |  |  |  |  | 10.75 |  | No |  | No | [21 empty] | D:6'' DP:3/4'' OB UP:6'' OB DOWN:10 3/4'' Round |  |  |  | 8 | Black/White |  |  | Hardwired | 0 | 0 | 0 | 1 | 1 | 0 | 0 | 0 | 0 | 0 | 0 | 785652065767 | 20 | 13.5 | 11.75 | 6.3 | 1.836 | 250 | Yes | 1 | 10785652065764 | [7 empty] | cETL Wet | SAUGANASH 1L LANTERN-12 | Large One Light Outdoor Wall Lantern |  | 8624451DEN3-12.jpg | 8624451DEN.jpg
8624451DEN3-71 | Large One Light Outdoor Wall Lantern | The Sauganash outdoor lighting collection by Sea Gull Lighting has a distinct industrial inspiration with an external cage detail finished in either Antique Bronze or Black finishes over Clear Seeded or Etched Seeded glass shades to complete the look. The assortment includes small and large one-light outdoor wall lanterns (available in Dark Sky versions too), a one-light outdoor post lantern, a one-light outdoor pendant and a two-light outdoor ceiling flush mount. Both incandescent lamping and ENERGY STAR-qualified LED lamping are available. Most of these fixtures easily convert to LED by purchasing LED replacement lamps sold separately. | OUTDOOR | Sauganash | Outdoor Lighting | Antique Bronze | 71 | Aluminum | White Aluminum | D:6.125" H:9.125" |  |  | 1 Medium A19 9.3w |  | 1 | Yes | [14 empty] | 0 | [12 empty] | 160.45 | 320.9 | 481.35 | W:8 1/2'' H:16 3/4'' E:10 3/4'' | 5 |  |  | 8.5 | 16.75 | Universal Mounting Plate |  |  |  |  | 10.75 |  | No |  | No | [21 empty] | D:6'' DP:3/4'' OB UP:6'' OB DOWN:10 3/4'' Round |  |  |  | 8 | Black/White |  |  | Hardwired | 0 | 0 | 0 | 1 | 1 | 0 | 0 | 0 | 0 | 0 | 0 | 785652065774 | 20 | 13.5 | 11.75 | 6.2 | 1.836 | 250 | Yes | [9 empty] | cETL Wet | SAUGANASH 1L LANTERN-71 | Large One Light Outdoor Wall Lantern |  | 8624451DEN3-71.jpg | 8624451DEN.jpg
8624451EN3-12 | Large One Light Outdoor Wall Lantern | The Sauganash outdoor lighting collection by Sea Gull Lighting has a distinct industrial inspiration with an external cage detail finished in either Antique Bronze or Black finishes over Clear Seeded or Etched Seeded glass shades to complete the look. The assortment includes small and large one-light outdoor wall lanterns (available in Dark Sky versions too), a one-light outdoor post lantern, a one-light outdoor pendant and a two-light outdoor ceiling flush mount. Both incandescent lamping and ENERGY STAR-qualified LED lamping are available. Most of these fixtures easily convert to LED by purchasing LED replacement lamps sold separately. | OUTDOOR | Sauganash | Outdoor Lighting | Black | 12 | Aluminum | Etched Seeded Glass | D:6.5625" H:9.125" |  |  | 1 Medium A19 9.3w |  | 1 | Yes | [14 empty] | 0 | [12 empty] | 144.98 | 289.96 | 434.94 | W:8 1/2'' H:16 3/4'' E:10 3/4'' | 5 |  |  | 8.5 | 16.75 | Universal Mounting Plate |  |  |  |  | 10.75 |  | No |  | No | [21 empty] | D:6'' DP:3/4'' OB UP:6'' OB DOWN:10 3/4'' Round |  |  |  | 8 | Black/White |  |  | Hardwired | 0 | 0 | 0 | 1 | 1 | 0 | 0 | 0 | 0 | 0 | 0 | 785652053016 | 20 | 13.5 | 11.75 | 6.3 | 1.836 | 250 | Yes | [9 empty] | cETL Wet | SAUGANASH 1L LANTERN-12 | Large One Light Outdoor Wall Lantern |  | 8624451EN3-12.jpg | 8624451.jpg
8624451EN3-71 | Large One Light Outdoor Wall Lantern | The Sauganash outdoor lighting collection by Sea Gull Lighting has a distinct industrial inspiration with an external cage detail finished in either Antique Bronze or Black finishes over Clear Seeded or Etched Seeded glass shades to complete the look. The assortment includes small and large one-light outdoor wall lanterns (available in Dark Sky versions too), a one-light outdoor post lantern, a one-light outdoor pendant and a two-light outdoor ceiling flush mount. Both incandescent lamping and ENERGY STAR-qualified LED lamping are available. Most of these fixtures easily convert to LED by purchasing LED replacement lamps sold separately. | OUTDOOR | Sauganash | Outdoor Lighting | Antique Bronze | 71 | Aluminum | Etched Seeded Glass | D:6.5625" H:9.125" |  |  | 1 Medium A19 9.3w |  | 1 | Yes | [14 empty] | 0 | [12 empty] | 146.45 | 292.9 | 439.35 | W:8 1/2'' H:16 3/4'' E:10 3/4'' | 5 |  |  | 8.5 | 16.75 | Universal Mounting Plate |  |  |  |  | 10.75 |  | No |  | No | [21 empty] | D:6'' DP:3/4'' OB UP:6'' OB DOWN:10 3/4'' Round |  |  |  | 8 | Black/White |  |  | Hardwired | 0 | 0 | 0 | 1 | 1 | 0 | 0 | 0 | 0 | 0 | 0 | 785652053023 | 20 | 13.5 | 11.75 | 6.2 | 1.836 | 250 | Yes | [9 empty] | cETL Wet | SAUGANASH 1L LANTERN-71 | Large One Light Outdoor Wall Lantern |  | 8624451EN3-71.jpg | 8624451.jpg
8629301-12 | Medium One Light Outdoor Wall Lantern | High tech construction meets classical style in the Galvyn Collection. Traditional hexagonal tapered lanterns and etched glass panels quietly diffuse light over state of the art StoneStrong composite material built to withstand outdoor elements for years. StoneStrong material is rust-proof and built to last in any outside environment, including coastal, dry, and harsh winter or summer climates. StoneStrong is also backed by a robust warranty. Choose from a variety of sizes and silhouettes to adapt a broad range of outdoor settings. Available in Black and Antique Bronze finishes. Add an exterior fixture with an elegantly classic look that will last a long time thanks to modern engineering. | OUTDOOR | Galvyn | Outdoor Lighting | Black | 12 | StoneStrong | Satin Etched Glass | W:2.875" H:6.875" |  |  | 1 Medium A19 75w |  | 1 | No | [14 empty] | 0 | [12 empty] | 75.45 | 150.9 | 226.35 | W:8 1/8'' H:14 1/8'' E:8 5/8'' | 2.95 |  |  | 8.125 | 14.125 | Cap Nuts |  |  |  |  | 8.625 |  | No |  | No | [21 empty] | DP:1 1/8'' W:5 1/4'' H:8 1/8'' OB UP:3 1/8'' Irregular |  |  |  | 6.5 | Black/White |  |  | Hardwired | 0 | 0 | 0 | 0 | 1 | 0 | 0 | 1 | 0 | 0 | 0 | 785652056611 | 19.25 | 11.75 | 11.75 | 5 | 1.538 | 250 | Yes | [9 empty] | cETL Wet | GALVYN 1L WALL LANTERN-12 | Medium One Light Outdoor Wall Lantern |  | 8629301-12.png | 8629301.jpg
8629301-71 | Medium One Light Outdoor Wall Lantern | High tech construction meets classical style in the Galvyn Collection. Traditional hexagonal tapered lanterns and etched glass panels quietly diffuse light over state of the art StoneStrong composite material built to withstand outdoor elements for years. StoneStrong material is rust-proof and built to last in any outside environment, including coastal, dry, and harsh winter or summer climates. StoneStrong is also backed by a robust warranty. Choose from a variety of sizes and silhouettes to adapt a broad range of outdoor settings. Available in Black and Antique Bronze finishes. Add an exterior fixture with an elegantly classic look that will last a long time thanks to modern engineering. | OUTDOOR | Galvyn | Outdoor Lighting | Antique Bronze | 71 | StoneStrong | Satin Etched Glass | W:2.875" H:6.875" |  |  | 1 Medium A19 75w |  | 1 | No | [14 empty] | 0 | [12 empty] | 75.45 | 150.9 | 226.35 | W:8 1/8'' H:14 1/8'' E:8 5/8'' | 2.95 |  |  | 8.125 | 14.125 | Cap Nuts |  |  |  |  | 8.625 |  | No |  | No | [21 empty] | DP:1 1/8'' W:5 1/4'' H:8 1/8'' OB UP:3 1/8'' Irregular |  |  |  | 6.5 | Black/White |  |  | Hardwired | 0 | 0 | 0 | 0 | 1 | 0 | 0 | 1 | 0 | 0 | 0 | 785652056628 | 19 | 12 | 11.25 | 4.9 | 1.484 | 250 | Yes | [9 empty] | cETL Wet | GALVYN 1L WALL LANTERN-71 | Medium One Light Outdoor Wall Lantern |  | 8629301-71.jpg | 8629301.jpg
8629301EN3-12 | Medium One Light Outdoor Wall Lantern | High tech construction meets classical style in the Galvyn Collection. Traditional hexagonal tapered lanterns and etched glass panels quietly diffuse light over state of the art StoneStrong composite material built to withstand outdoor elements for years. StoneStrong material is rust-proof and built to last in any outside environment, including coastal, dry, and harsh winter or summer climates. StoneStrong is also backed by a robust warranty. Choose from a variety of sizes and silhouettes to adapt a broad range of outdoor settings. Available in Black and Antique Bronze finishes. Add an exterior fixture with an elegantly classic look that will last a long time thanks to modern engineering. | OUTDOOR | Galvyn | Outdoor Lighting | Black | 12 | StoneStrong | Satin Etched Glass | W:2.875" H:6.875" |  |  | 1 Medium A19 9.3w |  | 1 | Yes | [14 empty] | 0 | [12 empty] | 81.45 | 162.9 | 244.35 | W:8 1/8'' H:14 1/8'' E:8 5/8'' | 2.95 |  |  | 8.125 | 14.125 | Cap Nuts |  |  |  |  | 8.625 |  | No |  | No | [21 empty] | DP:1 1/8'' W:5 1/4'' H:8 1/8'' OB UP:3 1/8'' Irregular |  |  |  | 6.5 | Black/White |  |  | Hardwired | 0 | 0 | 0 | 1 | 1 | 0 | 0 | 0 | 0 | 0 | 0 | 785652057007 | 19.25 | 11.75 | 11.75 | 5 | 1.538 | 250 | Yes | [9 empty] | cETL Wet | GALVYN 1L WALL LANTERN-12 | Medium One Light Outdoor Wall Lantern |  | 8629301EN3-12.png | 8629301EN3.jpg
8629301EN3-71 | Medium One Light Outdoor Wall Lantern | High tech construction meets classical style in the Galvyn Collection. Traditional hexagonal tapered lanterns and etched glass panels quietly diffuse light over state of the art StoneStrong composite material built to withstand outdoor elements for years. StoneStrong material is rust-proof and built to last in any outside environment, including coastal, dry, and harsh winter or summer climates. StoneStrong is also backed by a robust warranty. Choose from a variety of sizes and silhouettes to adapt a broad range of outdoor settings. Available in Black and Antique Bronze finishes. Add an exterior fixture with an elegantly classic look that will last a long time thanks to modern engineering. | OUTDOOR | Galvyn | Outdoor Lighting | Antique Bronze | 71 | StoneStrong | Satin Etched Glass | W:2.875" H:6.875" |  |  | 1 Medium A19 9.3w |  | 1 | Yes | [14 empty] | 0 | [12 empty] | 81.45 | 162.9 | 244.35 | W:8 1/8'' H:14 1/8'' E:8 5/8'' | 2.95 |  |  | 8.125 | 14.125 | Cap Nuts |  |  |  |  | 8.625 |  | No |  | No | [21 empty] | DP:1 1/8'' W:5 1/4'' H:8 1/8'' OB UP:3 1/8'' Irregular |  |  |  | 6.5 | Black/White |  |  | Hardwired | 0 | 0 | 0 | 1 | 1 | 0 | 0 | 0 | 0 | 0 | 0 | 785652057014 | 19 | 12 | 11.25 | 4.9 | 1.484 | 250 | Yes | [9 empty] | cETL Wet | GALVYN 1L WALL LANTERN-71 | Medium One Light Outdoor Wall Lantern |  | 8629301EN3-71.png | 8629301EN3.jpg
8631702-10 | Medium Two Light Outdoor Wall Lantern |  | OUTDOOR | Pohl | Outdoor Lighting | Bronze | 10 | Aluminum | Bronze Aluminum | L:5" W:5" H:0.875" |  | Tempered Glass Glass | 2 Medium BR30 65w |  | 2 | No | [14 empty] | 0 | [12 empty] | 69.5 | 139 | 208.5 | W:5'' H:14 1/4'' E:7 3/4'' |  |  |  | 5 | 14.25 | Screw(s) |  |  |  |  | 7.75 |  | No |  | No | [21 empty] | DP:2 3/4'' W:5'' H:7'' OB UP:7 1/8'' Rectangular |  |  |  | 6.5 | Black/White |  |  | Hardwired | 0 | 0 | 0 | 0 | 1 | 0 | 0 | 1 | 0 | 0 | 0 | 785652077289 | [7 empty] | 4 | 10785652077286 | [7 empty] | cETL Wet | POHL 2L MD WALL-10 | Medium Two Light Outdoor Wall Lantern |  | 8631702-10.jpg | 8631702.jpg
8631702-12 | Medium Two Light Outdoor Wall Lantern |  | OUTDOOR | Pohl | Outdoor Lighting | Black | 12 | Aluminum | Black Aluminum | L:5" W:5" H:0.875" |  | Tempered Glass Glass | 2 Medium BR30 65w |  | 2 | No | [14 empty] | 0 | [12 empty] | 69.5 | 139 | 208.5 | W:5'' H:14 1/4'' E:7 3/4'' |  |  |  | 5 | 14.25 | Screw(s) |  |  |  |  | 7.75 |  | No |  | No | [21 empty] | DP:2 3/4'' W:5'' H:7'' OB UP:7 1/8'' Rectangular |  |  |  | 6.5 | Black/White |  |  | Hardwired | 0 | 0 | 0 | 0 | 1 | 0 | 0 | 1 | 0 | 0 | 0 | 785652077296 | 16.75 | 10.75 | 7.75 | 5.9 | 0.808 | 125 | Yes | 4 | 10785652077293 | [7 empty] | cETL Wet | POHL 2L MD WALL-12 | Medium Two Light Outdoor Wall Lantern |  | 8631702-12.jpg | 8631702.jpg
8631702-753 | Medium Two Light Outdoor Wall Lantern |  | OUTDOOR | Pohl | Outdoor Lighting | Painted Brushed Nickel | 753 | Aluminum | Painted Brushed Nickel Aluminum | L:5" W:5" H:0.875" |  | Tempered Glass Glass | 2 Medium BR30 65w |  | 2 | No | [14 empty] | 0 | [12 empty] | 69.5 | 139 | 208.5 | W:5'' H:14 1/4'' E:7 3/4'' |  |  |  | 5 | 14.25 | Screw(s) |  |  |  |  | 7.75 |  | No |  | No | [21 empty] | DP:2 3/4'' W:5'' H:7'' OB UP:7 1/8'' Rectangular |  |  |  | 6.5 | Black/White |  |  | Hardwired | 0 | 0 | 0 | 0 | 1 | 0 | 0 | 1 | 0 | 0 | 0 | 785652077319 | 16.75 | 10.75 | 7.75 | 5.9 | 0.808 | 125 | Yes | 4 | 10785652077316 | [7 empty] | cETL Wet | POHL 2L MD WALL-753 | Medium Two Light Outdoor Wall Lantern |  | 8631702-753.jpg | 8631702.jpg
8631702EN3-10 | Medium Two Light Outdoor Wall Lantern |  | OUTDOOR | Pohl | Outdoor Lighting | Bronze | 10 | Aluminum | Bronze Aluminum | L:5" W:5" H:0.875" |  | Tempered Glass Glass | 2 Medium A19 9.3w |  | 2 | Yes | [14 empty] | 0 | [12 empty] | 79.5 | 159 | 238.5 | W:5'' H:14 1/4'' E:7 3/4'' |  |  |  | 5 | 14.25 | Screw(s) |  |  |  |  | 7.75 |  | No |  | No | [21 empty] | DP:2 3/4'' W:5'' H:7'' OB UP:7 1/8'' Rectangular |  |  |  | 6.5 | Black/White |  |  | Hardwired | 0 | 0 | 0 | 1 | 1 | 0 | 0 | 0 | 0 | 0 | 0 | 785652080869 | [16 empty] | cETL Wet | POHL 2L MD WALL-10 | Medium Two Light Outdoor Wall Lantern |  | 8631702EN3-10.jpg | 8631702EN3.jpg
8631702EN3-12 | Medium Two Light Outdoor Wall Lantern |  | OUTDOOR | Pohl | Outdoor Lighting | Black | 12 | Aluminum | Black Aluminum | L:5" W:5" H:0.875" |  | Tempered Glass Glass | 2 Medium A19 9.3w |  | 2 | Yes | [14 empty] | 0 | [12 empty] | 79.5 | 159 | 238.5 | W:5'' H:14 1/4'' E:7 3/4'' |  |  |  | 5 | 14.25 | Screw(s) |  |  |  |  | 7.75 |  | No |  | No | [21 empty] | DP:2 3/4'' W:5'' H:7'' OB UP:7 1/8'' Rectangular |  |  |  | 6.5 | Black/White |  |  | Hardwired | 0 | 0 | 0 | 1 | 1 | 0 | 0 | 0 | 0 | 0 | 0 | 785652080876 | [16 empty] | cETL Wet | POHL 2L MD WALL-12 | Medium Two Light Outdoor Wall Lantern |  | 8631702EN3-12.jpg | 8631702EN3.jpg
8631702EN3-753 | Medium Two Light Outdoor Wall Lantern |  | OUTDOOR | Pohl | Outdoor Lighting | Painted Brushed Nickel | 753 | Aluminum | Painted Brushed Nickel Aluminum | L:5" W:5" H:0.875" |  | Tempered Glass Glass | 2 Medium A19 9.3w |  | 2 | Yes | [14 empty] | 0 | [12 empty] | 79.5 | 159 | 238.5 | W:5'' H:14 1/4'' E:7 3/4'' |  |  |  | 5 | 14.25 | Screw(s) |  |  |  |  | 7.75 |  | No |  | No | [21 empty] | DP:2 3/4'' W:5'' H:7'' OB UP:7 1/8'' Rectangular |  |  |  | 6.5 | Black/White |  |  | Hardwired | 0 | 0 | 0 | 1 | 1 | 0 | 0 | 0 | 0 | 0 | 0 | 785652080883 | [16 empty] | cETL Wet | POHL 2L MD WALL-753 | Medium Two Light Outdoor Wall Lantern |  | 8631702EN3-753.jpg | 8631702EN3.jpg
8636301-12 | Medium One Light Outdoor Wall Lantern | The stately Childress outdoor lighting collection by Sea Gull Lighting is rich with design elements contributing to its traditional silhouette. A shepherd’s crook, chamfered roof line, cut-corner-square body with Satin Etched glass and a small bottom finial all add detail and visual interest. Made of durable cast aluminum, a stepped-edge backplate completes the traditional look. Offered in Antique Bronze or Black finish, the lighting fixtures include a two-light outdoor ceiling flush mount, an extra large two-light outdoor wall lantern, small, medium and large one-light outdoor wall lanterns, a one-light outdoor pendant; and a one-light outdoor post lantern. Incandescent, integrated LED and ENERGY STAR-qualified LED lamping are available. The advanced, integrated LED option has warm-on-dim technology that warms in color when dimmed, going from 2700K to 2200K and is California Title 24 compliant. | OUTDOOR | Childress | Outdoor Lighting | Black | 12 | Die Cast Aluminum | Satin Etched Glass |  |  |  | 1 Medium A19 100w |  | 1 | No | [14 empty] | 0 | [12 empty] | 82.98 | 165.96 | 248.94 | W:6 3/8'' H:14 5/8'' E:8 1/2'' | 4.5 |  |  | 6.375 | 14.625 | Cap Nuts |  |  |  |  | 8.5 |  | No |  | No | [21 empty] | DP:7/8'' W:4 1/2'' H:6 7/8'' OB UP:7 3/4'' OB DOWN:7'' Irregular |  |  |  | 6 | Black/White |  |  | Hardwired | 0 | 0 | 0 | 0 | 1 | 0 | 0 | 1 | 0 | 0 | 0 | 785652107269 | 19.75 | 11.75 | 11.75 | 6 | 1.578 | 250 | Yes | [9 empty] | cETL Wet | CHILDRESS 1L LANTERN-12 | Medium One Light Outdoor Wall Lantern |  | 8636301-12.jpg | 8636301.jpg
8636301-71 | Medium One Light Outdoor Wall Lantern | The stately Childress outdoor lighting collection by Sea Gull Lighting is rich with design elements contributing to its traditional silhouette. A shepherd’s crook, chamfered roof line, cut-corner-square body with Satin Etched glass and a small bottom finial all add detail and visual interest. Made of durable cast aluminum, a stepped-edge backplate completes the traditional look. Offered in Antique Bronze or Black finish, the lighting fixtures include a two-light outdoor ceiling flush mount, an extra large two-light outdoor wall lantern, small, medium and large one-light outdoor wall lanterns, a one-light outdoor pendant; and a one-light outdoor post lantern. Incandescent, integrated LED and ENERGY STAR-qualified LED lamping are available. The advanced, integrated LED option has warm-on-dim technology that warms in color when dimmed, going from 2700K to 2200K and is California Title 24 compliant. | OUTDOOR | Childress | Outdoor Lighting | Antique Bronze | 71 | Die Cast Aluminum | Satin Etched Glass |  |  |  | 1 Medium A19 100w |  | 1 | No | [14 empty] | 0 | [12 empty] | 82.98 | 165.96 | 248.94 | W:6 3/8'' H:14 5/8'' E:8 1/2'' | 3.5 |  |  | 6.375 | 14.625 | Cap Nuts |  |  |  |  | 8.5 |  | No |  | No | [21 empty] | DP:7/8'' W:4 1/2'' H:6 7/8'' OB UP:7 3/4'' OB DOWN:7'' Irregular |  |  |  | 6 | Black/White |  |  | Hardwired | 0 | 0 | 0 | 0 | 1 | 0 | 0 | 1 | 0 | 0 | 0 | 785652107276 | 11.25 | 9 | 19 | 4.1 | 1.113 | 250 | Yes | [9 empty] | cETL Wet | CHILDRESS 1L LANTERN-71 | Medium One Light Outdoor Wall Lantern |  | 8636301-71.jpg | 8636301.jpg
8636301EN3-12 | Medium One Light Outdoor Wall Lantern | The stately Childress outdoor lighting collection by Sea Gull Lighting is rich with design elements contributing to its traditional silhouette. A shepherd’s crook, chamfered roof line, cut-corner-square body with Satin Etched glass and a small bottom finial all add detail and visual interest. Made of durable cast aluminum, a stepped-edge backplate completes the traditional look. Offered in Antique Bronze or Black finish, the lighting fixtures include a two-light outdoor ceiling flush mount, an extra large two-light outdoor wall lantern, small, medium and large one-light outdoor wall lanterns, a one-light outdoor pendant; and a one-light outdoor post lantern. Incandescent, integrated LED and ENERGY STAR-qualified LED lamping are available. The advanced, integrated LED option has warm-on-dim technology that warms in color when dimmed, going from 2700K to 2200K and is California Title 24 compliant. | OUTDOOR | Childress | Outdoor Lighting | Black | 12 | Die Cast Aluminum | Satin Etched Glass |  |  |  | 1 Medium A19 9.3w |  | 1 | Yes | [14 empty] | 0 | [12 empty] | 87.48 | 174.96 | 262.44 | W:6 3/8'' H:14 5/8'' E:8 1/2'' | 4.5 |  |  | 6.375 | 14.625 | Cap Nuts |  |  |  |  | 8.5 |  | No |  | No | [21 empty] | DP:7/8'' W:4 1/2'' H:6 7/8'' OB UP:7 3/4'' OB DOWN:7'' Irregular |  |  |  | 6 | Black/White |  |  | Hardwired | 0 | 0 | 0 | 1 | 1 | 0 | 0 | 0 | 0 | 0 | 0 | 785652044922 | 19.75 | 11.75 | 11.75 | 6 | 1.578 | 250 | Yes | [9 empty] | cETL Wet | CHILDRESS 1L LANTERN-12 | Medium One Light Outdoor Wall Lantern |  | 8636301EN3-12.jpg | 8636301.jpg
8636301EN3-71 | Medium One Light Outdoor Wall Lantern | The stately Childress outdoor lighting collection by Sea Gull Lighting is rich with design elements contributing to its traditional silhouette. A shepherd’s crook, chamfered roof line, cut-corner-square body with Satin Etched glass and a small bottom finial all add detail and visual interest. Made of durable cast aluminum, a stepped-edge backplate completes the traditional look. Offered in Antique Bronze or Black finish, the lighting fixtures include a two-light outdoor ceiling flush mount, an extra large two-light outdoor wall lantern, small, medium and large one-light outdoor wall lanterns, a one-light outdoor pendant; and a one-light outdoor post lantern. Incandescent, integrated LED and ENERGY STAR-qualified LED lamping are available. The advanced, integrated LED option has warm-on-dim technology that warms in color when dimmed, going from 2700K to 2200K and is California Title 24 compliant. | OUTDOOR | Childress | Outdoor Lighting | Antique Bronze | 71 | Die Cast Aluminum | Satin Etched Glass |  |  |  | 1 Medium A19 9.3w |  | 1 | Yes | [14 empty] | 0 | [12 empty] | 87.48 | 174.96 | 262.44 | W:6 3/8'' H:14 5/8'' E:8 1/2'' | 4.5 |  |  | 6.375 | 14.625 | Cap Nuts |  |  |  |  | 8.5 |  | No |  | No | [21 empty] | DP:7/8'' W:4 1/2'' H:6 7/8'' OB UP:7 3/4'' OB DOWN:7'' Irregular |  |  |  | 6 | Black/White |  |  | Hardwired | 0 | 0 | 0 | 1 | 1 | 0 | 0 | 0 | 0 | 0 | 0 | 785652044953 | 11.25 | 9 | 19 | 4.1 | 1.113 | 250 | Yes | [9 empty] | cETL Wet | CHILDRESS 1L LANTERN-71 | Medium One Light Outdoor Wall Lantern |  | 8636301EN3-71.jpg | 8636301.jpg
8637101-839 | Medium One Light Outdoor Wall Lantern | Showcase a classic look with rugged flair in the Marinus Collection. Utilizing a modern and sharply squared off lantern shape to frame a single bulb, these fixtures give a new look to a familiar shape. Through the clear glass exterior, light shines with brightness and longevity. With a vintage-style bulb inside of a clear glass, it's sure to enhance the nostalgic touch you're looking for. The simple textured Blacksmith finish of the Marinus is designed to enhance you home's curb-appeal. Available in a variety of sizes for flexible options to match and complement a wide variety of exterior settings. | OUTDOOR | Marinus | Outdoor Lighting | Blacksmith | 839 | Aluminum | Clear Glass | W:7.125" H:10.875" |  |  | 1 Medium A19 75w |  | 1 | No | [14 empty] | 0 | [12 empty] | 79.48 | 158.96 | 238.44 | W:7 3/4'' H:13 3/4'' E:6 3/4'' | 3.5 |  |  | 7.75 | 13.75 | Cap Nuts |  |  |  |  | 6.75 |  | No |  | No | [21 empty] | DP:3/4'' W:5 1/2'' H:5 1/2'' OB UP:6'' Square |  |  |  | 6.5 | Black/White |  |  | Hardwired | 0 | 0 | 0 | 0 | 1 | 0 | 0 | 1 | 0 | 0 | 0 | 785652056680 | 16.75 | 10.75 | 12 | 5.3 | 1.25 | 175 | Yes | [9 empty] | cETL Wet | MARINUS 1L WALL LANTERN-839 | Medium One Light Outdoor Wall Lantern |  | 8637101-839.png | 8637101.jpg
8637101EN7-839 | Medium One Light Outdoor Wall Lantern | Showcase a classic look with rugged flair in the Marinus Collection. Utilizing a modern and sharply squared off lantern shape to frame a single bulb, these fixtures give a new look to a familiar shape. Through the clear glass exterior, light shines with brightness and longevity. With a vintage-style bulb inside of a clear glass, it's sure to enhance the nostalgic touch you're looking for. The simple textured Blacksmith finish of the Marinus is designed to enhance you home's curb-appeal. Available in a variety of sizes for flexible options to match and complement a wide variety of exterior settings. | OUTDOOR | Marinus | Outdoor Lighting | Blacksmith | 839 | Aluminum | Clear Glass | W:7.125" H:10.875" |  |  | 1 Medium A19 8.5w |  | 1 | Yes | [14 empty] | 0 | [12 empty] | 82.48 | 164.96 | 247.44 | W:7 3/4'' H:13 3/4'' E:6 3/4'' | 3.5 |  |  | 7.75 | 13.75 | Cap Nuts |  |  |  |  | 6.75 |  | No |  | No | [21 empty] | DP:3/4'' W:5 1/2'' H:5 1/2'' OB UP:6'' Square |  |  |  | 6.5 | Black/White |  |  | Hardwired | 0 | 0 | 0 | 1 | 1 | 0 | 0 | 0 | 0 | 0 | 0 | 785652068898 | 16.75 | 10.75 | 12 | 5.3 | 1.25 | 175 | Yes | [9 empty] | cETL Wet | MARINUS 1L LED MD LANTERN-839 | Medium One Light Outdoor Wall Lantern |  | 8637101EN7-839.jpg | 8637101.jpg
8637401-12 | Medium One Light Outdoor Wall Lantern | The classic Barn Lights are hand crafted in aluminum and coated in a Galvanized or Blacksmith finish. Ideal for large or heavily trafficked outdoor areas that need plenty of downward directed light. The oversized Barn Lights make great accents to any commercial lighting plan or residential garage entry, shed, or patio. To customize your look, a 6" extender is included with every fixture. Also available as Dark Sky with four size options to choose from. | OUTDOOR | Barn Light | Outdoor Lighting | Black | 12 | Aluminum |  |  |  |  | 1 Medium A19 75w |  | 1 | No | [14 empty] | 0 | [12 empty] | 60.98 | 121.96 | 182.94 | D:12'' W:12'' H:10 5/8'' E:17 1/8'' - 23 1/8'' | 1.8 | 12 |  | 12 | 10.625 | Cap Nuts |  |  |  |  | 17.125 - 23.125 |  | No |  | No | [21 empty] | D:5'' DP:1 1/4'' OB UP:4 1/8'' OB DOWN:6 1/2'' Round |  |  |  | 6.5 | Black/White |  |  | Hardwired | 0 | 0 | 0 | 0 | 1 | 0 | 0 | 1 | 0 | 0 | 0 | 785652069352 | 16.75 | 14.58 | 13.25 | 4.1 | 1.873 | 250 | Yes | [9 empty] | cETL Wet | BARN LIGHT 1L MD LANTERN-12 | Medium One Light Outdoor Wall Lantern |  | 8637401-12.jpg | 8637401.jpg
8637401-12/T | Medium One Light Outdoor Turtle Friendly Wall Lantern | The classic Barn Lights are hand crafted in aluminum and coated in a Galvanized or Blacksmith finish. Ideal for large or heavily trafficked outdoor areas that need plenty of downward directed light. The oversized Barn Lights make great accents to any commercial lighting plan or residential garage entry, shed, or patio. To customize your look, a 6" extender is included with every fixture. Also available as Dark Sky with four size options to choose from. | OUTDOOR | Barn Light | Outdoor Lighting | Black | 12 | Aluminum |  |  |  |  | 1 Medium PAR20 7w |  | 1 | Yes | [14 empty] | 0 | [12 empty] | 90.98 | 181.96 | 272.94 | D:12'' W:12'' H:10 5/8'' E:17 1/8'' - 23 1/8'' | 1.8 | 12 |  | 12 | 10.625 | Cap Nuts |  |  |  |  | 17.125 - 23.125 |  | No |  | No | [21 empty] | D:5'' DP:1 1/4'' OB UP:4 1/8'' OB DOWN:6 1/2'' Round |  |  |  | 6.5 | Black/White |  |  | Hardwired | 0 | 0 | 0 | 0 | 1 | 0 | 0 | 0 | 0 | 0 | 0 | 785652074301 | 16.75 | 14.58 | 13.25 | 4.1 | 1.873 | 250 | Yes | [9 empty] | cETL Wet | BARN LIGHT 1L MD LANTERN-12 | Medium One Light Outdoor Turtle Friendly Wall Lantern |  | 8637401-12_T.jpg | 8637401.jpg
8637401-57 | Medium One Light Outdoor Wall Lantern | The classic Barn Lights are hand crafted in aluminum and coated in a Galvanized or Blacksmith finish. Ideal for large or heavily trafficked outdoor areas that need plenty of downward directed light. The oversized Barn Lights make great accents to any commercial lighting plan or residential garage entry, shed, or patio. To customize your look, a 6" extender is included with every fixture. Also available as Dark Sky with four size options to choose from. | OUTDOOR | Barn Light | Outdoor Lighting | Weathered Pewter | 57 | Aluminum |  |  |  |  | 1 Medium A19 75w |  | 1 | No | [14 empty] | 0 | [12 empty] | 60.98 | 121.96 | 182.94 | D:12'' W:12'' H:10 5/8'' E:17 1/8'' - 23 1/8'' | 1.8 | 12 |  | 12 | 10.625 | Cap Nuts |  |  |  |  | 17.125 - 23.125 |  | No |  | No | [21 empty] | D:5'' DP:1 1/4'' OB UP:4 1/8'' OB DOWN:6 1/2'' Round |  |  |  | 6.5 | Black/White |  |  | Hardwired | 0 | 0 | 0 | 0 | 1 | 0 | 0 | 1 | 0 | 0 | 0 | 785652069369 | 16.75 | 14.75 | 13.25 | 3.9 | 1.894 | 250 | Yes | [9 empty] | cETL Wet | BARN LIGHT 1L MD LANTERN-57 | Medium One Light Outdoor Wall Lantern |  | 8637401-57.jpg | 8637401.jpg
8637401-57/T | Medium One Light Outdoor Turtle Friendly Wall Lantern | The classic Barn Lights are hand crafted in aluminum and coated in a Galvanized or Blacksmith finish. Ideal for large or heavily trafficked outdoor areas that need plenty of downward directed light. The oversized Barn Lights make great accents to any commercial lighting plan or residential garage entry, shed, or patio. To customize your look, a 6" extender is included with every fixture. Also available as Dark Sky with four size options to choose from. | OUTDOOR | Barn Light | Outdoor Lighting | Weathered Pewter | 57 | Aluminum |  |  |  |  | 1 Medium PAR20 7w |  | 1 | Yes | [14 empty] | 0 | [12 empty] | 90.98 | 181.96 | 272.94 | D:12'' W:12'' H:10 5/8'' E:17 1/8'' - 23 1/8'' | 1.8 | 12 |  | 12 | 10.625 | Cap Nuts |  |  |  |  | 17.125 - 23.125 |  | D:5'' DP:1 1/4'' OB UP:4 1/8'' OB DOWN:6 1/2'' Round |  |  |  | 6.5 | Black/White |  |  | Hardwired | 0 | 0 | 0 | 0 | 1 | 0 | 0 | 0 | 0 | 0 | 0 | 785652074325 | 16.75 | 14.75 | 13.25 | 3.9 | 1.894 | 250 | Yes | [9 empty] | cETL Wet | BARN LIGHT 1L MD LANTERN-57 | Medium One Light Outdoor Turtle Friendly Wall Lantern |  | 8637401-57_T.jpg | 8637401.jpg
8637401-71 | Medium One Light Outdoor Wall Lantern | The classic Barn Lights are hand crafted in aluminum and coated in a Galvanized or Blacksmith finish. Ideal for large or heavily trafficked outdoor areas that need plenty of downward directed light. The oversized Barn Lights make great accents to any commercial lighting plan or residential garage entry, shed, or patio. To customize your look, a 6" extender is included with every fixture. Also available as Dark Sky with four size options to choose from. | OUTDOOR | Barn Light | Outdoor Lighting | Antique Bronze | 71 | Aluminum |  |  |  |  | 1 Medium A19 75w |  | 1 | No | [14 empty] | 0 | [12 empty] | 60.98 | 121.96 | 182.94 | D:12'' W:12'' H:10 5/8'' E:17 1/8'' - 23 1/8'' | 1.8 | 12 |  | 12 | 10.625 | Cap Nuts |  |  |  |  | 17.125 - 23.125 |  | D:5'' DP:1 1/4'' OB UP:4 1/8'' OB DOWN:6 1/2'' Round |  |  |  | 6.5 | Black/White |  |  | Hardwired | 0 | 0 | 0 | 0 | 1 | 0 | 0 | 1 | 0 | 0 | 0 | 785652069376 | 16.5 | 14.75 | 12.75 | 3.9 | 1.796 | 250 | Yes | [9 empty] | cETL Wet | BARN LIGHT 1L MD LANTERN-71 | Medium One Light Outdoor Wall Lantern |  | 8637401-71.jpeg | 8637401.jpg
8637401-71/T | Medium One Light Outdoor Turtle Friendly Wall Lantern | The classic Barn Lights are hand crafted in aluminum and coated in a Galvanized or Blacksmith finish. Ideal for large or heavily trafficked outdoor areas that need plenty of downward directed light. The oversized Barn Lights make great accents to any commercial lighting plan or residential garage entry, shed, or patio. To customize your look, a 6" extender is included with every fixture. Also available as Dark Sky with four size options to choose from. | OUTDOOR | Barn Light | Outdoor Lighting | Antique Bronze | 71 | Aluminum |  |  |  |  | 1 Medium PAR20 7w |  | 1 | Yes | [14 empty] | 0 | [12 empty] | 90.98 | 181.96 | 272.94 | D:12'' W:12'' H:10 5/8'' E:17 1/8'' - 23 1/8'' | 1.8 | 12 |  | 12 | 10.625 | Cap Nuts |  |  |  |  | 17.125 - 23.125 |  | D:5'' DP:1 1/4'' OB UP:4 1/8'' OB DOWN:6 1/2'' Round |  |  |  | 6.5 | Black/White |  |  | Hardwired | 0 | 0 | 0 | 0 | 1 | 0 | 0 | 0 | 0 | 0 | 0 | 785652086199 | 16.75 | 14.75 | 13.25 | 3.9 | 1.894 | 250 | Yes | [9 empty] | cETL Wet | BARN LIGHT 1L MD LANTERN-71 | Medium One Light Outdoor Turtle Friendly Wall Lantern |  | 8637401-71/T.jpg | 8637401.jpg
8637401EN3-12 | Medium One Light Outdoor Wall Lantern | The classic Barn Lights are hand crafted in aluminum and coated in a Galvanized or Blacksmith finish. Ideal for large or heavily trafficked outdoor areas that need plenty of downward directed light. The oversized Barn Lights make great accents to any commercial lighting plan or residential garage entry, shed, or patio. To customize your look, a 6" extender is included with every fixture. Also available as Dark Sky with four size options to choose from. | OUTDOOR | Barn Light | Outdoor Lighting | Black | 12 | Aluminum |  |  |  |  | 1 Medium A19 9.3w |  | 1 | Yes | [14 empty] | 0 | [12 empty] | 66.98 | 133.96 | 200.94 | D:12'' W:12'' H:10 5/8'' E:17 1/8'' - 23 1/8'' | 1.8 | 12 |  | 12 | 10.625 | Cap Nuts |  |  |  |  | 17.125 - 23.125 |  | No |  | No | [21 empty] | D:5'' DP:1 1/4'' OB UP:4 1/8'' OB DOWN:6 1/2'' Round |  |  |  | 6.5 | Black/White |  |  | Hardwired | 0 | 0 | 0 | 1 | 1 | 0 | 0 | 0 | 0 | 0 | 0 | 785652071218 | 16.75 | 14.58 | 13.25 | 4.1 | 1.873 | 250 | Yes | [9 empty] | cETL Wet | BARN LIGHT 1L LED MD LANTRN-12 | Medium One Light Outdoor Wall Lantern |  | 8637401EN3-12.jpg | 8637401EN3.jpg
8637401EN3-57 | Medium One Light Outdoor Wall Lantern | The classic Barn Lights are hand crafted in aluminum and coated in a Galvanized or Blacksmith finish. Ideal for large or heavily trafficked outdoor areas that need plenty of downward directed light. The oversized Barn Lights make great accents to any commercial lighting plan or residential garage entry, shed, or patio. To customize your look, a 6" extender is included with every fixture. Also available as Dark Sky with four size options to choose from. | OUTDOOR | Barn Light | Outdoor Lighting | Weathered Pewter | 57 | Aluminum |  |  |  |  | 1 Medium A19 9.3w |  | 1 | Yes | [14 empty] | 0 | [12 empty] | 66.98 | 133.96 | 200.94 | D:12'' W:12'' H:10 5/8'' E:17 1/8'' - 23 1/8'' | 1.8 | 12 |  | 12 | 10.625 | Cap Nuts |  |  |  |  | 17.125 - 23.125 |  | No |  | No | [21 empty] | D:5'' DP:1 1/4'' OB UP:4 1/8'' OB DOWN:6 1/2'' Round |  |  |  | 6.5 | Black/White |  |  | Hardwired | 0 | 0 | 0 | 1 | 1 | 0 | 0 | 0 | 0 | 0 | 0 | 785652071225 | 16.75 | 14.75 | 13.25 | 3.9 | 1.894 | 250 | Yes | [9 empty] | cETL Wet | BARN LIGHT 1L LED MD LANTRN-57 | Medium One Light Outdoor Wall Lantern |  | 8637401EN3-57.jpg | 8637401EN3.jpg
8637401EN3-71 | Medium One Light Outdoor Wall Lantern | The classic Barn Lights are hand crafted in aluminum and coated in a Galvanized or Blacksmith finish. Ideal for large or heavily trafficked outdoor areas that need plenty of downward directed light. The oversized Barn Lights make great accents to any commercial lighting plan or residential garage entry, shed, or patio. To customize your look, a 6" extender is included with every fixture. Also available as Dark Sky with four size options to choose from. | OUTDOOR | Barn Light | Outdoor Lighting | Antique Bronze | 71 | Aluminum |  |  |  |  | 1 Medium A19 9.3w |  | 1 | Yes | [14 empty] | 0 | [12 empty] | 63.45 | 126.9 | 190.35 | D:12'' W:12'' H:10 5/8'' E:17 1/8'' - 23 1/8'' | 1.8 | 12 |  | 12 | 10.625 | Cap Nuts |  |  |  |  | 17.125 - 23.125 |  | No |  | No | [21 empty] | D:5'' DP:1 1/4'' OB UP:4 1/8'' OB DOWN:6 1/2'' Round |  |  |  | 6.5 | Black/White |  |  | Hardwired | 0 | 0 | 0 | 1 | 1 | 0 | 0 | 0 | 0 | 0 | 0 | 785652071232 | [16 empty] | cETL Wet | BARN LIGHT 1L LED MD LANTRN-71 | Medium One Light Outdoor Wall Lantern |  | 8637401EN3-71.jpeg | 8637401EN3.jpg
8638501-12 | One Light Outdoor Wall Lantern | Sometimes subtle is exactly what you need. The Crittenden outdoor wall sconce by Sea Gull Lighting is inspired by the simple lines of mid-century modern design and boasts durable, all-aluminum construction. It will make a bold minimalist statement whether used indoors or as an outdoor light. This streamlined cone is a classic profile made from aluminum which gives it a slight shimmer effect. The fixtures purposefully direct light downward, limiting any light leak out of the sides to meet Dark Sky guidelines. The Crittenden is offered in two finishes, Satin Aluminum and Black, each offering a completely unique interpretation of the design. | OUTDOOR | Crittenden | Outdoor Lighting | Black | 12 | Aluminum |  |  |  |  | 1 Medium A19 75w |  | 1 | No | [14 empty] | 0 | [12 empty] | 64.5 | 129 | 193.5 | W:13'' H:10 3/8'' E:15 1/8'' |  |  |  | 13 | 10.375 | Cap Nuts |  |  |  |  | 15.125 |  | No |  | No | [21 empty] | D:5'' DP:7/8'' OB UP:3 3/8'' Round |  |  |  | 6.5 | Black/White |  |  | Hardwired | 0 | 0 | 0 | 0 | 1 | 0 | 0 | 1 | 0 | 0 | 0 | 785652079108 | 17.25 | 16 | 13.25 | 4.3 | 2.116 | 250 | Yes | [9 empty] | cETL Wet | CRITTENDEN 1L LANTERN-12 | One Light Outdoor Wall Lantern |  | 8638501-12.jpg | 8638501.jpg
8638501EN3-12 | One Light Outdoor Wall Lantern | Sometimes subtle is exactly what you need. The Crittenden outdoor wall sconce by Sea Gull Lighting is inspired by the simple lines of mid-century modern design and boasts durable, all-aluminum construction. It will make a bold minimalist statement whether used indoors or as an outdoor light. This streamlined cone is a classic profile made from aluminum which gives it a slight shimmer effect. The fixtures purposefully direct light downward, limiting any light leak out of the sides to meet Dark Sky guidelines. The Crittenden is offered in two finishes, Satin Aluminum and Black, each offering a completely unique interpretation of the design. | OUTDOOR | Crittenden | Outdoor Lighting | Black | 12 | Aluminum |  |  |  |  | 1 Medium A19 9.3w |  | 1 | Yes | [14 empty] | 0 | [12 empty] | 69.5 | 139 | 208.5 | W:13'' H:10 3/8'' E:15 1/8'' |  |  |  | 13 | 10.375 | Cap Nuts |  |  |  |  | 15.125 |  | No |  | No | [21 empty] | D:5'' DP:7/8'' OB UP:3 3/8'' Round |  |  |  | 6.5 | Black/White |  |  | Hardwired | 0 | 0 | 0 | 1 | 1 | 0 | 0 | 0 | 0 | 0 | 0 | 785652083211 | [16 empty] | cETL Wet | CRITTENDEN 1L LANTERN-12 | One Light Outdoor Wall Lantern |  | 8638501EN3-12.jpg | 8638501EN3.jpg
8638601-04 | Large One Light Outdoor Wall Lantern | The Renville modern outdoor wall lantern from Sea Gull Lighting has clean, contemporary lines to make a sleek design statement whether used indoors or outdoors. The geometric, cone profile of the Satin Etched glass shade has subtle ornamentation at the crown and contrasts nicely with the sleek, square backplate. Whether flanking a doorway, garage, patio entrance or pool house, the Renville sconce is a beautiful design accent. The outdoor lighting collection is offered in Satin Aluminum, Black and Antique Bronze finishes and includes two sconce sizes, a small one-light outdoor wall lantern (7.5” high) and a large one-light outdoor wall lantern (10.25” high). | OUTDOOR | Renville | Outdoor Lighting | Satin Aluminum | 4 | Aluminum | Satin Etched Glass | D:7" H:8" |  |  | 1 Medium A19 100w |  | 1 | No | [14 empty] | 0 | [12 empty] | 47.98 | 95.96 | 143.94 | D:7'' W:7'' H:10 1/4'' E:8'' | 3.3 | 7 |  | 7 | 10.25 | Cap Nuts |  |  |  |  | 8 |  | No |  | No | [21 empty] | DP:1 1/8'' W:6 1/4'' H:7'' OB UP:3 1/2'' Rectangular |  |  |  | 6.5 | Black/White |  |  | Hardwired | 0 | 0 | 0 | 0 | 1 | 0 | 0 | 1 | 0 | 0 | 0 | 785652002656 | 16.25 | 10.5 | 12.5 | 4.1 | 1.234 | 250 | Yes | [9 empty] | cETL Wet | RENVILLE 1L LANTERN-04 | Large One Light Outdoor Wall Lantern |  | 8638601-04.jpg | 8638601.jpg
8638601-12 | Large One Light Outdoor Wall Lantern | The Renville modern outdoor wall lantern from Sea Gull Lighting has clean, contemporary lines to make a sleek design statement whether used indoors or outdoors. The geometric, cone profile of the Satin Etched glass shade has subtle ornamentation at the crown and contrasts nicely with the sleek, square backplate. Whether flanking a doorway, garage, patio entrance or pool house, the Renville sconce is a beautiful design accent. The outdoor lighting collection is offered in Satin Aluminum, Black and Antique Bronze finishes and includes two sconce sizes, a small one-light outdoor wall lantern (7.5” high) and a large one-light outdoor wall lantern (10.25” high). | OUTDOOR | Renville | Outdoor Lighting | Black | 12 | Aluminum | Satin Etched Glass | D:7" H:8" |  |  | 1 Medium A19 100w |  | 1 | No | [14 empty] | 0 | [12 empty] | 40.98 | 81.96 | 122.94 | D:7'' W:7'' H:10 1/4'' E:8'' | 3.3 | 7 |  | 7 | 10.25 | Cap Nuts |  |  |  |  | 8 |  | No |  | No | [21 empty] | DP:1 1/8'' W:6 1/4'' H:7'' OB UP:3 1/2'' Rectangular |  |  |  | 6.5 | Black/White |  |  | Hardwired | 0 | 0 | 0 | 0 | 1 | 0 | 0 | 1 | 0 | 0 | 0 | 785652002663 | 16.25 | 10.5 | 12.5 | 4.1 | 1.234 | 250 | Yes | [9 empty] | cETL Wet | RENVILLE 1L LANTERN-12 | Large One Light Outdoor Wall Lantern |  | 8638601-12.jpg | 8638601.jpg
8638601-71 | Large One Light Outdoor Wall Lantern | The Renville modern outdoor wall lantern from Sea Gull Lighting has clean, contemporary lines to make a sleek design statement whether used indoors or outdoors. The geometric, cone profile of the Satin Etched glass shade has subtle ornamentation at the crown and contrasts nicely with the sleek, square backplate. Whether flanking a doorway, garage, patio entrance or pool house, the Renville sconce is a beautiful design accent. The outdoor lighting collection is offered in Satin Aluminum, Black and Antique Bronze finishes and includes two sconce sizes, a small one-light outdoor wall lantern (7.5” high) and a large one-light outdoor wall lantern (10.25” high). | OUTDOOR | Renville | Outdoor Lighting | Antique Bronze | 71 | Aluminum | Satin Etched Glass | D:7" H:8" |  |  | 1 Medium A19 100w |  | 1 | No | [14 empty] | 0 | [12 empty] | 40.98 | 81.96 | 122.94 | D:7'' W:7'' H:10 1/4'' E:8'' | 3.3 | 7 |  | 7 | 10.25 | Cap Nuts |  |  |  |  | 8 |  | No |  | No | [21 empty] | DP:1 1/8'' W:6 1/4'' H:7'' OB UP:3 1/2'' Rectangular |  |  |  | 6.5 | Black/White |  |  | Hardwired | 0 | 0 | 0 | 0 | 1 | 0 | 0 | 1 | 0 | 0 | 0 | 785652002670 | 16.25 | 10.5 | 12.5 | 4.1 | 1.234 | 250 | Yes | [9 empty] | cETL Wet | RENVILLE 1L LANTERN-71 | Large One Light Outdoor Wall Lantern |  | 8638601-71.jpg | 8638601.jpg
8638601EN3-04 | Large One Light Outdoor Wall Lantern | The Renville modern outdoor wall lantern from Sea Gull Lighting has clean, contemporary lines to make a sleek design statement whether used indoors or outdoors. The geometric, cone profile of the Satin Etched glass shade has subtle ornamentation at the crown and contrasts nicely with the sleek, square backplate. Whether flanking a doorway, garage, patio entrance or pool house, the Renville sconce is a beautiful design accent. The outdoor lighting collection is offered in Satin Aluminum, Black and Antique Bronze finishes and includes two sconce sizes, a small one-light outdoor wall lantern (7.5” high) and a large one-light outdoor wall lantern (10.25” high). | OUTDOOR | Renville | Outdoor Lighting | Satin Aluminum | 4 | Aluminum | Satin Etched Glass | D:7" H:8" |  |  | 1 Medium A19 9.3w |  | 1 | Yes | [14 empty] | 0 | [12 empty] | 54.48 | 108.96 | 163.44 | D:7'' W:7'' H:10 1/4'' E:8'' | 3.3 | 7 |  | 7 | 10.25 | Cap Nuts |  |  |  |  | 8 |  | No |  | No | [21 empty] | DP:1 1/8'' W:6 1/4'' H:7'' OB UP:3 1/2'' Rectangular |  |  |  | 6.5 | Black/White |  |  | Hardwired | 0 | 0 | 0 | 1 | 1 | 0 | 0 | 0 | 0 | 0 | 0 | 785652046780 | 16.25 | 10.5 | 12.5 | 4.1 | 1.234 | 250 | Yes | [9 empty] | cETL Wet | RENVILLE 1L LANTERN-04 | Large One Light Outdoor Wall Lantern |  | 8638601EN3-04.jpg | 8638601.jpg
8638601EN3-12 | Large One Light Outdoor Wall Lantern | The Renville modern outdoor wall lantern from Sea Gull Lighting has clean, contemporary lines to make a sleek design statement whether used indoors or outdoors. The geometric, cone profile of the Satin Etched glass shade has subtle ornamentation at the crown and contrasts nicely with the sleek, square backplate. Whether flanking a doorway, garage, patio entrance or pool house, the Renville sconce is a beautiful design accent. The outdoor lighting collection is offered in Satin Aluminum, Black and Antique Bronze finishes and includes two sconce sizes, a small one-light outdoor wall lantern (7.5” high) and a large one-light outdoor wall lantern (10.25” high). | OUTDOOR | Renville | Outdoor Lighting | Black | 12 | Aluminum | Satin Etched Glass | D:7" H:8" |  |  | 1 Medium A19 9.3w |  | 1 | Yes | [14 empty] | 0 | [12 empty] | 46.48 | 92.96 | 139.44 | D:7'' W:7'' H:10 1/4'' E:8'' | 3.3 | 7 |  | 7 | 10.25 | Cap Nuts |  |  |  |  | 8 |  | No |  | No | [21 empty] | DP:1 1/8'' W:6 1/4'' H:7'' OB UP:3 1/2'' Rectangular |  |  |  | 6.5 | Black/White |  |  | Hardwired | 0 | 0 | 0 | 1 | 1 | 0 | 0 | 0 | 0 | 0 | 0 | 785652046803 | 16.25 | 10.5 | 12.5 | 4.1 | 1.234 | 250 | Yes | [9 empty] | cETL Wet | RENVILLE 1L LANTERN-12 | Large One Light Outdoor Wall Lantern |  | 8638601EN3-12.jpg | 8638601.jpg
8638601EN3-71 | Large One Light Outdoor Wall Lantern | The Renville modern outdoor wall lantern from Sea Gull Lighting has clean, contemporary lines to make a sleek design statement whether used indoors or outdoors. The geometric, cone profile of the Satin Etched glass shade has subtle ornamentation at the crown and contrasts nicely with the sleek, square backplate. Whether flanking a doorway, garage, patio entrance or pool house, the Renville sconce is a beautiful design accent. The outdoor lighting collection is offered in Satin Aluminum, Black and Antique Bronze finishes and includes two sconce sizes, a small one-light outdoor wall lantern (7.5” high) and a large one-light outdoor wall lantern (10.25” high). | OUTDOOR | Renville | Outdoor Lighting | Antique Bronze | 71 | Aluminum | Satin Etched Glass | D:7" H:8" |  |  | 1 Medium A19 9.3w |  | 1 | Yes | [14 empty] | 0 | [12 empty] | 46.48 | 92.96 | 139.44 | D:7'' W:7'' H:10 1/4'' E:8'' | 3.3 | 7 |  | 7 | 10.25 | Cap Nuts |  |  |  |  | 8 |  | No |  | No | [21 empty] | DP:1 1/8'' W:6 1/4'' H:7'' OB UP:3 1/2'' Rectangular |  |  |  | 6.5 | Black/White |  |  | Hardwired | 0 | 0 | 0 | 1 | 1 | 0 | 0 | 0 | 0 | 0 | 0 | 785652046827 | 16.25 | 10.5 | 12.5 | 4.1 | 1.234 | 250 | Yes | [9 empty] | cETL Wet | RENVILLE 1L LANTERN-71 | Large One Light Outdoor Wall Lantern |  | 8638601EN3-71.jpg | 8638601.jpg
8638701-12 | Large One Light Uplight Outdoor Wall Lantern | The Sevier outdoor collection by Sea Gull Lighting brings timeless design to new heights with its traditional design details found in classic outdoor fixtures as well as an open bottom for easy maintenance. Made of durable cast aluminum, a multi-level crown, top finial and stepped-edge back plate complete the traditional look. Offered in Antique Bronze or Black finish, both with Clear glass, the collection includes a one-light outdoor pendant, one-light post lantern, a large one-light uplight outdoor wall lantern, a small one-light uplight outdoor wall lantern, a small one-light downlight outdoor wall lantern, and a large one-light downlight outdoor wall lantern. | OUTDOOR | Sevier | Outdoor Lighting | Black | 12 |  | Clear Glass | W:3.25" H:8.875" |  |  | 1 Medium A19 100w |  | 1 | No | [14 empty] | 0 | [12 empty] | 52.98 | 105.96 | 158.94 | W:9 3/8'' H:21 3/4'' E:8 5/8'' |  |  |  | 9.375 | 21.75 | Cap Nuts |  |  |  |  | 8.625 |  | No |  | No | [21 empty] | DP:7/8'' W:4 1/2'' H:5 3/8'' OB UP:18 3/4'' OB DOWN:3'' |  |  |  | 6.5 | Black/White |  |  | Hardwired | 0 | 0 | 0 | 0 | 1 | 0 | 0 | 1 | 0 | 0 | 0 | 785652001390 | 20.25 | 12 | 11.5 | 5.8 | 1.617 | 250 | Yes | [9 empty] | cETL Wet | SEVIER 1L LANTERN-12 | Large One Light Uplight Outdoor Wall Lantern |  | 8638701-12.png | 8638701.jpg
8638701-71 | Large One Light Uplight Outdoor Wall Lantern | The Sevier outdoor collection by Sea Gull Lighting brings timeless design to new heights with its traditional design details found in classic outdoor fixtures as well as an open bottom for easy maintenance. Made of durable cast aluminum, a multi-level crown, top finial and stepped-edge back plate complete the traditional look. Offered in Antique Bronze or Black finish, both with Clear glass, the collection includes a one-light outdoor pendant, one-light post lantern, a large one-light uplight outdoor wall lantern, a small one-light uplight outdoor wall lantern, a small one-light downlight outdoor wall lantern, and a large one-light downlight outdoor wall lantern. | OUTDOOR | Sevier | Outdoor Lighting | Antique Bronze | 71 |  | Clear Glass | W:3.25" H:8.875" |  |  | 1 Medium A19 100w |  | 1 | No | [14 empty] | 0 | [12 empty] | 52.98 | 105.96 | 158.94 | W:9 3/8'' H:21 3/4'' E:8 5/8'' |  |  |  | 9.375 | 21.75 | Cap Nuts |  |  |  |  | 8.625 |  | No |  | No | [21 empty] | DP:7/8'' W:4 1/2'' H:5 3/8'' OB UP:18 3/4'' OB DOWN:3'' |  |  |  | 6.5 | Black/White |  |  | Hardwired | 0 | 0 | 0 | 0 | 1 | 0 | 0 | 1 | 0 | 0 | 0 | 785652001406 | 20.25 | 12 | 11.5 | 5.8 | 1.617 | 250 | Yes | [9 empty] | cETL Wet | SEVIER 1L LANTERN-71 | Large One Light Uplight Outdoor Wall Lantern |  | 8638701-71.png | 8638701.jpg
8638751-12 | Large One Light Uplight Outdoor Wall Lantern | The Sevier outdoor collection by Sea Gull Lighting brings timeless design to new heights with its traditional design details found in classic outdoor fixtures as well as an open bottom for easy maintenance. Made of durable cast aluminum, a multi-level crown, top finial and stepped-edge back plate complete the traditional look. Offered in Antique Bronze or Black finish, both with Clear glass, the collection includes a one-light outdoor pendant, one-light post lantern, a large one-light uplight outdoor wall lantern, a small one-light uplight outdoor wall lantern, a small one-light downlight outdoor wall lantern, and a large one-light downlight outdoor wall lantern. | OUTDOOR | Sevier | Outdoor Lighting | Black | 12 |  | Satin Etched Glass | W:3.25" H:8.875" |  |  | 1 Medium A19 100w |  | 1 | No | [14 empty] | 0 | [12 empty] | 50.95 | 101.9 | 152.85 | W:9 3/8'' H:21 3/4'' E:8 5/8'' |  |  |  | 9.375 | 21.75 | Cap Nuts |  |  |  |  | 8.625 |  | No |  | No | [21 empty] | DP:7/8'' W:4 1/2'' H:5 3/8'' OB UP:18 3/4'' OB DOWN:3'' |  |  |  | 6.5 | Black/White |  |  | Hardwired | 0 | 0 | 0 | 0 | 1 | 0 | 0 | 1 | 0 | 0 | 0 | 785652056178 | 20.25 | 12 | 11.5 | 5.8 | 1.617 | 250 | Yes | [9 empty] | cETL Wet | SEVIER 1L LANTERN-12 | Large One Light Uplight Outdoor Wall Lantern |  | 8638751-12.jpg | 8638751.jpg
8638751-71 | Large One Light Uplight Outdoor Wall Lantern | The Sevier outdoor collection by Sea Gull Lighting brings timeless design to new heights with its traditional design details found in classic outdoor fixtures as well as an open bottom for easy maintenance. Made of durable cast aluminum, a multi-level crown, top finial and stepped-edge back plate complete the traditional look. Offered in Antique Bronze or Black finish, both with Clear glass, the collection includes a one-light outdoor pendant, one-light post lantern, a large one-light uplight outdoor wall lantern, a small one-light uplight outdoor wall lantern, a small one-light downlight outdoor wall lantern, and a large one-light downlight outdoor wall lantern. | OUTDOOR | Sevier | Outdoor Lighting | Antique Bronze | 71 |  | Satin Etched Glass | W:3.25" H:8.875" |  |  | 1 Medium A19 100w |  | 1 | No | [14 empty] | 0 | [12 empty] | 50.95 | 101.9 | 152.85 | W:9 3/8'' H:21 3/4'' E:8 5/8'' |  |  |  | 9.375 | 21.75 | Cap Nuts |  |  |  |  | 8.625 |  | No |  | No | [21 empty] | DP:7/8'' W:4 1/2'' H:5 3/8'' OB UP:18 3/4'' OB DOWN:3'' |  |  |  | 6.5 | Black/White |  |  | Hardwired | 0 | 0 | 0 | 0 | 1 | 0 | 0 | 1 | 0 | 0 | 0 | 785652056185 | 20.25 | 12 | 11.5 | 5.8 | 1.617 | 250 | Yes | [9 empty] | cETL Wet | SEVIER 1L LANTERN-71 | Large One Light Uplight Outdoor Wall Lantern |  | 8638751-71.jpg | 8638751.jpg
8638751EN3-12 | Large One Light Uplight Outdoor Wall Lantern | The Sevier outdoor collection by Sea Gull Lighting brings timeless design to new heights with its traditional design details found in classic outdoor fixtures as well as an open bottom for easy maintenance. Made of durable cast aluminum, a multi-level crown, top finial and stepped-edge back plate complete the traditional look. Offered in Antique Bronze or Black finish, both with Clear glass, the collection includes a one-light outdoor pendant, one-light post lantern, a large one-light uplight outdoor wall lantern, a small one-light uplight outdoor wall lantern, a small one-light downlight outdoor wall lantern, and a large one-light downlight outdoor wall lantern. | OUTDOOR | Sevier | Outdoor Lighting | Black | 12 |  | Satin Etched Glass | W:3.25" H:8.875" |  |  | 1 Medium A19 9.3w |  | 1 | Yes | [14 empty] | 0 | [12 empty] | 55.95 | 111.9 | 167.85 | W:9 3/8'' H:21 3/4'' E:8 5/8'' |  |  |  | 9.375 | 21.75 | Cap Nuts |  |  |  |  | 8.625 |  | No |  | No | [21 empty] | DP:7/8'' W:4 1/2'' H:5 3/8'' OB UP:18 3/4'' OB DOWN:3'' |  |  |  | 6.5 | Black/White |  |  | Hardwired | 0 | 0 | 0 | 1 | 1 | 0 | 0 | 0 | 0 | 0 | 0 | 785652056291 | 20.25 | 12 | 11.5 | 5.8 | 1.617 | 250 | Yes | [9 empty] | cETL Wet | SEVIER 1L LANTERN-12 | Large One Light Uplight Outdoor Wall Lantern |  | 8638751EN3-12.jpg | 8638751EN3.jpg
8638751EN3-71 | Large One Light Uplight Outdoor Wall Lantern | The Sevier outdoor collection by Sea Gull Lighting brings timeless design to new heights with its traditional design details found in classic outdoor fixtures as well as an open bottom for easy maintenance. Made of durable cast aluminum, a multi-level crown, top finial and stepped-edge back plate complete the traditional look. Offered in Antique Bronze or Black finish, both with Clear glass, the collection includes a one-light outdoor pendant, one-light post lantern, a large one-light uplight outdoor wall lantern, a small one-light uplight outdoor wall lantern, a small one-light downlight outdoor wall lantern, and a large one-light downlight outdoor wall lantern. | OUTDOOR | Sevier | Outdoor Lighting | Antique Bronze | 71 |  | Satin Etched Glass | W:3.25" H:8.875" |  |  | 1 Medium A19 9.3w |  | 1 | Yes | [14 empty] | 0 | [12 empty] | 55.95 | 111.9 | 167.85 | W:9 3/8'' H:21 3/4'' E:8 5/8'' |  |  |  | 9.375 | 21.75 | Cap Nuts |  |  |  |  | 8.625 |  | No |  | No | [21 empty] | DP:7/8'' W:4 1/2'' H:5 3/8'' OB UP:18 3/4'' OB DOWN:3'' |  |  |  | 6.5 | Black/White |  |  | Hardwired | 0 | 0 | 0 | 1 | 1 | 0 | 0 | 0 | 0 | 0 | 0 | 785652056307 | 20.25 | 12 | 11.5 | 5.8 | 1.617 | 250 | Yes | [9 empty] | cETL Wet | SEVIER 1L LANTERN-71 | Large One Light Uplight Outdoor Wall Lantern |  | 8638751EN3-71.jpg | 8638751EN3.jpg
8642-12 | Two Light Adjustable Swivel Flood Light | Our flood lights are designed with safety as a top priority. Choose from open glass PAR38s or directional BR40s, both with swivel design to direct illumination where you need it. | OUTDOOR | Flood Light | Outdoor Lighting | Black | 12 | Polycarbonate |  |  |  |  | 2 Medium PAR38 90w |  | 2 | No | [14 empty] | 0 | [12 empty] | 14.98 | 29.96 | 44.94 | W:9 1/2'' H:11'' E:2 1/2'' | 0.3 |  |  | 9.5 | 11 | Other |  |  |  |  | 2.5 |  | No |  | No | [25 empty] | 6.5 |  |  | N/A | Hardwired | 0 | 0 | 0 | 0 | 1 | 0 | 0 | 1 | 0 | 0 | 0 | 785652864216 | 3 | 4.6 | 4.6 | 0.6 | 0.037 | 70 | Yes | 6 | 10785652864213 | 10.6 | 10.7 | 6 | 3.8 | 0.394 | Yes | C-UL-US Wet |  | 2L FLOOD LIGHT-12 | Two Light Adjustable Swivel Flood Light |  | 8642-12.jpg | 8642.jpg
8642-15 | Two Light Adjustable Swivel Flood Light | Our flood lights are designed with safety as a top priority. Choose from open glass PAR38s or directional BR40s, both with swivel design to direct illumination where you need it. | OUTDOOR | Flood Light | Outdoor Lighting | White | 15 | Polycarbonate |  |  |  |  | 2 Medium PAR38 90w |  | 2 | No | [14 empty] | 0 | [12 empty] | 14.98 | 29.96 | 44.94 | W:9 1/2'' H:11'' E:2 1/2'' | 0.3 |  |  | 9.5 | 11 | Other |  |  |  |  | 2.5 |  | No |  | No | [25 empty] | 6.5 |  |  | N/A | Hardwired | 0 | 0 | 0 | 0 | 1 | 0 | 0 | 1 | 0 | 0 | 0 | 785652864254 | 3.2 | 4.6 | 4.6 | 0.6 | 0.039 | 70 | Yes | 6 | 10785652864251 | 10.5 | 10.7 | 6 | 3.6 | 0.39 | Yes | C-UL-US Wet |  | 2L FLOOD LIGHT-15 | Two Light Adjustable Swivel Flood Light |  | 8642-15.jpg | 8642.jpg
8643193S-12 | Medium LED Outdoor Wall Lantern |  | OUTDOOR | Rebay | Outdoor Lighting | Black | 12 | Aluminum |  |  |  | Etched / White Inside Glass |  |  | 1 | No | 860 | 3000 | 90 | 10 | 120 | 19 - Integrated | LED - Array |  |  |  | LED | 10 | 10 | 50000 | 0 | [12 empty] | 99.5 | 199 | 298.5 | W:6 1/2'' H:14'' E:3 1/2'' |  |  |  | 6.5 | 14 | Screw(s) |  |  |  |  | 3.5 |  | No |  | No | [21 empty] | DP:7/8'' W:6 1/2'' H:14'' OB UP:7 1/2'' Rectangular |  |  |  | 6.5 | Black/White |  |  | Hardwired | 1 | 0 | 0 | 0 | 1 | 0 | 1 | 0 | 0 | 0 | 0 | 785652076893 | [16 empty] | cETL Wet | REBAY LED MD WALL-12 | Medium LED Outdoor Wall Lantern |  | 8643193S-12.jpg | 8643193S.jpg
8643193S-71 | Medium LED Outdoor Wall Lantern |  | OUTDOOR | Rebay | Outdoor Lighting | Antique Bronze | 71 | Aluminum |  |  |  | Etched / White Inside Glass |  |  | 1 | No | 860 | 3000 | 90 | 10 | 120 | 19 - Integrated | LED - Array |  |  |  | LED | 10 | 10 | 50000 | 0 | [12 empty] | 99.5 | 199 | 298.5 | W:6 1/2'' H:14'' E:3 1/2'' |  |  |  | 6.5 | 14 | Screw(s) |  |  |  |  | 3.5 |  | No |  | No | [21 empty] | DP:7/8'' W:6 1/2'' H:14'' OB UP:7 1/2'' Rectangular |  |  |  | 6.5 | Black/White |  |  | Hardwired | 1 | 0 | 0 | 0 | 1 | 0 | 1 | 0 | 0 | 0 | 0 | 785652076909 | [16 empty] | cETL Wet | REBAY LED MD WALL-71 | Medium LED Outdoor Wall Lantern |  | 8643193S-71.jpg | 8643193S.jpg
8647401-12 | Medium One Light Outdoor Wall Lantern | The decorative, sturdy Gealan Collection is a versatile outdoor product line built to last. Echoing classic lampposts while using modern silhouettes and glass panels creates a smooth transitional style. Give outdoor settings a refreshing new look with beautifully framed lighting. Available in a variety of sizes for flexible options to match any exterior. Choose from Painted Brushed Nickel finish with Clear Ribbed glass or Black finish with Satin Etched glass. The proprietary StoneStrong material withstands all weather climes. StoneStrong material is rust-proof and built to last in any outside environment, including coastal, dry, and harsh winter or summer climates. StoneStrong is also backed by a robust warranty. | OUTDOOR | Gaelan | Outdoor Lighting | Black | 12 | StoneStrong | Satin Etched Glass | W:4.875" H:8.5" |  |  | 1 Medium A19 75w |  | 1 | No | [14 empty] | 0 | [12 empty] | 87.95 | 175.9 | 263.85 | W:7'' H:14 1/4'' E:7 3/8'' | 3.7 |  |  | 7 | 14.25 | Cap Nuts |  |  |  |  | 7.375 |  | No |  | No | [21 empty] | DP:13/16'' W:5'' H:7 3/8'' OB UP:7 3/4'' Rectangular |  |  |  | 6.5 | Black/White |  |  | Hardwired | 0 | 0 | 0 | 0 | 1 | 0 | 0 | 1 | 0 | 0 | 0 | 785652056352 | 20 | 11.75 | 10 | 5.2 | 1.36 | 250 | Yes | [9 empty] | cETL Wet | GAELAN 1L WALL LANTERN-12 | Medium One Light Outdoor Wall Lantern |  | 8647401-12.png | 8647401.jpg
8647401EN3-12 | Medium One Light Outdoor Wall Lantern | The decorative, sturdy Gealan Collection is a versatile outdoor product line built to last. Echoing classic lampposts while using modern silhouettes and glass panels creates a smooth transitional style. Give outdoor settings a refreshing new look with beautifully framed lighting. Available in a variety of sizes for flexible options to match any exterior. Choose from Painted Brushed Nickel finish with Clear Ribbed glass or Black finish with Satin Etched glass. The proprietary StoneStrong material withstands all weather climes. StoneStrong material is rust-proof and built to last in any outside environment, including coastal, dry, and harsh winter or summer climates. StoneStrong is also backed by a robust warranty. | OUTDOOR | Gaelan | Outdoor Lighting | Black | 12 | StoneStrong | Satin Etched Glass | W:4.875" H:8.5" |  |  | 1 Medium A19 9.3w |  | 1 | Yes | [14 empty] | 0 | [12 empty] | 93.95 | 187.9 | 281.85 | W:7'' H:14 1/4'' E:7 3/8'' | 3.7 |  |  | 7 | 14.25 | Cap Nuts |  |  |  |  | 7.375 |  | No |  | No | [21 empty] | DP:13/16'' W:5'' H:7 3/8'' OB UP:7 3/4'' Rectangular |  |  |  | 6.5 | Black/White |  |  | Hardwired | 0 | 0 | 0 | 1 | 1 | 0 | 0 | 0 | 0 | 0 | 0 | 785652056741 | 20 | 11.75 | 10 | 5.2 | 1.36 | 250 | Yes | [9 empty] | cETL Wet | GAELAN 1L WALL LANTERN-12 | Medium One Light Outdoor Wall Lantern |  | 8647401EN3-12.png | 8647401EN3.jpg
8647431-753 | Medium One Light Outdoor Wall Lantern | The decorative, sturdy Gealan Collection is a versatile outdoor product line built to last. Echoing classic lampposts while using modern silhouettes and glass panels creates a smooth transitional style. Give outdoor settings a refreshing new look with beautifully framed lighting. Available in a variety of sizes for flexible options to match any exterior. Choose from Painted Brushed Nickel finish with Clear Ribbed glass or Black finish with Satin Etched glass. The proprietary StoneStrong material withstands all weather climes. StoneStrong material is rust-proof and built to last in any outside environment, including coastal, dry, and harsh winter or summer climates. StoneStrong is also backed by a robust warranty. | OUTDOOR | Gaelan | Outdoor Lighting | Painted Brushed Nickel | 753 | StoneStrong | Clear Ribbed Glass | W:4.875" H:8.5" |  |  | 1 Medium A19 75w |  | 1 | No | [14 empty] | 0 | [12 empty] | 87.95 | 175.9 | 263.85 | W:7'' H:14 1/4'' E:7 3/8'' | 3.7 |  |  | 7 | 14.25 | Cap Nuts |  |  |  |  | 7.375 |  | No |  | No | [21 empty] | DP:13/16'' W:5'' H:7 3/8'' OB UP:7 3/4'' Rectangular |  |  |  | 6.5 | Black/White |  |  | Hardwired | 0 | 0 | 0 | 0 | 1 | 0 | 0 | 1 | 0 | 0 | 0 | 785652056369 | 20 | 11.75 | 10 | 5.3 | 1.36 | 250 | Yes | [9 empty] | cETL Wet | GAELAN 1L WALL LANTERN-753 | Medium One Light Outdoor Wall Lantern |  | 8647431-753.png | 8647431.jpg
8647431EN3-753 | Medium One Light Outdoor Wall Lantern | The decorative, sturdy Gealan Collection is a versatile outdoor product line built to last. Echoing classic lampposts while using modern silhouettes and glass panels creates a smooth transitional style. Give outdoor settings a refreshing new look with beautifully framed lighting. Available in a variety of sizes for flexible options to match any exterior. Choose from Painted Brushed Nickel finish with Clear Ribbed glass or Black finish with Satin Etched glass. The proprietary StoneStrong material withstands all weather climes. StoneStrong material is rust-proof and built to last in any outside environment, including coastal, dry, and harsh winter or summer climates. StoneStrong is also backed by a robust warranty. | OUTDOOR | Gaelan | Outdoor Lighting | Painted Brushed Nickel | 753 | StoneStrong | Clear Ribbed Glass | W:4.875" H:8.5" |  |  | 1 Medium A19 9.3w |  | 1 | Yes | [14 empty] | 0 | [12 empty] | 93.95 | 187.9 | 281.85 | W:7'' H:14 1/4'' E:7 3/8'' | 3.7 |  |  | 7 | 14.25 | Cap Nuts |  |  |  |  | 7.375 |  | No |  | No | [21 empty] | DP:13/16'' W:5'' H:7 3/8'' OB UP:7 3/4'' Rectangular |  |  |  | 6.5 | Black/White |  |  | Hardwired | 0 | 0 | 0 | 1 | 1 | 0 | 0 | 0 | 0 | 0 | 0 | 785652056758 | 20 | 11.75 | 10 | 5.3 | 1.36 | 250 | Yes | [9 empty] | cETL Wet | GAELAN 1L WALL LANTERN-753 | Medium One Light Outdoor Wall Lantern |  | 8647431EN3-753.png | 8647431EN3.jpg
8647701-04 | Large One Light Outdoor Wall Lantern | The traditional Fredericksburg outdoor lighting collection by Sea Gull Lighting is an authentic take on the classic station light, perfect for a coastal hideaway, country home or urban abode, and can even be used indoors to enhance rustic décor. The two finish options of Satin Aluminum and Weathered Copper create completely different looks. Compliant with Dark Sky standards, the fixtures purposefully direct light downward, limiting any light leak out the sides. The collection includes a one-light outdoor pendant and small and large one-light outdoor wall lanterns. Incandescent, integrated LED and ENERGY STAR-qualified LED lamping are available. The advanced, integrated LED option has warm-on-dim technology that warms in color when dimmed, going from 2700K to 2200K and is California Title 24 compliant. | OUTDOOR | Fredricksburg | Outdoor Lighting | Satin Aluminum | 4 | Aluminum |  |  |  |  | 1 Medium A19 100w |  | 1 | No | [14 empty] | 0 | [12 empty] | 74.98 | 149.96 | 224.94 | D:13 1/4'' W:13 1/4'' H:15 7/8'' E:15 1/4'' | 3.9 | 13.25 |  | 13.25 | 15.875 | Single Cap Nut |  |  |  |  | 15.25 |  | No |  | No | [21 empty] | D:4 3/4'' DP:1 1/8'' OB UP:7 1/2'' OB DOWN:8 1/2'' Round |  |  |  | 6 | Black/White |  |  | Hardwired | 0 | 0 | 0 | 0 | 1 | 0 | 0 | 1 | 0 | 0 | 0 | 785652108600 | 18.75 | 18.25 | 16.25 | 5.2 | 3.218 | 300 | Yes | [9 empty] | cETL Wet | FREDRICKSBURG 1L LANTERN-04 | Large One Light Outdoor Wall Lantern |  | 8647701-04.jpg | 8647701.jpg
8647701-04/T | Large One Light Outdoor Turtle Friendly Wall Lantern | The traditional Fredericksburg outdoor lighting collection by Sea Gull Lighting is an authentic take on the classic station light, perfect for a coastal hideaway, country home or urban abode, and can even be used indoors to enhance rustic décor. The two finish options of Satin Aluminum and Weathered Copper create completely different looks. Compliant with Dark Sky standards, the fixtures purposefully direct light downward, limiting any light leak out the sides. The collection includes a one-light outdoor pendant and small and large one-light outdoor wall lanterns. Incandescent, integrated LED and ENERGY STAR-qualified LED lamping are available. The advanced, integrated LED option has warm-on-dim technology that warms in color when dimmed, going from 2700K to 2200K and is California Title 24 compliant. | OUTDOOR | Fredricksburg | Outdoor Lighting | Satin Aluminum | 4 | Aluminum |  |  |  |  | 1 Medium PAR20 7w |  | 1 | Yes | [14 empty] | 0 | [12 empty] | 101.95 | 203.9 | 305.85 | D:13 1/4'' W:13 1/4'' H:15 7/8'' E:15 1/4'' | 3.9 | 13.25 |  | 13.25 | 15.875 | Single Cap Nut |  |  |  |  | 15.25 |  | No |  | No | [21 empty] | D:4 3/4'' DP:1 1/8'' OB UP:7 1/2'' OB DOWN:8 1/2'' Round |  |  |  | 6 | Black/White |  |  | Hardwired | 0 | 0 | 0 | 0 | 1 | 0 | 0 | 0 | 0 | 0 | 0 | 785652074448 | 18.75 | 18.25 | 16.25 | 5.2 | 3.218 | 300 | Yes | [9 empty] | cETL Wet | FREDRICKSBURG 1L LANTERN-04 | Large One Light Outdoor Turtle Friendly Wall Lantern |  | 8647701-04_T.jpg | 8647701.jpg
8647701-44 | Large One Light Outdoor Wall Lantern | The traditional Fredericksburg outdoor lighting collection by Sea Gull Lighting is an authentic take on the classic station light, perfect for a coastal hideaway, country home or urban abode, and can even be used indoors to enhance rustic décor. The two finish options of Satin Aluminum and Weathered Copper create completely different looks. Compliant with Dark Sky standards, the fixtures purposefully direct light downward, limiting any light leak out the sides. The collection includes a one-light outdoor pendant and small and large one-light outdoor wall lanterns. Incandescent, integrated LED and ENERGY STAR-qualified LED lamping are available. The advanced, integrated LED option has warm-on-dim technology that warms in color when dimmed, going from 2700K to 2200K and is California Title 24 compliant. | OUTDOOR | Fredricksburg | Outdoor Lighting | Weathered Copper | 44 | Aluminum |  |  |  |  | 1 Medium A19 100w |  | 1 | No | [14 empty] | 0 | [12 empty] | 74.98 | 149.96 | 224.94 | D:13 1/4'' W:13 1/4'' H:15 7/8'' E:15 1/4'' | 3.9 | 13.25 |  | 13.25 | 15.875 | Single Cap Nut |  |  |  |  | 15.25 |  | No |  | No | [21 empty] | D:4 3/4'' DP:1 1/8'' OB UP:7 1/2'' OB DOWN:8 1/2'' Round |  |  |  | 6 | Black/White |  |  | Hardwired | 0 | 0 | 0 | 0 | 1 | 0 | 0 | 1 | 0 | 0 | 0 | 785652108617 | 18.75 | 18.5 | 16.25 | 5.2 | 3.262 | 300 | Yes | [9 empty] | cETL Wet | FREDRICKSBURG 1L LANTERN-44 | Large One Light Outdoor Wall Lantern |  | 8647701-44.jpg | 8647701.jpg
8647701-44/T | Large One Light Outdoor Turtle Friendly Wall Lantern | The traditional Fredericksburg outdoor lighting collection by Sea Gull Lighting is an authentic take on the classic station light, perfect for a coastal hideaway, country home or urban abode, and can even be used indoors to enhance rustic décor. The two finish options of Satin Aluminum and Weathered Copper create completely different looks. Compliant with Dark Sky standards, the fixtures purposefully direct light downward, limiting any light leak out the sides. The collection includes a one-light outdoor pendant and small and large one-light outdoor wall lanterns. Incandescent, integrated LED and ENERGY STAR-qualified LED lamping are available. The advanced, integrated LED option has warm-on-dim technology that warms in color when dimmed, going from 2700K to 2200K and is California Title 24 compliant. | OUTDOOR | Fredricksburg | Outdoor Lighting | Weathered Copper | 44 | Aluminum |  |  |  |  | 1 Medium PAR20 7w |  | 1 | Yes | [14 empty] | 0 | [12 empty] | 101.95 | 203.9 | 305.85 | D:13 1/4'' W:13 1/4'' H:15 7/8'' E:15 1/4'' | 3.9 | 13.25 |  | 13.25 | 15.875 | Single Cap Nut |  |  |  |  | 15.25 |  | No |  | No | [21 empty] | D:4 3/4'' DP:1 1/8'' OB UP:7 1/2'' OB DOWN:8 1/2'' Round |  |  |  | 6 | Black/White |  |  | Hardwired | 0 | 0 | 0 | 0 | 1 | 0 | 0 | 0 | 0 | 0 | 0 | 785652074455 | 18.75 | 18.5 | 16.25 | 5.2 | 3.262 | 300 | Yes | [9 empty] | cETL Wet | FREDRICKSBURG 1L LANTERN-44 | Large One Light Outdoor Turtle Friendly Wall Lantern |  | 8647701-44_T.jpg | 8647701.jpg
8647701EN3-04 | Large One Light Outdoor Wall Lantern | The traditional Fredericksburg outdoor lighting collection by Sea Gull Lighting is an authentic take on the classic station light, perfect for a coastal hideaway, country home or urban abode, and can even be used indoors to enhance rustic décor. The two finish options of Satin Aluminum and Weathered Copper create completely different looks. Compliant with Dark Sky standards, the fixtures purposefully direct light downward, limiting any light leak out the sides. The collection includes a one-light outdoor pendant and small and large one-light outdoor wall lanterns. Incandescent, integrated LED and ENERGY STAR-qualified LED lamping are available. The advanced, integrated LED option has warm-on-dim technology that warms in color when dimmed, going from 2700K to 2200K and is California Title 24 compliant. | OUTDOOR | Fredricksburg | Outdoor Lighting | Satin Aluminum | 4 | Aluminum |  |  |  |  | 1 Medium A19 9.3w |  | 1 | Yes | [14 empty] | 0 | [12 empty] | 81.48 | 162.96 | 244.44 | D:13 1/4'' W:13 1/4'' H:15 7/8'' E:15 1/4'' | 3.9 | 13.25 |  | 13.25 | 15.875 | Single Cap Nut |  |  |  |  | 15.25 |  | No |  | No | [21 empty] | D:4 3/4'' DP:1 1/8'' OB UP:7 1/2'' OB DOWN:8 1/2'' Round |  |  |  | 6 | Black/White |  |  | Hardwired | 0 | 0 | 0 | 1 | 1 | 0 | 0 | 0 | 0 | 0 | 0 | 785652053030 | 18.75 | 18.25 | 16.25 | 5.2 | 3.218 | 300 | Yes | [9 empty] | cETL Wet | FREDRICKSBURG 1L LANTERN-04 | Large One Light Outdoor Wall Lantern |  | 8647701EN3-04.jpg | 8647701.jpg
8647701EN3-44 | Large One Light Outdoor Wall Lantern | The traditional Fredericksburg outdoor lighting collection by Sea Gull Lighting is an authentic take on the classic station light, perfect for a coastal hideaway, country home or urban abode, and can even be used indoors to enhance rustic décor. The two finish options of Satin Aluminum and Weathered Copper create completely different looks. Compliant with Dark Sky standards, the fixtures purposefully direct light downward, limiting any light leak out the sides. The collection includes a one-light outdoor pendant and small and large one-light outdoor wall lanterns. Incandescent, integrated LED and ENERGY STAR-qualified LED lamping are available. The advanced, integrated LED option has warm-on-dim technology that warms in color when dimmed, going from 2700K to 2200K and is California Title 24 compliant. | OUTDOOR | Fredricksburg | Outdoor Lighting | Weathered Copper | 44 | Aluminum |  |  |  |  | 1 Medium A19 9.3w |  | 1 | Yes | [14 empty] | 0 | [12 empty] | 81.48 | 162.96 | 244.44 | D:13 1/4'' W:13 1/4'' H:15 7/8'' E:15 1/4'' | 3.9 | 13.25 |  | 13.25 | 15.875 | Single Cap Nut |  |  |  |  | 15.25 |  | No |  | No | [21 empty] | D:4 3/4'' DP:1 1/8'' OB UP:7 1/2'' OB DOWN:8 1/2'' Round |  |  |  | 6 | Black/White |  |  | Hardwired | 0 | 0 | 0 | 1 | 1 | 0 | 0 | 0 | 0 | 0 | 0 | 785652053047 | 18.75 | 18.5 | 16.25 | 5.2 | 3.262 | 300 | Yes | [9 empty] | cETL Wet | FREDRICKSBURG 1L LANTERN-44 | Large One Light Outdoor Wall Lantern |  | 8647701EN3-44.jpg | 8647701.jpg
8647793S-04 | Large LED Outdoor Wall Lantern | The traditional Fredericksburg outdoor lighting collection by Sea Gull Lighting is an authentic take on the classic station light, perfect for a coastal hideaway, country home or urban abode, and can even be used indoors to enhance rustic décor. The two finish options of Satin Aluminum and Weathered Copper create completely different looks. Compliant with Dark Sky standards, the fixtures purposefully direct light downward, limiting any light leak out the sides. The collection includes a one-light outdoor pendant and small and large one-light outdoor wall lanterns. Incandescent, integrated LED and ENERGY STAR-qualified LED lamping are available. The advanced, integrated LED option has warm-on-dim technology that warms in color when dimmed, going from 2700K to 2200K and is California Title 24 compliant. | OUTDOOR | Fredricksburg | Outdoor Lighting | Satin Aluminum | 4 | Aluminum | [6 empty] | 1 | No | 1000 | 3000 | 90 | 14 | 120 | 19 - Integrated | MODS - Modules |  | 5 | 100 | LED | 14 | 14 | 50000 | 0 | [12 empty] | 92.98 | 185.96 | 278.94 | D:13 1/4'' W:13 1/4'' H:15 7/8'' E:15 1/4'' | 3.9 | 13.25 |  | 13.25 | 15.875 | Single Cap Nut |  |  |  |  | 15.25 |  | No |  | No | [21 empty] | D:4 3/4'' DP:1 1/8'' OB UP:7 1/2'' OB DOWN:8 1/2'' Round |  |  |  | 6 | Black/White |  |  | Hardwired | 0 | 0 | 0 | 0 | 1 | 0 | 0 | 0 | 0 | 0 | 0 | 785652064616 | 18.75 | 18.75 | 16 | 5.2 | 3.255 | 300 | Yes | [9 empty] | cETL Wet | FREDRICKSBURG LED LANTERN-04 | Large LED Outdoor Wall Lantern |  | 8647793S-04.jpg | 8647701.jpg
8647793S-44 | Large LED Outdoor Wall Lantern | The traditional Fredericksburg outdoor lighting collection by Sea Gull Lighting is an authentic take on the classic station light, perfect for a coastal hideaway, country home or urban abode, and can even be used indoors to enhance rustic décor. The two finish options of Satin Aluminum and Weathered Copper create completely different looks. Compliant with Dark Sky standards, the fixtures purposefully direct light downward, limiting any light leak out the sides. The collection includes a one-light outdoor pendant and small and large one-light outdoor wall lanterns. Incandescent, integrated LED and ENERGY STAR-qualified LED lamping are available. The advanced, integrated LED option has warm-on-dim technology that warms in color when dimmed, going from 2700K to 2200K and is California Title 24 compliant. | OUTDOOR | Fredricksburg | Outdoor Lighting | Weathered Copper | 44 | Aluminum | [6 empty] | 1 | No | 1000 | 3000 | 90 | 14 | 120 | 19 - Integrated | MODS - Modules |  | 5 | 100 | LED | 14 | 14 | 50000 | 0 | [12 empty] | 92.98 | 185.96 | 278.94 | D:13 1/4'' W:13 1/4'' H:15 7/8'' E:15 1/4'' | 3.9 | 13.25 |  | 13.25 | 15.875 | Single Cap Nut |  |  |  |  | 15.25 |  | No |  | No | [21 empty] | D:4 3/4'' DP:1 1/8'' OB UP:7 1/2'' OB DOWN:8 1/2'' Round |  |  |  | 6 | Black/White |  |  | Hardwired | 0 | 0 | 0 | 0 | 1 | 0 | 0 | 0 | 0 | 0 | 0 | 785652064623 | 18.75 | 18.75 | 16 | 5.2 | 3.255 | 300 | Yes | [9 empty] | cETL Wet | FREDRICKSBURG LED LANTERN-44 | Large LED Outdoor Wall Lantern |  | 8647793S-44.jpg | 8647701.jpg
8650701-12 | Medium One Light Outdoor Wall Lantern | Timeless neo-classical style meets high-tech performance in the Calder Collection. Using an ornate style that echoes colonial lanterns but constructed in proprietary StoneStrong exterior, Calder will withstand harsh outdoor conditions for years to come. StoneStrong material is rust-proof and built to last in any outside environment, including coastal, dry, and harsh winter climates. StoneStrong is also backed by a robust warranty. Add a vintage classical look with the advantages of modern technology as an attractive and practical addition to any exterior. Available in Black and Antique Bronze finishes. All fixtures are available as ENERGY STAR®-qualified and California Title 24 compliant. | OUTDOOR | Calder | Outdoor Lighting | Black | 12 | StoneStrong | Satin Etched Glass | D:6.25" H:5.75" |  |  | 1 Medium A19 75w |  | 1 | No | [14 empty] | 0 | [12 empty] | 79.98 | 159.96 | 239.94 | W:7 7/8'' H:12 1/4'' E:9 1/8'' | 3.5 |  |  | 7.875 | 12.25 | Cap Nuts |  |  |  |  | 9.125 |  | No |  | No | [21 empty] | DP:1'' W:5 1/8'' H:7 1/8'' OB UP:4 3/8'' Octagonal |  |  |  | 6 | Black/White |  |  | Hardwired | 0 | 0 | 0 | 0 | 1 | 0 | 0 | 1 | 0 | 0 | 0 | 785652056451 | 18.5 | 12 | 10.5 | 4.7 | 1.349 | 250 | Yes | [9 empty] | cETL Wet | CALDER 1L WALL LANTERN-12 | Medium One Light Outdoor Wall Lantern |  | 8650701-12.png | 8650701.jpg
8650701-71 | Medium One Light Outdoor Wall Lantern | Timeless neo-classical style meets high-tech performance in the Calder Collection. Using an ornate style that echoes colonial lanterns but constructed in proprietary StoneStrong exterior, Calder will withstand harsh outdoor conditions for years to come. StoneStrong material is rust-proof and built to last in any outside environment, including coastal, dry, and harsh winter climates. StoneStrong is also backed by a robust warranty. Add a vintage classical look with the advantages of modern technology as an attractive and practical addition to any exterior. Available in Black and Antique Bronze finishes. All fixtures are available as ENERGY STAR®-qualified and California Title 24 compliant. | OUTDOOR | Calder | Outdoor Lighting | Antique Bronze | 71 | StoneStrong | Satin Etched Glass | D:6.25" H:5.75" |  |  | 1 Medium A19 75w |  | 1 | No | [14 empty] | 0 | [12 empty] | 79.98 | 159.96 | 239.94 | W:7 7/8'' H:12 1/4'' E:9 1/8'' | 3.5 |  |  | 7.875 | 12.25 | Cap Nuts |  |  |  |  | 9.125 |  | No |  | No | [21 empty] | DP:1'' W:5 1/8'' H:7 1/8'' OB UP:4 3/8'' Octagonal |  |  |  | 6 | Black/White |  |  | Hardwired | 0 | 0 | 0 | 0 | 1 | 0 | 0 | 1 | 0 | 0 | 0 | 785652056468 | 18.5 | 12 | 10.5 | 4.7 | 1.349 | 250 | Yes | [9 empty] | cETL Wet | CALDER 1L WALL LANTERN-71 | Medium One Light Outdoor Wall Lantern |  | 8650701-71.png | 8650701.jpg
8650701EN3-12 | Medium One Light Outdoor Wall Lantern | Timeless neo-classical style meets high-tech performance in the Calder Collection. Using an ornate style that echoes colonial lanterns but constructed in proprietary StoneStrong exterior, Calder will withstand harsh outdoor conditions for years to come. StoneStrong material is rust-proof and built to last in any outside environment, including coastal, dry, and harsh winter climates. StoneStrong is also backed by a robust warranty. Add a vintage classical look with the advantages of modern technology as an attractive and practical addition to any exterior. Available in Black and Antique Bronze finishes. All fixtures are available as ENERGY STAR®-qualified and California Title 24 compliant. | OUTDOOR | Calder | Outdoor Lighting | Black | 12 | StoneStrong | Satin Etched Glass | D:6.25" H:5.75" |  |  | 1 Medium A19 9.3w |  | 1 | Yes | [14 empty] | 0 | [12 empty] | 85.98 | 171.96 | 257.94 | W:7 7/8'' H:12 1/4'' E:9 1/8'' | 3.5 |  |  | 7.875 | 12.25 | Cap Nuts |  |  |  |  | 9.125 |  | No |  | No | [21 empty] | DP:1'' W:5 1/8'' H:7 1/8'' OB UP:4 3/8'' Octagonal |  |  |  | 6 | Black/White |  |  | Hardwired | 0 | 0 | 0 | 1 | 1 | 0 | 0 | 0 | 0 | 0 | 0 | 785652056840 | 18.5 | 12 | 10.5 | 4.7 | 1.349 | 250 | Yes | [9 empty] | cETL Wet | CALDER 1L WALL LANTERN-12 | Medium One Light Outdoor Wall Lantern |  | 8650701EN3-12.png | 8650701EN3.jpg
8650701EN3-71 | Medium One Light Outdoor Wall Lantern | Timeless neo-classical style meets high-tech performance in the Calder Collection. Using an ornate style that echoes colonial lanterns but constructed in proprietary StoneStrong exterior, Calder will withstand harsh outdoor conditions for years to come. StoneStrong material is rust-proof and built to last in any outside environment, including coastal, dry, and harsh winter climates. StoneStrong is also backed by a robust warranty. Add a vintage classical look with the advantages of modern technology as an attractive and practical addition to any exterior. Available in Black and Antique Bronze finishes. All fixtures are available as ENERGY STAR®-qualified and California Title 24 compliant. | OUTDOOR | Calder | Outdoor Lighting | Antique Bronze | 71 | StoneStrong | Satin Etched Glass | D:6.25" H:5.75" |  |  | 1 Medium A19 9.3w |  | 1 | Yes | [14 empty] | 0 | [12 empty] | 85.98 | 171.96 | 257.94 | W:7 7/8'' H:12 1/4'' E:9 1/8'' | 3.5 |  |  | 7.875 | 12.25 | Cap Nuts |  |  |  |  | 9.125 |  | No |  | No | [21 empty] | DP:1'' W:5 1/8'' H:7 1/8'' OB UP:4 3/8'' Octagonal |  |  |  | 6 | Black/White |  |  | Hardwired | 0 | 0 | 0 | 1 | 1 | 0 | 0 | 0 | 0 | 0 | 0 | 785652056857 | 18.5 | 12 | 10.5 | 4.7 | 1.349 | 250 | Yes | [9 empty] | cETL Wet | CALDER 1L WALL LANTERN-71 | Medium One Light Outdoor Wall Lantern |  | 8650701EN3-71.png | 8650701EN3.jpg
8652701-12 | Medium One Light Outdoor Wall Lantern |  | OUTDOOR | Tomek | Outdoor Lighting | Black | 12 | Aluminum | Etched / White Inside Glass | L:5.5" W:0.125" H:9" |  |  | 1 Medium A19 75w |  | 1 | No | [14 empty] | 0 | [12 empty] | 74.5 | 149 | 223.5 | W:8 3/8'' H:14'' E:9 7/8'' |  |  |  | 8.375 | 14 | Cap Nuts |  |  |  |  | 9.875 |  | No |  | No | [21 empty] | DP:1'' W:5'' H:9'' OB UP:2 3/4'' Rectangular |  |  |  | 6.5 | Black/White |  |  | Hardwired | 0 | 0 | 0 | 0 | 1 | 0 | 0 | 1 | 0 | 0 | 0 | 785652077036 | 16.75 | 10.5 | 12 | 5.9 | 1.221 | 175 | Yes | [9 empty] | cETL Wet | TOMEK 1L MD WALL-12 | Medium One Light Outdoor Wall Lantern |  | 8652701-12.jpg | 8652701.jpg
8652701-71 | Medium One Light Outdoor Wall Lantern |  | OUTDOOR | Tomek | Outdoor Lighting | Antique Bronze | 71 | Aluminum | Etched / White Inside Glass | L:5.5" W:0.125" H:9" |  |  | 1 Medium A19 75w |  | 1 | No | [14 empty] | 0 | [12 empty] | 74.5 | 149 | 223.5 | W:8 3/8'' H:14'' E:9 7/8'' |  |  |  | 8.375 | 14 | Cap Nuts |  |  |  |  | 9.875 |  | No |  | No | [21 empty] | DP:1'' W:5'' H:9'' OB UP:2 3/4'' Rectangular |  |  |  | 6.5 | Black/White |  |  | Hardwired | 0 | 0 | 0 | 0 | 1 | 0 | 0 | 1 | 0 | 0 | 0 | 785652077074 | [16 empty] | cETL Wet | TOMEK 1L MD WALL-71 | Medium One Light Outdoor Wall Lantern |  | 8652701-71.jpg | 8652701.jpg
8652701EN3-12 | Medium One Light Outdoor Wall Lantern |  | OUTDOOR | Tomek | Outdoor Lighting | Black | 12 | Aluminum | Etched / White Inside Glass | L:5.5" W:0.125" H:9" |  |  | 1 Medium A19 9.3w |  | 1 | Yes | [14 empty] | 0 | [12 empty] | 79.5 | 159 | 238.5 | W:8 3/8'' H:14'' E:9 7/8'' |  |  |  | 8.375 | 14 | Cap Nuts |  |  |  |  | 9.875 |  | No |  | No | [21 empty] | DP:1'' W:5'' H:9'' OB UP:2 3/4'' Rectangular |  |  |  | 6.5 | Black/White |  |  | Hardwired | 0 | 0 | 0 | 1 | 1 | 0 | 0 | 0 | 0 | 0 | 0 | 785652080647 | [16 empty] | cETL Wet | TOMEK 1L MD WALL-12 | Medium One Light Outdoor Wall Lantern |  | 8652701EN3-12.jpg | 8652701EN3.jpg
8652701EN3-71 | Medium One Light Outdoor Wall Lantern |  | OUTDOOR | Tomek | Outdoor Lighting | Antique Bronze | 71 | Aluminum | Etched / White Inside Glass | L:5.5" W:0.125" H:9" |  |  | 1 Medium A19 9.3w |  | 1 | Yes | [14 empty] | 0 | [12 empty] | 79.5 | 159 | 238.5 | W:8 3/8'' H:14'' E:9 7/8'' |  |  |  | 8.375 | 14 | Cap Nuts |  |  |  |  | 9.875 |  | No |  | No | [21 empty] | DP:1'' W:5'' H:9'' OB UP:2 3/4'' Rectangular |  |  |  | 6.5 | Black/White |  |  | Hardwired | 0 | 0 | 0 | 1 | 1 | 0 | 0 | 0 | 0 | 0 | 0 | 785652080654 | [16 empty] | cETL Wet | TOMEK 1L MD WALL-71 | Medium One Light Outdoor Wall Lantern |  | 8652701EN3-71.jpg | 8652701EN3.jpg
8690901-12 | Medium One Light Outdoor Wall Lantern |  | OUTDOOR | Wilburn | Outdoor Lighting | Black | 12 | Aluminum |  |  |  | Satin Etched Glass | 1 Medium A19 60w |  | 1 | No | [14 empty] | 0 | [12 empty] | 64.5 | 129 | 193.5 | W:8'' H:13 1/2'' E:9 3/8'' |  |  |  | 8 | 13.5 | Cap Nuts |  |  |  |  | 9.375 |  | No |  | No | [21 empty] | DP:1'' W:5 1/4'' H:7 1/2'' OB UP:2 3/8'' Rectangular |  |  |  | 6.5 | Black/White |  |  | Hardwired | 0 | 0 | 0 | 0 | 1 | 0 | 0 | 1 | 0 | 0 | 0 | 785652076800 | [16 empty] | cETL Wet | WILBURN 1L MD WALL-12 | Medium One Light Outdoor Wall Lantern |  | 8690901-12.jpg | 8690901.jpg
8690901-71 | Medium One Light Outdoor Wall Lantern |  | OUTDOOR | Wilburn | Outdoor Lighting | Antique Bronze | 71 | Aluminum |  |  |  | Satin Etched Glass | 1 Medium A19 60w |  | 1 | No | [14 empty] | 0 | [12 empty] | 64.5 | 129 | 193.5 | W:8'' H:13 1/2'' E:9 3/8'' |  |  |  | 8 | 13.5 | Cap Nuts |  |  |  |  | 9.375 |  | No |  | No | [21 empty] | DP:1'' W:5 1/4'' H:7 1/2'' OB UP:2 3/8'' Rectangular |  |  |  | 6.5 | Black/White |  |  | Hardwired | 0 | 0 | 0 | 0 | 1 | 0 | 0 | 1 | 0 | 0 | 0 | 785652076817 | [16 empty] | cETL Wet | WILBURN 1L MD WALL-71 | Medium One Light Outdoor Wall Lantern |  | 8690901-71.jpg | 8690901.jpg
8690901D-12 | Medium One Light Outdoor Wall Lantern |  | OUTDOOR | Wilburn | Outdoor Lighting | Black | 12 | Aluminum | White Aluminum | D:5.875" H:10.375" |  | Satin Etched Glass | 1 Medium A19 60w |  | 1 | No | [14 empty] | 0 | [12 empty] | 84.5 | 169 | 253.5 | W:8'' H:13 1/2'' E:9 3/8'' |  |  |  | 8 | 13.5 | Cap Nuts |  |  |  |  | 9.375 |  | No |  | No | [21 empty] | DP:1'' W:5 1/4'' H:7 1/2'' OB UP:2 3/8'' Rectangular |  |  |  | 6.5 | Black/White |  |  | Hardwired | 0 | 0 | 0 | 0 | 1 | 0 | 0 | 1 | 0 | 0 | 0 | 785652085123 | [16 empty] | cETL Wet | WILBURN 1L MD WALL-12 | Medium One Light Outdoor Wall Lantern |  | 8690901D-12.jpg | 8690901D.jpg
8690901D-71 | Medium One Light Outdoor Wall Lantern |  | OUTDOOR | Wilburn | Outdoor Lighting | Antique Bronze | 71 | Aluminum | White Aluminum | D:5.875" H:10.375" |  | Satin Etched Glass | 1 Medium A19 60w |  | 1 | No | [14 empty] | 0 | [12 empty] | 84.5 | 169 | 253.5 | W:8'' H:13 1/2'' E:9 3/8'' |  |  |  | 8 | 13.5 | Cap Nuts |  |  |  |  | 9.375 |  | No |  | No | [21 empty] | DP:1'' W:5 1/4'' H:7 1/2'' OB UP:2 3/8'' Rectangular |  |  |  | 6.5 | Black/White |  |  | Hardwired | 0 | 0 | 0 | 0 | 1 | 0 | 0 | 1 | 0 | 0 | 0 | 785652085130 | [16 empty] | cETL Wet | WILBURN 1L MD WALL-71 | Medium One Light Outdoor Wall Lantern |  | 8690901D-71.jpg | 8690901D.jpg
8690901DEN3-12 | Medium One Light Outdoor Wall Lantern |  | OUTDOOR | Wilburn | Outdoor Lighting | Black | 12 | Aluminum | White Aluminum | D:5.875" H:10.375" |  | Satin Etched Glass | 1 Medium A19 9.3w |  | 1 | Yes | [14 empty] | 0 | [12 empty] | 89.5 | 179 | 268.5 | W:8'' H:13 1/2'' E:9 3/8'' |  |  |  | 8 | 13.5 | Cap Nuts |  |  |  |  | 9.375 |  | No |  | No | [21 empty] | DP:1'' W:5 1/4'' H:7 1/2'' OB UP:2 3/8'' Rectangular |  |  |  | 6.5 | Black/White |  |  | Hardwired | 0 | 0 | 0 | 1 | 1 | 0 | 0 | 0 | 0 | 0 | 0 | 785652085147 | [16 empty] | cETL Wet | WILBURN 1L MD WALL-12 | Medium One Light Outdoor Wall Lantern |  | 8690901DEN3-12.jpg | 8690901DEN.jpg
8690901DEN3-71 | Medium One Light Outdoor Wall Lantern |  | OUTDOOR | Wilburn | Outdoor Lighting | Antique Bronze | 71 | Aluminum | White Aluminum | D:5.875" H:10.375" |  | Satin Etched Glass | 1 Medium A19 9.3w |  | 1 | Yes | [14 empty] | 0 | [12 empty] | 89.5 | 179 | 268.5 | W:8'' H:13 1/2'' E:9 3/8'' |  |  |  | 8 | 13.5 | Cap Nuts |  |  |  |  | 9.375 |  | No |  | No | [21 empty] | DP:1'' W:5 1/4'' H:7 1/2'' OB UP:2 3/8'' Rectangular |  |  |  | 6.5 | Black/White |  |  | Hardwired | 0 | 0 | 0 | 1 | 1 | 0 | 0 | 0 | 0 | 0 | 0 | 785652085154 | [16 empty] | cETL Wet | WILBURN 1L MD WALL-71 | Medium One Light Outdoor Wall Lantern |  | 8690901DEN3-71.jpg | 8690901DEN.jpg
8690901EN3-12 | Medium One Light Outdoor Wall Lantern |  | OUTDOOR | Wilburn | Outdoor Lighting | Black | 12 | Aluminum |  |  |  | Satin Etched Glass | 1 Medium A19 9.3w |  | 1 | Yes | [14 empty] | 0 | [12 empty] | 69.5 | 139 | 208.5 | W:8'' H:13 1/2'' E:9 3/8'' |  |  |  | 8 | 13.5 | Cap Nuts |  |  |  |  | 9.375 |  | No |  | No | [21 empty] | DP:1'' W:5 1/4'' H:7 1/2'' OB UP:2 3/8'' Rectangular |  |  |  | 6.5 | Black/White |  |  | Hardwired | 0 | 0 | 0 | 1 | 1 | 0 | 0 | 0 | 0 | 0 | 0 | 785652080500 | [16 empty] | cETL Wet | WILBURN 1L MD WALL-12 | Medium One Light Outdoor Wall Lantern |  | 8690901EN3-12.jpg | 8690901EN3.jpg
8690901EN3-71 | Medium One Light Outdoor Wall Lantern |  | OUTDOOR | Wilburn | Outdoor Lighting | Antique Bronze | 71 | Aluminum |  |  |  | Satin Etched Glass | 1 Medium A19 9.3w |  | 1 | Yes | [14 empty] | 0 | [12 empty] | 69.5 | 139 | 208.5 | W:8'' H:13 1/2'' E:9 3/8'' |  |  |  | 8 | 13.5 | Cap Nuts |  |  |  |  | 9.375 |  | No |  | No | [21 empty] | DP:1'' W:5 1/4'' H:7 1/2'' OB UP:2 3/8'' Rectangular |  |  |  | 6.5 | Black/White |  |  | Hardwired | 0 | 0 | 0 | 1 | 1 | 0 | 0 | 0 | 0 | 0 | 0 | 785652080517 | [16 empty] | cETL Wet | WILBURN 1L MD WALL-71 | Medium One Light Outdoor Wall Lantern |  | 8690901EN3-71.jpg | 8690901EN3.jpg
8714203-12 | Large Three Light Outdoor Wall Lantern | The Perrywood outdoor collection embodies all of the elements that make this exterior light a true classic: timeless styling, balanced proportions, versatile finish and rock solid construction. This traditional design features super trendy “water glass," a textured black powder-coated finish, and it’s built from cast aluminum for years of performance. Available in a Black finish. All fixtures are available as ENERGY STAR®-qualified and California Title 24 compliant. | OUTDOOR | Perrywood | Outdoor Lighting | Black | 12 | Cast Aluminum | Water Glass | D:10.125" H:10.75" |  |  | 3 Candelabra Torpedo 60w |  | 3 | No | [14 empty] | 0 | [12 empty] | 158.48 | 316.96 | 475.44 | W:12'' H:23'' E:14'' | 9.67 |  |  | 12 | 23 | Cap Nuts |  |  |  |  | 14 |  | No |  | No | [21 empty] | DP:1 5/8'' W:7 1/2'' H:12 3/8'' OB UP:10 5/8'' Oval |  |  |  | 6.5 | Black/White |  |  | Hardwired | 0 | 0 | 0 | 0 | 1 | 0 | 0 | 1 | 0 | 0 | 0 | 785652070259 | 23.75 | 18 | 16 | 11.5 | 3.958 | 250 | Yes | [9 empty] | cETL Wet | PERRYWOOD 3L LG LANTERN-12 | Large Three Light Outdoor Wall Lantern |  | 8714203-12.jpg | 8714203.jpg
8714203EN-12 | Large Three Light Outdoor Wall Lantern | The Perrywood outdoor collection embodies all of the elements that make this exterior light a true classic: timeless styling, balanced proportions, versatile finish and rock solid construction. This traditional design features super trendy “water glass," a textured black powder-coated finish, and it’s built from cast aluminum for years of performance. Available in a Black finish. All fixtures are available as ENERGY STAR®-qualified and California Title 24 compliant. | OUTDOOR | Perrywood | Outdoor Lighting | Black | 12 | Cast Aluminum | Water Glass | D:10.125" H:10.75" |  |  | 3 Candelabra Torpedo 3.5w |  | 3 | Yes | [14 empty] | 0 | [12 empty] | 174.98 | 349.96 | 524.94 | W:12'' H:23'' E:14'' | 9.67 |  |  | 12 | 23 | Cap Nuts |  |  |  |  | 14 |  | No |  | No | [21 empty] | DP:1 5/8'' W:7 1/2'' H:12 3/8'' OB UP:10 5/8'' Oval |  |  |  | 6.5 | Black/White |  |  | Hardwired | 0 | 0 | 0 | 1 | 1 | 0 | 0 | 0 | 0 | 0 | 0 | 785652071935 | 23.75 | 18 | 16 | 11.5 | 3.958 | 250 | Yes | [9 empty] | cETL Wet | PERRYWOOD 3L LED LG LANTERN-12 | Large Three Light Outdoor Wall Lantern |  | 8714203EN-12.jpg | 8714203EN.jpg
8718301-04 | Large One Light Outdoor Wall Lantern | Alban has modern charm with a minimalist twist. Etched Opal Glass shades bring simplicity to any outdoor living space – whether it be a covered porch, deck, patio or walkway. This Modern outdoor wall fixture features a sturdy cast aluminum construction, two finish options and Opal Etched cylindrical or square glass shades. | OUTDOOR | Alban | Outdoor Lighting | Satin Aluminum | 4 | Aluminum | Etched Opal Glass | D:5" H:21.125" |  |  | 1 Medium T10 60w |  | 1 | No | [14 empty] | 0 | [12 empty] | 111.98 | 223.96 | 335.94 | W:8'' H:24 5/8'' E:6 7/8'' | 6.93 |  |  | 8 | 24.625 | Screw(s) |  |  |  |  | 6.875 |  | No |  | No | [21 empty] | DP:3/4'' W:8'' H:24 5/8'' OB UP:12 5/16'' Rectangular |  |  |  | 6.5 | Black/White |  |  | Hardwired | 0 | 0 | 0 | 0 | 1 | 0 | 0 | 1 | 0 | 0 | 0 | 785652071126 | 29.5 | 11 | 10.25 | 9.7 | 1.925 | 175 | Yes | [9 empty] | cETL Wet | ALBAN 1L LG RD GL LANTERN-04 | Large One Light Outdoor Wall Lantern |  | 8718301-04.jpg | 8718301.jpg
8718301-71 | Large One Light Outdoor Wall Lantern | Alban has modern charm with a minimalist twist. Etched Opal Glass shades bring simplicity to any outdoor living space – whether it be a covered porch, deck, patio or walkway. This Modern outdoor wall fixture features a sturdy cast aluminum construction, two finish options and Opal Etched cylindrical or square glass shades. | OUTDOOR | Alban | Outdoor Lighting | Antique Bronze | 71 | Aluminum | Etched Opal Glass | D:5" H:21.125" |  |  | 1 Medium T10 60w |  | 1 | No | [14 empty] | 0 | [12 empty] | 111.98 | 223.96 | 335.94 | W:8'' H:24 5/8'' E:6 7/8'' | 6.93 |  |  | 8 | 24.625 | Screw(s) |  |  |  |  | 6.875 |  | No |  | No | [21 empty] | DP:3/4'' W:8'' H:24 5/8'' OB UP:12 5/16'' Rectangular |  |  |  | 6.5 | Black/White |  |  | Hardwired | 0 | 0 | 0 | 0 | 1 | 0 | 0 | 1 | 0 | 0 | 0 | 785652071133 | 29.5 | 11 | 10.25 | 10 | 1.925 | 175 | Yes | [9 empty] | cETL Wet | ALBAN 1L LG RD GL LANTERN-71 | Large One Light Outdoor Wall Lantern |  | 8718301-71.jpg | 8718301.jpg
8718301EN3-04 | Large One Light Outdoor Wall Lantern | Alban has modern charm with a minimalist twist. Etched Opal Glass shades bring simplicity to any outdoor living space – whether it be a covered porch, deck, patio or walkway. This Modern outdoor wall fixture features a sturdy cast aluminum construction, two finish options and Opal Etched cylindrical or square glass shades. | OUTDOOR | Alban | Outdoor Lighting | Satin Aluminum | 4 | Aluminum | Etched Opal Glass | D:5" H:21.125" |  |  | 1 Medium A19 9.3w |  | 1 | Yes | [14 empty] | 0 | [12 empty] | 116.98 | 233.96 | 350.94 | W:8'' H:24 5/8'' E:6 7/8'' | 6.93 |  |  | 8 | 24.625 | Screw(s) |  |  |  |  | 6.875 |  | No |  | No | [21 empty] | DP:3/4'' W:8'' H:24 5/8'' OB UP:12 5/16'' Rectangular |  |  |  | 6.5 | Black/White |  |  | Hardwired | 0 | 0 | 0 | 1 | 1 | 0 | 0 | 0 | 0 | 0 | 0 | 785652072901 | 29.5 | 11 | 10.25 | 9.7 | 1.925 | 175 | Yes | [9 empty] | cETL Wet | ALBAN 1L LED LG RD GL LNTRN-04 | Large One Light Outdoor Wall Lantern |  | 8718301EN3-04.jpg | 8718301EN3.jpg
8718301EN3-71 | Large One Light Outdoor Wall Lantern | Alban has modern charm with a minimalist twist. Etched Opal Glass shades bring simplicity to any outdoor living space – whether it be a covered porch, deck, patio or walkway. This Modern outdoor wall fixture features a sturdy cast aluminum construction, two finish options and Opal Etched cylindrical or square glass shades. | OUTDOOR | Alban | Outdoor Lighting | Antique Bronze | 71 | Aluminum | Etched Opal Glass | D:5" H:21.125" |  |  | 1 Medium A19 9.3w |  | 1 | Yes | [14 empty] | 0 | [12 empty] | 117.48 | 234.96 | 352.44 | W:8'' H:24 5/8'' E:6 7/8'' | 6.93 |  |  | 8 | 24.625 | Screw(s) |  |  |  |  | 6.875 |  | No |  | No | [21 empty] | DP:3/4'' W:8'' H:24 5/8'' OB UP:12 5/16'' Rectangular |  |  |  | 6.5 | Black/White |  |  | Hardwired | 0 | 0 | 0 | 1 | 1 | 0 | 0 | 0 | 0 | 0 | 0 | 785652072918 | 29.5 | 11 | 10.25 | 10 | 1.925 | 175 | Yes | [9 empty] | cETL Wet | ALBAN 1L LED LG RD GL LNTRN-71 | Large One Light Outdoor Wall Lantern |  | 8718301EN3-71.jpg | 8718301EN3.jpg
8719301-12 | Large One Light Outdoor Wall Lantern |  | OUTDOOR | Eddington | Outdoor Lighting | Black | 12 | Aluminum | Cased Opal Etched Glass | D:7.625" H:8.5" |  |  | 1 Medium A19 75w |  | 1 | No | [14 empty] | 0 | [12 empty] | 109.5 | 219 | 328.5 | W:10'' H:19 7/8'' E:12 3/4'' |  |  |  | 10 | 19.875 | Cap Nuts |  |  |  |  | 12.75 |  | No |  | No | [21 empty] | DP:1'' W:5'' H:8'' OB UP:11'' Rectangular |  |  |  | 6.5 | Black/White |  |  | Hardwired | 0 | 0 | 0 | 0 | 1 | 0 | 0 | 1 | 0 | 0 | 0 | 785652077180 | 21 | 15 | 12.5 | 7.3 | 2.279 | 250 | Yes | [9 empty] | cETL Wet | EDDINGTON 1L LANTERN-12 | Large One Light Outdoor Wall Lantern |  | 8719301-12.jpg | 8719301.jpg
8719301-71 | Large One Light Outdoor Wall Lantern |  | OUTDOOR | Eddington | Outdoor Lighting | Antique Bronze | 71 | Aluminum | Cased Opal Etched Glass | D:7.625" H:8.5" |  |  | 1 Medium A19 75w |  | 1 | No | [14 empty] | 0 | [12 empty] | 109.5 | 219 | 328.5 | W:10'' H:19 7/8'' E:12 3/4'' |  |  |  | 10 | 19.875 | Cap Nuts |  |  |  |  | 12.75 |  | No |  | No | [21 empty] | DP:1'' W:5'' H:8'' OB UP:11'' Rectangular |  |  |  | 6.5 | Black/White |  |  | Hardwired | 0 | 0 | 0 | 0 | 1 | 0 | 0 | 1 | 0 | 0 | 0 | 785652077197 | [16 empty] | cETL Wet | EDDINGTON 1L LANTERN-71 | Large One Light Outdoor Wall Lantern |  | 8719301-71.jpg | 8719301.jpg
8719301EN3-12 | Large One Light Outdoor Wall Lantern |  | OUTDOOR | Eddington | Outdoor Lighting | Black | 12 | Aluminum | Cased Opal Etched Glass | D:7.625" H:8.5" |  |  | 1 Medium A19 9.3w |  | 1 | Yes | [14 empty] | 0 | [12 empty] | 114.5 | 229 | 343.5 | W:10'' H:19 7/8'' E:12 3/4'' |  |  |  | 10 | 19.875 | Cap Nuts |  |  |  |  | 12.75 |  | No |  | No | [21 empty] | DP:1'' W:5'' H:8'' OB UP:11'' Rectangular |  |  |  | 6.5 | Black/White |  |  | Hardwired | 0 | 0 | 0 | 1 | 1 | 0 | 0 | 0 | 0 | 0 | 0 | 785652080777 | [16 empty] | cETL Wet | EDDINGTON 1L LANTERN-12 | Large One Light Outdoor Wall Lantern |  | 8719301EN3-12.jpg | 8719301EN3.jpg
8719301EN3-71 | Large One Light Outdoor Wall Lantern |  | OUTDOOR | Eddington | Outdoor Lighting | Antique Bronze | 71 | Aluminum | Cased Opal Etched Glass | D:7.625" H:8.5" |  |  | 1 Medium A19 9.3w |  | 1 | Yes | [14 empty] | 0 | [12 empty] | 114.5 | 229 | 343.5 | W:10'' H:19 7/8'' E:12 3/4'' |  |  |  | 10 | 19.875 | Cap Nuts |  |  |  |  | 12.75 |  | No |  | No | [21 empty] | DP:1'' W:5'' H:8'' OB UP:11'' Rectangular |  |  |  | 6.5 | Black/White |  |  | Hardwired | 0 | 0 | 0 | 1 | 1 | 0 | 0 | 0 | 0 | 0 | 0 | 785652080784 | [16 empty] | cETL Wet | EDDINGTON 1L LANTERN-71 | Large One Light Outdoor Wall Lantern |  | 8719301EN3-71.jpg | 8719301EN3.jpg
8719601-12 | Large One Light Outdoor Wall Lantern | Bring your style statement outside with the Melito Collection. A decorative external cutout pattern that plays well with any outdoor space. Pockets of light escape, creating dramatic patterns of light and shadow. The proprietary StoneStrong composite material provides strong and rust-free exterior built to last in any outside environment, including coastal, dry, and harsh winter or summer climates. StoneStrong is also backed by a robust warranty. Available in Black and Weathered Copper finishes. Choose from a variety of sizes to adapt a broad range of outdoor settings. The Melito Collection is beautifully framed with graceful intersecting lines that brings an artistic flair to exterior lighting. | OUTDOOR | Melito | Outdoor Lighting | Black | 12 | StoneStrong | Satin Etched Glass | W:7.25" H:17" |  |  | 1 Medium A19 75w |  | 1 | No | [14 empty] | 0 | [12 empty] | 115.98 | 231.96 | 347.94 | W:9'' H:18'' E:6 1/2'' | 8.14 |  |  | 9 | 18 | Screw(s) |  |  |  |  | 6.5 |  | No |  | No | [21 empty] | DP:7/8'' W:5 1/2'' H:7 1/2'' OB UP:4 3/4'' Rectangular |  |  |  | 6.5 | Black/White |  |  | Hardwired | 0 | 0 | 0 | 0 | 1 | 0 | 0 | 1 | 0 | 0 | 0 | 785652056536 | 21 | 12 | 11.5 | 9.6 | 1.677 | 175 | Yes | [9 empty] | cETL Wet | MELITO 1L WALL LANTERN-12 | Large One Light Outdoor Wall Lantern |  | 8719601-12.png | 8719601.jpg
8719601-44 | Large One Light Outdoor Wall Lantern | Bring your style statement outside with the Melito Collection. A decorative external cutout pattern that plays well with any outdoor space. Pockets of light escape, creating dramatic patterns of light and shadow. The proprietary StoneStrong composite material provides strong and rust-free exterior built to last in any outside environment, including coastal, dry, and harsh winter or summer climates. StoneStrong is also backed by a robust warranty. Available in Black and Weathered Copper finishes. Choose from a variety of sizes to adapt a broad range of outdoor settings. The Melito Collection is beautifully framed with graceful intersecting lines that brings an artistic flair to exterior lighting. | OUTDOOR | Melito | Outdoor Lighting | Weathered Copper | 44 | StoneStrong | Satin Etched Glass | W:7.25" H:17" |  |  | 1 Medium A19 75w |  | 1 | No | [14 empty] | 0 | [12 empty] | 110.45 | 220.9 | 331.35 | W:9'' H:18'' E:6 1/2'' | 8.14 |  |  | 9 | 18 | Screw(s) |  |  |  |  | 6.5 |  | No |  | No | [21 empty] | DP:7/8'' W:5 1/2'' H:7 1/2'' OB UP:4 3/4'' Rectangular |  |  |  | 6.5 | Black/White |  |  | Hardwired | 0 | 0 | 0 | 0 | 1 | 0 | 0 | 1 | 0 | 0 | 0 | 785652056543 | 21 | 12 | 11.5 | 9 | 1.677 | 175 | Yes | [9 empty] | cETL Wet | MELITO 1L WALL LANTERN-44 | Large One Light Outdoor Wall Lantern |  | 8719601-44.png | 8719601.jpg
8719601EN3-12 | Large One Light Outdoor Wall Lantern | Bring your style statement outside with the Melito Collection. A decorative external cutout pattern that plays well with any outdoor space. Pockets of light escape, creating dramatic patterns of light and shadow. The proprietary StoneStrong composite material provides strong and rust-free exterior built to last in any outside environment, including coastal, dry, and harsh winter or summer climates. StoneStrong is also backed by a robust warranty. Available in Black and Weathered Copper finishes. Choose from a variety of sizes to adapt a broad range of outdoor settings. The Melito Collection is beautifully framed with graceful intersecting lines that brings an artistic flair to exterior lighting. | OUTDOOR | Melito | Outdoor Lighting | Black | 12 | StoneStrong | Satin Etched Glass | W:7.25" H:17" |  |  | 1 Medium A19 9.3w |  | 1 | Yes | [14 empty] | 0 | [12 empty] | 119.98 | 239.96 | 359.94 | W:9'' H:18'' E:6 1/2'' | 8.14 |  |  | 9 | 18 | Screw(s) |  |  |  |  | 6.5 |  | No |  | No | [21 empty] | DP:7/8'' W:5 1/2'' H:7 1/2'' OB UP:4 3/4'' Rectangular |  |  |  | 6.5 | Black/White |  |  | Hardwired | 0 | 0 | 0 | 1 | 1 | 0 | 0 | 0 | 0 | 0 | 0 | 785652056925 | 21 | 12 | 11.5 | 9.6 | 1.677 | 175 | Yes | [9 empty] | cETL Wet | MELITO 1L WALL LANTERN-12 | Large One Light Outdoor Wall Lantern |  | 8719601EN3-12.png | 8719601EN3.jpg
8719601EN3-44 | Large One Light Outdoor Wall Lantern | Bring your style statement outside with the Melito Collection. A decorative external cutout pattern that plays well with any outdoor space. Pockets of light escape, creating dramatic patterns of light and shadow. The proprietary StoneStrong composite material provides strong and rust-free exterior built to last in any outside environment, including coastal, dry, and harsh winter or summer climates. StoneStrong is also backed by a robust warranty. Available in Black and Weathered Copper finishes. Choose from a variety of sizes to adapt a broad range of outdoor settings. The Melito Collection is beautifully framed with graceful intersecting lines that brings an artistic flair to exterior lighting. | OUTDOOR | Melito | Outdoor Lighting | Weathered Copper | 44 | StoneStrong | Satin Etched Glass | W:7.25" H:17" |  |  | 1 Medium A19 9.3w |  | 1 | Yes | [14 empty] | 0 | [12 empty] | 115.95 | 231.9 | 347.85 | W:9'' H:18'' E:6 1/2'' | 8.14 |  |  | 9 | 18 | Screw(s) |  |  |  |  | 6.5 |  | No |  | No | [21 empty] | DP:7/8'' W:5 1/2'' H:7 1/2'' OB UP:4 3/4'' Rectangular |  |  |  | 6.5 | Black/White |  |  | Hardwired | 0 | 0 | 0 | 1 | 1 | 0 | 0 | 0 | 0 | 0 | 0 | 785652056932 | 21 | 12 | 11.5 | 9 | 1.677 | 175 | Yes | [9 empty] | cETL Wet | MELITO 1L WALL LANTERN-44 | Large One Light Outdoor Wall Lantern |  | 8719601EN3-44.png | 8719601EN3.jpg
8720-15 | One Light Outdoor Wall Lantern | These outdoor lighting fixtures by Sea Gull Lighting are crafted from durable polycarbonate for enhanced weather resistance. Their clear beveled acrylic diffusers provide generous illumination that allows the incandescent light source to shine without diffusion. | OUTDOOR | Polycarbonate Outdoor | Outdoor Lighting | White | 15 | Polypropylene | Clear Beveled Acrylic |  |  |  | 1 Medium A19 60w |  | 1 | No | [14 empty] | 0 | [12 empty] | 24.98 | 49.96 | 74.94 | W:8'' H:17 1/2'' E:8 1/2'' | 1.7 |  |  | 8 | 17.5 | Cap Nuts |  |  |  |  | 8.5 |  | No |  | No | [21 empty] | W:4 11/16'' H:4 11/16'' OB UP:10 3/4'' |  |  |  | 6.5 |  |  | N/A | Hardwired | 0 | 0 | 0 | 0 | 1 | 0 | 0 | 1 | 0 | 0 | 0 | 785652872051 | 8.58 | 8.38 | 16.5 | 2.2 | 0.687 | 250 | Yes | 3 | 10785652872058 | 25.78 | 9.18 | 17.25 | 8.1 | 2.362 | Yes |  | cETL Wet | POLYCARBONATE 1L LANTERN-15 | One Light Outdoor Wall Lantern |  | 8720-15.jpg | 8720.jpg
8720-32 | One Light Outdoor Wall Lantern | These outdoor lighting fixtures by Sea Gull Lighting are crafted from durable polycarbonate for enhanced weather resistance. Their clear beveled acrylic diffusers provide generous illumination that allows the incandescent light source to shine without diffusion. | OUTDOOR | Polycarbonate Outdoor | Outdoor Lighting | Black | 12 | Polypropylene | Clear Beveled Acrylic |  |  |  | 1 Medium A19 60w |  | 1 | No | [14 empty] | 0 | [12 empty] | 24.98 | 49.96 | 74.94 | W:8'' H:17 1/2'' E:8 1/2'' | 1.7 |  |  | 8 | 17.5 | Cap Nuts |  |  |  |  | 8.5 |  | No |  | No | [21 empty] | W:4 11/16'' H:4 11/16'' OB UP:10 3/4'' |  |  |  | 6.5 |  |  | N/A | Hardwired | 0 | 0 | 0 | 0 | 1 | 0 | 0 | 1 | 0 | 0 | 0 | 785652872020 | 8.58 | 8.18 | 16.5 | 2.1 | 0.67 | 250 | Yes | 3 | 10785652872027 | 25.78 | 9.18 | 17.5 | 7.7 | 2.397 | Yes |  | cETL Wet | POLYCARBONATE 1L LANTERN-32 | One Light Outdoor Wall Lantern |  | 8720-32.jpg | 8720.jpg
8720701-04 | Large One Light Outdoor Wall Lantern | Alban has modern charm with a minimalist twist. Etched Opal Glass shades bring simplicity to any outdoor living space – whether it be a covered porch, deck, patio or walkway. This Modern outdoor wall fixture features a sturdy cast aluminum construction, two finish options and Opal Etched cylindrical or square glass shades. | OUTDOOR | Alban | Outdoor Lighting | Satin Aluminum | 4 | Aluminum | Etched Opal Glass | L:5" W:5" H:21.125" |  |  | 1 Medium T10 60w |  | 1 | No | [14 empty] | 0 | [12 empty] | 111.98 | 223.96 | 335.94 | W:8'' H:24 5/8'' E:6 3/4'' | 9.35 |  |  | 8 | 24.625 | Screw(s) |  |  |  |  | 6.75 |  | No |  | No | [21 empty] | DP:3/4'' W:8'' H:24 5/8'' OB UP:12 5/16'' Rectangular |  |  |  | 6.5 | Black/White |  |  | Hardwired | 0 | 0 | 0 | 0 | 1 | 0 | 0 | 1 | 0 | 0 | 0 | 785652071164 | 29.5 | 11 | 10.25 | 11.6 | 1.925 | 125 | Yes | [9 empty] | cETL Wet | ALBAN 1L LG SQ GL LANTERN-04 | Large One Light Outdoor Wall Lantern |  | 8720701-04.jpg | 8720701.jpg
8720701-71 | Large One Light Outdoor Wall Lantern | Alban has modern charm with a minimalist twist. Etched Opal Glass shades bring simplicity to any outdoor living space – whether it be a covered porch, deck, patio or walkway. This Modern outdoor wall fixture features a sturdy cast aluminum construction, two finish options and Opal Etched cylindrical or square glass shades. | OUTDOOR | Alban | Outdoor Lighting | Antique Bronze | 71 | Aluminum | Etched Opal Glass | L:5" W:5" H:21.125" |  |  | 1 Medium T10 60w |  | 1 | No | [14 empty] | 0 | [12 empty] | 111.98 | 223.96 | 335.94 | W:8'' H:24 5/8'' E:6 3/4'' | 9.35 |  |  | 8 | 24.625 | Screw(s) |  |  |  |  | 6.75 |  | No |  | No | [21 empty] | DP:3/4'' W:8'' H:24 5/8'' OB UP:12 5/16'' Rectangular |  |  |  | 6.5 | Black/White |  |  | Hardwired | 0 | 0 | 0 | 0 | 1 | 0 | 0 | 1 | 0 | 0 | 0 | 785652071171 | 29.5 | 11 | 10.25 | 11.3 | 1.925 | 175 | Yes | [9 empty] | cETL Wet | ALBAN 1L LG SQ GL LANTERN-71 | Large One Light Outdoor Wall Lantern |  | 8720701-71.jpg | 8720701.jpg
8720701EN3-04 | Large One Light Outdoor Wall Lantern | Alban has modern charm with a minimalist twist. Etched Opal Glass shades bring simplicity to any outdoor living space – whether it be a covered porch, deck, patio or walkway. This Modern outdoor wall fixture features a sturdy cast aluminum construction, two finish options and Opal Etched cylindrical or square glass shades. | OUTDOOR | Alban | Outdoor Lighting | Satin Aluminum | 4 | Aluminum | Etched Opal Glass | L:5" W:5" H:21.125" |  |  | 1 Medium A19 9.3w |  | 1 | Yes | [14 empty] | 0 | [12 empty] | 117.48 | 234.96 | 352.44 | W:8'' H:24 5/8'' E:6 3/4'' | 9.35 |  |  | 8 | 24.625 | Screw(s) |  |  |  |  | 6.75 |  | No |  | No | [21 empty] | DP:3/4'' W:8'' H:24 5/8'' OB UP:12 5/16'' Rectangular |  |  |  | 6.5 | Black/White |  |  | Hardwired | 0 | 0 | 0 | 1 | 1 | 0 | 0 | 0 | 0 | 0 | 0 | 785652072949 | 29.5 | 11 | 10.25 | 11.6 | 1.925 | 125 | Yes | [9 empty] | cETL Wet | ALBAN 1L LED LG SQ GL LNTRN-04 | Large One Light Outdoor Wall Lantern |  | 8720701EN3-04.jpg | 8720701EN3.jpg
8720701EN3-71 | Large One Light Outdoor Wall Lantern | Alban has modern charm with a minimalist twist. Etched Opal Glass shades bring simplicity to any outdoor living space – whether it be a covered porch, deck, patio or walkway. This Modern outdoor wall fixture features a sturdy cast aluminum construction, two finish options and Opal Etched cylindrical or square glass shades. | OUTDOOR | Alban | Outdoor Lighting | Antique Bronze | 71 | Aluminum | Etched Opal Glass | L:5" W:5" H:21.125" |  |  | 1 Medium A19 9.3w |  | 1 | Yes | [14 empty] | 0 | [12 empty] | 117.48 | 234.96 | 352.44 | W:8'' H:24 5/8'' E:6 3/4'' | 9.35 |  |  | 8 | 24.625 | Screw(s) |  |  |  |  | 6.75 |  | No |  | No | [21 empty] | DP:3/4'' W:8'' H:24 5/8'' OB UP:12 5/16'' Rectangular |  |  |  | 6.5 | Black/White |  |  | Hardwired | 0 | 0 | 0 | 1 | 1 | 0 | 0 | 0 | 0 | 0 | 0 | 785652072956 | 29.5 | 11 | 10.25 | 11.3 | 1.925 | 175 | Yes | [9 empty] | cETL Wet | ALBAN 1L LED LG SQ GL LNTRN-71 | Large One Light Outdoor Wall Lantern |  | 8720701EN3-71.jpg | 8720701EN3.jpg
8729301-12 | Large One Light Outdoor Wall Lantern | High tech construction meets classical style in the Galvyn Collection. Traditional hexagonal tapered lanterns and etched glass panels quietly diffuse light over state of the art StoneStrong composite material built to withstand outdoor elements for years. StoneStrong material is rust-proof and built to last in any outside environment, including coastal, dry, and harsh winter or summer climates. StoneStrong is also backed by a robust warranty. Choose from a variety of sizes and silhouettes to adapt a broad range of outdoor settings. Available in Black and Antique Bronze finishes. Add an exterior fixture with an elegantly classic look that will last a long time thanks to modern engineering. | OUTDOOR | Galvyn | Outdoor Lighting | Black | 12 | StoneStrong | Satin Etched Glass | W:3.625" H:8.75" |  |  | 1 Medium A19 75w |  | 1 | No | [14 empty] | 0 | [12 empty] | 104.45 | 208.9 | 313.35 | W:9 7/8'' H:18 3/4'' E:10 3/8'' | 4.4 |  |  | 9.875 | 18.75 | Cap Nuts |  |  |  |  | 10.375 |  | No |  | No | [21 empty] | DP:1 1/8'' W:5 1/4'' H:8 1/8'' OB UP:3 3/8'' Irregular |  |  |  | 6.5 | Black/White |  |  | Hardwired | 0 | 0 | 0 | 0 | 1 | 0 | 0 | 1 | 0 | 0 | 0 | 785652056635 | 24 | 13 | 13.25 | 7 | 2.392 | 250 | Yes | [9 empty] | cETL Wet | GALVYN 1L WALL LANTERN-12 | Large One Light Outdoor Wall Lantern |  | 8729301-12.png | 8729301.jpg
8729301-71 | Large One Light Outdoor Wall Lantern | High tech construction meets classical style in the Galvyn Collection. Traditional hexagonal tapered lanterns and etched glass panels quietly diffuse light over state of the art StoneStrong composite material built to withstand outdoor elements for years. StoneStrong material is rust-proof and built to last in any outside environment, including coastal, dry, and harsh winter or summer climates. StoneStrong is also backed by a robust warranty. Choose from a variety of sizes and silhouettes to adapt a broad range of outdoor settings. Available in Black and Antique Bronze finishes. Add an exterior fixture with an elegantly classic look that will last a long time thanks to modern engineering. | OUTDOOR | Galvyn | Outdoor Lighting | Antique Bronze | 71 | StoneStrong | Satin Etched Glass | W:3.625" H:8.75" |  |  | 1 Medium A19 75w |  | 1 | No | [14 empty] | 0 | [12 empty] | 104.45 | 208.9 | 313.35 | W:9 7/8'' H:18 3/4'' E:10 3/8'' | 4.4 |  |  | 9.875 | 18.75 | Cap Nuts |  |  |  |  | 10.375 |  | No |  | No | [21 empty] | DP:1 1/8'' W:5 1/4'' H:8 1/8'' OB UP:3 3/8'' Irregular |  |  |  | 6.5 | Black/White |  |  | Hardwired | 0 | 0 | 0 | 0 | 1 | 0 | 0 | 1 | 0 | 0 | 0 | 785652056642 | 24 | 13 | 13.25 | 7 | 2.392 | 250 | Yes | [9 empty] | cETL Wet | GALVYN 1L WALL LANTERN-71 | Large One Light Outdoor Wall Lantern |  | 8729301-71.png | 8729301.jpg
8729301EN3-12 | Large One Light Outdoor Wall Lantern | High tech construction meets classical style in the Galvyn Collection. Traditional hexagonal tapered lanterns and etched glass panels quietly diffuse light over state of the art StoneStrong composite material built to withstand outdoor elements for years. StoneStrong material is rust-proof and built to last in any outside environment, including coastal, dry, and harsh winter or summer climates. StoneStrong is also backed by a robust warranty. Choose from a variety of sizes and silhouettes to adapt a broad range of outdoor settings. Available in Black and Antique Bronze finishes. Add an exterior fixture with an elegantly classic look that will last a long time thanks to modern engineering. | OUTDOOR | Galvyn | Outdoor Lighting | Black | 12 | StoneStrong | Satin Etched Glass | W:3.625" H:8.75" |  |  | 1 Medium A19 9.3w |  | 1 | Yes | [14 empty] | 0 | [12 empty] | 110.45 | 220.9 | 331.35 | W:9 7/8'' H:18 3/4'' E:10 3/8'' | 4.4 |  |  | 9.875 | 18.75 | Cap Nuts |  |  |  |  | 10.375 |  | No |  | No | [21 empty] | DP:1 1/8'' W:5 1/4'' H:8 1/8'' OB UP:3 3/8'' Irregular |  |  |  | 6.5 | Black/White |  |  | Hardwired | 0 | 0 | 0 | 1 | 1 | 0 | 0 | 0 | 0 | 0 | 0 | 785652057021 | 24 | 13 | 13.25 | 7 | 2.392 | 250 | Yes | [9 empty] | cETL Wet | GALVYN 1L WALL LANTERN-12 | Large One Light Outdoor Wall Lantern |  | 8729301EN3-12.png | 8729301EN3.jpg
8729301EN3-71 | Large One Light Outdoor Wall Lantern | High tech construction meets classical style in the Galvyn Collection. Traditional hexagonal tapered lanterns and etched glass panels quietly diffuse light over state of the art StoneStrong composite material built to withstand outdoor elements for years. StoneStrong material is rust-proof and built to last in any outside environment, including coastal, dry, and harsh winter or summer climates. StoneStrong is also backed by a robust warranty. Choose from a variety of sizes and silhouettes to adapt a broad range of outdoor settings. Available in Black and Antique Bronze finishes. Add an exterior fixture with an elegantly classic look that will last a long time thanks to modern engineering. | OUTDOOR | Galvyn | Outdoor Lighting | Antique Bronze | 71 | StoneStrong | Satin Etched Glass | W:3.625" H:8.75" |  |  | 1 Medium A19 9.3w |  | 1 | Yes | [14 empty] | 0 | [12 empty] | 110.45 | 220.9 | 331.35 | W:9 7/8'' H:18 3/4'' E:10 3/8'' | 4.4 |  |  | 9.875 | 18.75 | Cap Nuts |  |  |  |  | 10.375 |  | No |  | No | [21 empty] | DP:1 1/8'' W:5 1/4'' H:8 1/8'' OB UP:3 3/8'' Irregular |  |  |  | 6.5 | Black/White |  |  | Hardwired | 0 | 0 | 0 | 1 | 1 | 0 | 0 | 0 | 0 | 0 | 0 | 785652057038 | 24 | 13 | 13.25 | 7 | 2.392 | 250 | Yes | [9 empty] | cETL Wet | GALVYN 1L WALL LANTERN-71 | Large One Light Outdoor Wall Lantern |  | 8729301EN3-71.png | 8729301EN3.jpg
8731701-10 | Medium One Light Outdoor Wall Lantern |  | OUTDOOR | Pohl | Outdoor Lighting | Bronze | 10 | Aluminum |  |  |  |  | 1 Medium BR30 65w |  | 1 | No | [14 empty] | 0 | [12 empty] | 59.5 | 119 | 178.5 | W:5'' H:9'' E:7 3/4'' |  |  |  | 5 | 9 | Screw(s) |  |  |  |  | 7.75 |  | No |  | No | [21 empty] | DP:2 3/4'' W:5'' H:7'' OB UP:4 1/2'' Rectangular |  |  |  | 6.5 | Black/White |  |  | Hardwired | 0 | 0 | 0 | 0 | 1 | 0 | 0 | 1 | 0 | 0 | 0 | 785652077326 | [7 empty] | 6 | 10785652077323 | [7 empty] | cETL Wet | POHL 1L MD WALL-10 | Medium One Light Outdoor Wall Lantern |  | 8731701-10.jpg | 8731701.jpg
8731701-12 | Medium One Light Outdoor Wall Lantern |  | OUTDOOR | Pohl | Outdoor Lighting | Black | 12 | Aluminum |  |  |  |  | 1 Medium BR30 65w |  | 1 | No | [14 empty] | 0 | [12 empty] | 59.5 | 119 | 178.5 | W:5'' H:9'' E:7 3/4'' |  |  |  | 5 | 9 | Screw(s) |  |  |  |  | 7.75 |  | No |  | No | [21 empty] | DP:2 3/4'' W:5'' H:7'' OB UP:4 1/2'' Rectangular |  |  |  | 6.5 | Black/White |  |  | Hardwired | 0 | 0 | 0 | 0 | 1 | 0 | 0 | 1 | 0 | 0 | 0 | 785652077333 | 11.5 | 10.5 | 7.75 | 3.5 | 0.542 | 125 | Yes | 6 | 10785652077330 | [7 empty] | cETL Wet | POHL 1L MD WALL-12 | Medium One Light Outdoor Wall Lantern |  | 8731701-12.jpg | 8731701.jpg
8731701-753 | Medium One Light Outdoor Wall Lantern |  | OUTDOOR | Pohl | Outdoor Lighting | Painted Brushed Nickel | 753 | Aluminum |  |  |  |  | 1 Medium BR30 65w |  | 1 | No | [14 empty] | 0 | [12 empty] | 59.5 | 119 | 178.5 | W:5'' H:9'' E:7 3/4'' |  |  |  | 5 | 9 | Screw(s) |  |  |  |  | 7.75 |  | No |  | No | [21 empty] | DP:2 3/4'' W:5'' H:7'' OB UP:4 1/2'' Rectangular |  |  |  | 6.5 | Black/White |  |  | Hardwired | 0 | 0 | 0 | 0 | 1 | 0 | 0 | 1 | 0 | 0 | 0 | 785652077357 | 11.5 | 10.25 | 7.5 | 3.5 | 0.512 | 125 | Yes | 6 | 10785652077354 | [7 empty] | cETL Wet | POHL 1L MD WALL-753 | Medium One Light Outdoor Wall Lantern |  | 8731701-753.jpg | 8731701.jpg
8731701EN3-10 | Medium One Light Outdoor Wall Lantern |  | OUTDOOR | Pohl | Outdoor Lighting | Bronze | 10 | Aluminum |  |  |  |  | 1 Medium A19 9.3w |  | 1 | Yes | [14 empty] | 0 | [12 empty] | 64.5 | 129 | 193.5 | W:5'' H:9'' E:7 3/4'' |  |  |  | 5 | 9 | Screw(s) |  |  |  |  | 7.75 |  | No |  | No | [21 empty] | DP:2 3/4'' W:5'' H:7'' OB UP:4 1/2'' Rectangular |  |  |  | 6.5 | Black/White |  |  | Hardwired | 0 | 0 | 0 | 1 | 1 | 0 | 0 | 0 | 0 | 0 | 0 | 785652080890 | [16 empty] | cETL Wet | POHL 1L MD WALL-10 | Medium One Light Outdoor Wall Lantern |  | 8731701EN3-10.jpg | 8731701EN3.jpg
8731701EN3-12 | Medium One Light Outdoor Wall Lantern |  | OUTDOOR | Pohl | Outdoor Lighting | Black | 12 | Aluminum |  |  |  |  | 1 Medium A19 9.3w |  | 1 | Yes | [14 empty] | 0 | [12 empty] | 64.5 | 129 | 193.5 | W:5'' H:9'' E:7 3/4'' |  |  |  | 5 | 9 | Screw(s) |  |  |  |  | 7.75 |  | No |  | No | [21 empty] | DP:2 3/4'' W:5'' H:7'' OB UP:4 1/2'' Rectangular |  |  |  | 6.5 | Black/White |  |  | Hardwired | 0 | 0 | 0 | 1 | 1 | 0 | 0 | 0 | 0 | 0 | 0 | 785652080906 | [16 empty] | cETL Wet | POHL 1L MD WALL-12 | Medium One Light Outdoor Wall Lantern |  | 8731701EN3-12.jpg | 8731701EN3.jpg
8731701EN3-753 | Medium One Light Outdoor Wall Lantern |  | OUTDOOR | Pohl | Outdoor Lighting | Painted Brushed Nickel | 753 | Aluminum |  |  |  |  | 1 Medium A19 9.3w |  | 1 | Yes | [14 empty] | 0 | [12 empty] | 64.5 | 129 | 193.5 | W:5'' H:9'' E:7 3/4'' |  |  |  | 5 | 9 | Screw(s) |  |  |  |  | 7.75 |  | No |  | No | [21 empty] | DP:2 3/4'' W:5'' H:7'' OB UP:4 1/2'' Rectangular |  |  |  | 6.5 | Black/White |  |  | Hardwired | 0 | 0 | 0 | 1 | 1 | 0 | 0 | 0 | 0 | 0 | 0 | 785652080913 | [16 empty] | cETL Wet | POHL 1L MD WALL-753 | Medium One Light Outdoor Wall Lantern |  | 8731701EN3-753.jpg | 8731701EN3.jpg
8736301-12 | Large One Light Outdoor Wall Lantern | The stately Childress outdoor lighting collection by Sea Gull Lighting is rich with design elements contributing to its traditional silhouette. A shepherd’s crook, chamfered roof line, cut-corner-square body with Satin Etched glass and a small bottom finial all add detail and visual interest. Made of durable cast aluminum, a stepped-edge backplate completes the traditional look. Offered in Antique Bronze or Black finish, the lighting fixtures include a two-light outdoor ceiling flush mount, an extra large two-light outdoor wall lantern, small, medium and large one-light outdoor wall lanterns, a one-light outdoor pendant; and a one-light outdoor post lantern. Incandescent, integrated LED and ENERGY STAR-qualified LED lamping are available. The advanced, integrated LED option has warm-on-dim technology that warms in color when dimmed, going from 2700K to 2200K and is California Title 24 compliant. | OUTDOOR | Childress | Outdoor Lighting | Black | 12 | Die Cast Aluminum | Satin Etched Glass |  |  |  | 1 Medium A19 100w |  | 1 | No | [14 empty] | 0 | [12 empty] | 124.98 | 249.96 | 374.94 | W:9'' H:21 1/4'' E:11 3/4'' | 6.2 |  |  | 9 | 21.25 | Cap Nuts |  |  |  |  | 11.75 |  | No |  | No | [21 empty] | DP:7/8'' W:4 7/8'' H:9 3/8'' OB UP:10 1/4'' OB DOWN:11'' Irregular |  |  |  | 6 | Black/White |  |  | Hardwired | 0 | 0 | 0 | 0 | 1 | 0 | 0 | 1 | 0 | 0 | 0 | 785652112959 | 22 | 14 | 11.5 | 8.3 | 2.05 | 175 | Yes | [9 empty] | cETL Wet | CHILDRESS 1L LANTERN-12 | Large One Light Outdoor Wall Lantern |  | 8736301-12.jpg | 8736301.jpg
8736301-71 | Large One Light Outdoor Wall Lantern | The stately Childress outdoor lighting collection by Sea Gull Lighting is rich with design elements contributing to its traditional silhouette. A shepherd’s crook, chamfered roof line, cut-corner-square body with Satin Etched glass and a small bottom finial all add detail and visual interest. Made of durable cast aluminum, a stepped-edge backplate completes the traditional look. Offered in Antique Bronze or Black finish, the lighting fixtures include a two-light outdoor ceiling flush mount, an extra large two-light outdoor wall lantern, small, medium and large one-light outdoor wall lanterns, a one-light outdoor pendant; and a one-light outdoor post lantern. Incandescent, integrated LED and ENERGY STAR-qualified LED lamping are available. The advanced, integrated LED option has warm-on-dim technology that warms in color when dimmed, going from 2700K to 2200K and is California Title 24 compliant. | OUTDOOR | Childress | Outdoor Lighting | Antique Bronze | 71 | Die Cast Aluminum | Satin Etched Glass |  |  |  | 1 Medium A19 100w |  | 1 | No | [14 empty] | 0 | [12 empty] | 124.98 | 249.96 | 374.94 | W:9'' H:21 1/4'' E:11 3/4'' | 6.2 |  |  | 9 | 21.25 | Cap Nuts |  |  |  |  | 11.75 |  | No |  | No | [21 empty] | DP:7/8'' W:4 7/8'' H:9 3/8'' OB UP:10 1/4'' OB DOWN:11'' Irregular |  |  |  | 6 | Black/White |  |  | Hardwired | 0 | 0 | 0 | 0 | 1 | 0 | 0 | 1 | 0 | 0 | 0 | 785652112966 | 14.25 | 11.75 | 22.75 | 8.1 | 2.204 | 250 | Yes | [9 empty] | cETL Wet | CHILDRESS 1L LANTERN-71 | Large One Light Outdoor Wall Lantern |  | 8736301-71.jpg | 8736301.jpg
8736301EN3-12 | Large One Light Outdoor Wall Lantern | The stately Childress outdoor lighting collection by Sea Gull Lighting is rich with design elements contributing to its traditional silhouette. A shepherd’s crook, chamfered roof line, cut-corner-square body with Satin Etched glass and a small bottom finial all add detail and visual interest. Made of durable cast aluminum, a stepped-edge backplate completes the traditional look. Offered in Antique Bronze or Black finish, the lighting fixtures include a two-light outdoor ceiling flush mount, an extra large two-light outdoor wall lantern, small, medium and large one-light outdoor wall lanterns, a one-light outdoor pendant; and a one-light outdoor post lantern. Incandescent, integrated LED and ENERGY STAR-qualified LED lamping are available. The advanced, integrated LED option has warm-on-dim technology that warms in color when dimmed, going from 2700K to 2200K and is California Title 24 compliant. | OUTDOOR | Childress | Outdoor Lighting | Black | 12 | Die Cast Aluminum | Satin Etched Glass |  |  |  | 1 Medium A19 9.3w |  | 1 | Yes | [14 empty] | 0 | [12 empty] | 124.98 | 249.96 | 374.94 | W:9'' H:21 1/4'' E:11 3/4'' | 6.2 |  |  | 9 | 21.25 | Cap Nuts |  |  |  |  | 11.75 |  | No |  | No | [21 empty] | DP:7/8'' W:4 7/8'' H:9 3/8'' OB UP:10 1/4'' OB DOWN:11'' Irregular |  |  |  | 6 | Black/White |  |  | Hardwired | 0 | 0 | 0 | 1 | 1 | 0 | 0 | 0 | 0 | 0 | 0 | 785652044939 | 22 | 14 | 11.5 | 8.3 | 2.05 | 175 | Yes | [9 empty] | cETL Wet | CHILDRESS 1L LANTERN-12 | Large One Light Outdoor Wall Lantern |  | 8736301EN3-12.jpg | 8736301.jpg
8736301EN3-71 | Large One Light Outdoor Wall Lantern | The stately Childress outdoor lighting collection by Sea Gull Lighting is rich with design elements contributing to its traditional silhouette. A shepherd’s crook, chamfered roof line, cut-corner-square body with Satin Etched glass and a small bottom finial all add detail and visual interest. Made of durable cast aluminum, a stepped-edge backplate completes the traditional look. Offered in Antique Bronze or Black finish, the lighting fixtures include a two-light outdoor ceiling flush mount, an extra large two-light outdoor wall lantern, small, medium and large one-light outdoor wall lanterns, a one-light outdoor pendant; and a one-light outdoor post lantern. Incandescent, integrated LED and ENERGY STAR-qualified LED lamping are available. The advanced, integrated LED option has warm-on-dim technology that warms in color when dimmed, going from 2700K to 2200K and is California Title 24 compliant. | OUTDOOR | Childress | Outdoor Lighting | Antique Bronze | 71 | Die Cast Aluminum | Satin Etched Glass |  |  |  | 1 Medium A19 9.3w |  | 1 | Yes | [14 empty] | 0 | [12 empty] | 124.98 | 249.96 | 374.94 | W:9'' H:21 1/4'' E:11 3/4'' | 6.2 |  |  | 9 | 21.25 | Cap Nuts |  |  |  |  | 11.75 |  | No |  | No | [21 empty] | DP:7/8'' W:4 7/8'' H:9 3/8'' OB UP:10 1/4'' OB DOWN:11'' Irregular |  |  |  | 6 | Black/White |  |  | Hardwired | 0 | 0 | 0 | 1 | 1 | 0 | 0 | 0 | 0 | 0 | 0 | 785652044960 | 22.75 | 11.75 | 14.25 | 8.1 | 2.204 | 250 | Yes | [9 empty] | cETL Wet | CHILDRESS 1L LANTERN-71 | Large One Light Outdoor Wall Lantern |  | 8736301EN3-71.jpg | 8736301.jpg
8736401-12 | Large One Light Uplight Outdoor Wall Lantern | The stately Childress outdoor lighting collection by Sea Gull Lighting is rich with design elements contributing to its traditional silhouette. A shepherd’s crook, chamfered roof line, cut-corner-square body with Satin Etched glass and a small bottom finial all add detail and visual interest. Made of durable cast aluminum, a stepped-edge backplate completes the traditional look. Offered in Antique Bronze or Black finish, the lighting fixtures include a two-light outdoor ceiling flush mount, an extra large two-light outdoor wall lantern, small, medium and large one-light outdoor wall lanterns, a one-light outdoor pendant; and a one-light outdoor post lantern. Incandescent, integrated LED and ENERGY STAR-qualified LED lamping are available. The advanced, integrated LED option has warm-on-dim technology that warms in color when dimmed, going from 2700K to 2200K and is California Title 24 compliant. | OUTDOOR | Childress | Outdoor Lighting | Black | 12 | Die Cast Aluminum | Satin Etched Glass |  |  |  | 1 Medium A19 100w |  | 1 | No | [14 empty] | 0 | [12 empty] | 117.95 | 235.9 | 353.85 | W:9'' H:21 3/8'' E:11 3/4'' |  |  |  | 9 | 21.375 | Cap Nuts |  |  |  |  | 11.75 |  | No |  | No | [21 empty] | DP:7/8'' W:4 7/8'' H:9 3/8'' OB UP:8 3/4'' Irregular |  |  |  | 6 | Black/White |  |  | Hardwired | 0 | 0 | 0 | 0 | 1 | 0 | 0 | 1 | 0 | 0 | 0 | 785652078705 | [16 empty] | cETL Wet | CHILDRESS 1L UP LANTERN-12 | Large One Light Uplight Outdoor Wall Lantern |  | 8736401-12.jpg | 8736401.jpg
8736401-71 | Large One Light Uplight Outdoor Wall Lantern | The stately Childress outdoor lighting collection by Sea Gull Lighting is rich with design elements contributing to its traditional silhouette. A shepherd’s crook, chamfered roof line, cut-corner-square body with Satin Etched glass and a small bottom finial all add detail and visual interest. Made of durable cast aluminum, a stepped-edge backplate completes the traditional look. Offered in Antique Bronze or Black finish, the lighting fixtures include a two-light outdoor ceiling flush mount, an extra large two-light outdoor wall lantern, small, medium and large one-light outdoor wall lanterns, a one-light outdoor pendant; and a one-light outdoor post lantern. Incandescent, integrated LED and ENERGY STAR-qualified LED lamping are available. The advanced, integrated LED option has warm-on-dim technology that warms in color when dimmed, going from 2700K to 2200K and is California Title 24 compliant. | OUTDOOR | Childress | Outdoor Lighting | Antique Bronze | 71 | Die Cast Aluminum | Satin Etched Glass |  |  |  | 1 Medium A19 100w |  | 1 | No | [14 empty] | 0 | [12 empty] | 117.95 | 235.9 | 353.85 | W:9'' H:21 3/8'' E:11 3/4'' |  |  |  | 9 | 21.375 | Cap Nuts |  |  |  |  | 11.75 |  | No |  | No | [21 empty] | DP:7/8'' W:4 7/8'' H:9 3/8'' OB UP:8 3/4'' Irregular |  |  |  | 6 | Black/White |  |  | Hardwired | 0 | 0 | 0 | 0 | 1 | 0 | 0 | 1 | 0 | 0 | 0 | 785652078712 | [16 empty] | cETL Wet | CHILDRESS 1L UP LANTERN-71 | Large One Light Uplight Outdoor Wall Lantern |  | 8736401-71.jpg | 8736401.jpg
8736401EN3-12 | Large One Light Uplight Outdoor Wall Lantern | The stately Childress outdoor lighting collection by Sea Gull Lighting is rich with design elements contributing to its traditional silhouette. A shepherd’s crook, chamfered roof line, cut-corner-square body with Satin Etched glass and a small bottom finial all add detail and visual interest. Made of durable cast aluminum, a stepped-edge backplate completes the traditional look. Offered in Antique Bronze or Black finish, the lighting fixtures include a two-light outdoor ceiling flush mount, an extra large two-light outdoor wall lantern, small, medium and large one-light outdoor wall lanterns, a one-light outdoor pendant; and a one-light outdoor post lantern. Incandescent, integrated LED and ENERGY STAR-qualified LED lamping are available. The advanced, integrated LED option has warm-on-dim technology that warms in color when dimmed, going from 2700K to 2200K and is California Title 24 compliant. | OUTDOOR | Childress | Outdoor Lighting | Black | 12 | Die Cast Aluminum | Satin Etched Glass |  |  |  | 1 Medium A19 9.3w |  | 1 | Yes | [14 empty] | 0 | [12 empty] | 122.95 | 245.9 | 368.85 | W:9'' H:21 3/8'' E:11 3/4'' |  |  |  | 9 | 21.375 | Cap Nuts |  |  |  |  | 11.75 |  | No |  | No | [21 empty] | DP:7/8'' W:4 7/8'' H:9 3/8'' OB UP:8 3/4'' Irregular |  |  |  | 6 | Black/White |  |  | Hardwired | 0 | 0 | 0 | 1 | 1 | 0 | 0 | 0 | 0 | 0 | 0 | 785652082986 | [16 empty] | cETL Wet | CHILDRESS 1L UP LANTERN-12 | Large One Light Uplight Outdoor Wall Lantern |  | 8736401EN3-12.jpg | 8736401EN3.jpg
8736401EN3-71 | Large One Light Uplight Outdoor Wall Lantern | The stately Childress outdoor lighting collection by Sea Gull Lighting is rich with design elements contributing to its traditional silhouette. A shepherd’s crook, chamfered roof line, cut-corner-square body with Satin Etched glass and a small bottom finial all add detail and visual interest. Made of durable cast aluminum, a stepped-edge backplate completes the traditional look. Offered in Antique Bronze or Black finish, the lighting fixtures include a two-light outdoor ceiling flush mount, an extra large two-light outdoor wall lantern, small, medium and large one-light outdoor wall lanterns, a one-light outdoor pendant; and a one-light outdoor post lantern. Incandescent, integrated LED and ENERGY STAR-qualified LED lamping are available. The advanced, integrated LED option has warm-on-dim technology that warms in color when dimmed, going from 2700K to 2200K and is California Title 24 compliant. | OUTDOOR | Childress | Outdoor Lighting | Antique Bronze | 71 | Die Cast Aluminum | Satin Etched Glass |  |  |  | 1 Medium A19 9.3w |  | 1 | Yes | [14 empty] | 0 | [12 empty] | 122.95 | 245.9 | 368.85 | W:9'' H:21 3/8'' E:11 3/4'' |  |  |  | 9 | 21.375 | Cap Nuts |  |  |  |  | 11.75 |  | No |  | No | [21 empty] | DP:7/8'' W:4 7/8'' H:9 3/8'' OB UP:8 3/4'' Irregular |  |  |  | 6 | Black/White |  |  | Hardwired | 0 | 0 | 0 | 1 | 1 | 0 | 0 | 0 | 0 | 0 | 0 | 785652082993 | [16 empty] | cETL Wet | CHILDRESS 1L UP LANTERN-71 | Large One Light Uplight Outdoor Wall Lantern |  | 8736401EN3-71.jpg | 8736401EN3.jpg
8737101-839 | Large One Light Outdoor Wall Lantern | Showcase a classic look with rugged flair in the Marinus Collection. Utilizing a modern and sharply squared off lantern shape to frame a single bulb, these fixtures give a new look to a familiar shape. Through the clear glass exterior, light shines with brightness and longevity. With a vintage-style bulb inside of a clear glass, it's sure to enhance the nostalgic touch you're looking for. The simple textured Blacksmith finish of the Marinus is designed to enhance you home's curb-appeal. Available in a variety of sizes for flexible options to match and complement a wide variety of exterior settings. | OUTDOOR | Marinus | Outdoor Lighting | Blacksmith | 839 | Aluminum | Clear Glass | W:8.25" H:12.375" |  |  | 1 Medium A19 75w |  | 1 | No | [14 empty] | 0 | [12 empty] | 109.98 | 219.96 | 329.94 | W:9 3/4'' H:15 1/2'' E:7 5/8'' | 4.8 |  |  | 9.75 | 15.5 | Cap Nuts |  |  |  |  | 7.625 |  | No |  | No | [21 empty] | DP:7/8'' W:6 1/4'' H:6 1/4'' OB UP:6 7/8'' Square |  |  |  | 6.5 | Black/White |  |  | Hardwired | 0 | 0 | 0 | 0 | 1 | 0 | 0 | 1 | 0 | 0 | 0 | 785652056697 | 18.75 | 12 | 13 | 6.7 | 1.693 | 175 | Yes | [9 empty] | cETL Wet | MARINUS 1L WALL LANTERN-839 | Large One Light Outdoor Wall Lantern |  | 8737101-839.png | 8737101.jpg
8737101EN7-839 | Large One Light Outdoor Wall Lantern | Showcase a classic look with rugged flair in the Marinus Collection. Utilizing a modern and sharply squared off lantern shape to frame a single bulb, these fixtures give a new look to a familiar shape. Through the clear glass exterior, light shines with brightness and longevity. With a vintage-style bulb inside of a clear glass, it's sure to enhance the nostalgic touch you're looking for. The simple textured Blacksmith finish of the Marinus is designed to enhance you home's curb-appeal. Available in a variety of sizes for flexible options to match and complement a wide variety of exterior settings. | OUTDOOR | Marinus | Outdoor Lighting | Blacksmith | 839 | Aluminum | Clear Glass | W:8.25" H:12.375" |  |  | 1 Medium A19 8.5w |  | 1 | Yes | [14 empty] | 0 | [12 empty] | 117.48 | 234.96 | 352.44 | W:9 3/4'' H:15 1/2'' E:7 5/8'' | 4.8 |  |  | 9.75 | 15.5 | Cap Nuts |  |  |  |  | 7.625 |  | No |  | No | [21 empty] | DP:7/8'' W:6 1/4'' H:6 1/4'' OB UP:6 7/8'' Square |  |  |  | 6.5 | Black/White |  |  | Hardwired | 0 | 0 | 0 | 1 | 1 | 0 | 0 | 0 | 0 | 0 | 0 | 785652068904 | 18.75 | 12 | 13 | 6.7 | 1.693 | 175 | Yes | [9 empty] | cETL Wet | MARINUS 1L LED LG LANTERN-839 | Large One Light Outdoor Wall Lantern |  | 8737101EN7-839.jpg | 8737101.jpg
8737401-12 | Large One Light Outdoor Wall Lantern | The classic Barn Lights are hand crafted in aluminum and coated in a Galvanized or Blacksmith finish. Ideal for large or heavily trafficked outdoor areas that need plenty of downward directed light. The oversized Barn Lights make great accents to any commercial lighting plan or residential garage entry, shed, or patio. To customize your look, a 6" extender is included with every fixture. Also available as Dark Sky with four size options to choose from. | OUTDOOR | Barn Light | Outdoor Lighting | Black | 12 | Aluminum |  |  |  |  | 1 Medium A19 75w |  | 1 | No | [14 empty] | 0 | [12 empty] | 74.95 | 149.9 | 224.85 | D:14'' W:14'' H:13 1/2'' E:21 1/8'' - 27 1/8'' | 3.4 | 14 |  | 14 | 13.5 | Cap Nuts |  |  |  |  | 21.125 - 27.125 |  | No |  | No | [21 empty] | D:5'' DP:1 1/4'' OB UP:5 1/4'' OB DOWN:8 1/4'' Round |  |  |  | 6.5 | Black/White |  |  | Hardwired | 0 | 0 | 0 | 0 | 1 | 0 | 0 | 1 | 0 | 0 | 0 | 785652069390 | 20.5 | 16.5 | 16.38 | 5.3 | 3.206 | 300 | Yes | [9 empty] | cETL Wet | BARN LIGHT 1L LG LANTERN-12 | Large One Light Outdoor Wall Lantern |  | 8737401-12.jpg | 8737401.jpg
8737401-12/T | Large One Light Outdoor Turtle Friendly Wall Lantern | The classic Barn Lights are hand crafted in aluminum and coated in a Galvanized or Blacksmith finish. Ideal for large or heavily trafficked outdoor areas that need plenty of downward directed light. The oversized Barn Lights make great accents to any commercial lighting plan or residential garage entry, shed, or patio. To customize your look, a 6" extender is included with every fixture. Also available as Dark Sky with four size options to choose from. | OUTDOOR | Barn Light | Outdoor Lighting | Black | 12 | Aluminum |  |  |  |  | 1 Medium PAR20 7w |  | 1 | Yes | [14 empty] | 0 | [12 empty] | 103.95 | 207.9 | 311.85 | D:14'' W:14'' H:13 1/2'' E:21 1/8'' - 27 1/8'' | 3.4 | 14 |  | 14 | 13.5 | Cap Nuts |  |  |  |  | 21.125 - 27.125 |  | No |  | No | [21 empty] | D:5'' DP:1 1/4'' OB UP:5 1/4'' OB DOWN:8 1/4'' Round |  |  |  | 6.5 | Black/White |  |  | Hardwired | 0 | 0 | 0 | 0 | 1 | 0 | 0 | 0 | 0 | 0 | 0 | 785652074332 | 20.5 | 16.5 | 16.38 | 5.3 | 3.206 | 300 | Yes | [9 empty] | cETL Wet | BARN LIGHT 1L LG LANTERN-12 | Large One Light Outdoor Turtle Friendly Wall Lantern |  | 8737401-12_T.jpg | 8737401.jpg
8737401-57 | Large One Light Outdoor Wall Lantern | The classic Barn Lights are hand crafted in aluminum and coated in a Galvanized or Blacksmith finish. Ideal for large or heavily trafficked outdoor areas that need plenty of downward directed light. The oversized Barn Lights make great accents to any commercial lighting plan or residential garage entry, shed, or patio. To customize your look, a 6" extender is included with every fixture. Also available as Dark Sky with four size options to choose from. | OUTDOOR | Barn Light | Outdoor Lighting | Weathered Pewter | 57 | Aluminum |  |  |  |  | 1 Medium A19 75w |  | 1 | No | [14 empty] | 0 | [12 empty] | 74.95 | 149.9 | 224.85 | D:14'' W:14'' H:13 1/2'' E:21 1/8'' - 27 1/8'' | 3.4 | 14 |  | 14 | 13.5 | Cap Nuts |  |  |  |  | 21.125 - 27.125 |  | No |  | No | [21 empty] | D:5'' DP:1 1/4'' OB UP:5 1/4'' OB DOWN:8 1/4'' Round |  |  |  | 6.5 | Black/White |  |  | Hardwired | 0 | 0 | 0 | 0 | 1 | 0 | 0 | 1 | 0 | 0 | 0 | 785652069406 | 20.5 | 16.5 | 16.25 | 5.2 | 3.181 | 300 | Yes | [9 empty] | cETL Wet | BARN LIGHT 1L LG LANTERN-57 | Large One Light Outdoor Wall Lantern |  | 8737401-57.jpg | 8737401.jpg
8737401-57/T | Large One Light Outdoor Turtle Friendly Wall Lantern | The classic Barn Lights are hand crafted in aluminum and coated in a Galvanized or Blacksmith finish. Ideal for large or heavily trafficked outdoor areas that need plenty of downward directed light. The oversized Barn Lights make great accents to any commercial lighting plan or residential garage entry, shed, or patio. To customize your look, a 6" extender is included with every fixture. Also available as Dark Sky with four size options to choose from. | OUTDOOR | Barn Light | Outdoor Lighting | Weathered Pewter | 57 | Aluminum |  |  |  |  | 1 Medium PAR20 7w |  | 1 | Yes | [14 empty] | 0 | [12 empty] | 103.95 | 207.9 | 311.85 | D:14'' W:14'' H:13 1/2'' E:21 1/8'' - 27 1/8'' | 3.4 | 14 |  | 14 | 13.5 | Cap Nuts |  |  |  |  | 21.125 - 27.125 |  | No |  | No | [21 empty] | D:5'' DP:1 1/4'' OB UP:5 1/4'' OB DOWN:8 1/4'' Round |  |  |  | 6.5 | Black/White |  |  | Hardwired | 0 | 0 | 0 | 0 | 1 | 0 | 0 | 0 | 0 | 0 | 0 | 785652074349 | 20.5 | 16.5 | 16.25 | 5.2 | 3.181 | 300 | Yes | [9 empty] | cETL Wet | BARN LIGHT 1L LG LANTERN-57 | Large One Light Outdoor Turtle Friendly Wall Lantern |  | 8737401-57_T.jpg | 8737401.jpg
8737401-71 | Large One Light Outdoor Wall Lantern | The classic Barn Lights are hand crafted in aluminum and coated in a Galvanized or Blacksmith finish. Ideal for large or heavily trafficked outdoor areas that need plenty of downward directed light. The oversized Barn Lights make great accents to any commercial lighting plan or residential garage entry, shed, or patio. To customize your look, a 6" extender is included with every fixture. Also available as Dark Sky with four size options to choose from. | OUTDOOR | Barn Light | Outdoor Lighting | Antique Bronze | 71 | Aluminum |  |  |  |  | 1 Medium A19 75w |  | 1 | No | [14 empty] | 0 | [12 empty] | 74.95 | 149.9 | 224.85 | D:14'' W:14'' H:13 1/2'' E:21 1/8'' - 27 1/8'' | 3.4 | 14 |  | 14 | 13.5 | Cap Nuts |  |  |  |  | 21.125 - 27.125 |  | No |  | No | [21 empty] | D:5'' DP:1 1/4'' OB UP:5 1/4'' OB DOWN:8 1/4'' Round |  |  |  | 6.5 | Black/White |  |  | Hardwired | 0 | 0 | 0 | 0 | 1 | 0 | 0 | 1 | 0 | 0 | 0 | 785652069413 | 20.75 | 16.58 | 16.25 | 5.6 | 3.235 | 300 | Yes | [9 empty] | cETL Wet | BARN LIGHT 1L LG LANTERN-71 | Large One Light Outdoor Wall Lantern |  | 8737401-71.jpeg | 8737401.jpg
8737401-71/T | Large One Light Outdoor Turtle Friendly Wall Lantern | The classic Barn Lights are hand crafted in aluminum and coated in a Galvanized or Blacksmith finish. Ideal for large or heavily trafficked outdoor areas that need plenty of downward directed light. The oversized Barn Lights make great accents to any commercial lighting plan or residential garage entry, shed, or patio. To customize your look, a 6" extender is included with every fixture. Also available as Dark Sky with four size options to choose from. | OUTDOOR | Barn Light | Outdoor Lighting | Antique Bronze | 71 | Aluminum |  |  |  |  | 1 Medium PAR20 7w |  | 1 | Yes | [14 empty] | 0 | [12 empty] | 103.95 | 207.9 | 311.85 | D:14'' W:14'' H:13 1/2'' E:21 1/8'' - 27 1/8'' | 3.4 | 14 |  | 14 | 13.5 | Cap Nuts |  |  |  |  | 21.125 - 27.125 |  | D:5'' DP:1 1/4'' OB UP:5 1/4'' OB DOWN:8 1/4'' Round |  |  |  | 6.5 | Black/White |  |  | Hardwired | 0 | 0 | 0 | 0 | 1 | 0 | 0 | 0 | 0 | 0 | 0 | 785652086205 | 20.5 | 16.5 | 16.25 | 5.2 | 3.181 | 300 | Yes | [9 empty] | cETL Wet | BARN LIGHT 1L LG LANTERN-71 | Large One Light Outdoor Turtle Friendly Wall Lantern |  | 8737401-71/T.jpg | 8737401.jpg
8737401EN3-12 | Large One Light Outdoor Wall Lantern | The classic Barn Lights are hand crafted in aluminum and coated in a Galvanized or Blacksmith finish. Ideal for large or heavily trafficked outdoor areas that need plenty of downward directed light. The oversized Barn Lights make great accents to any commercial lighting plan or residential garage entry, shed, or patio. To customize your look, a 6" extender is included with every fixture. Also available as Dark Sky with four size options to choose from. | OUTDOOR | Barn Light | Outdoor Lighting | Black | 12 | Aluminum |  |  |  |  | 1 Medium A19 9.3w |  | 1 | Yes | [14 empty] | 0 | [12 empty] | 83.98 | 167.96 | 251.94 | D:14'' W:14'' H:13 1/2'' E:21 1/8'' - 27 1/8'' | 3.4 | 14 |  | 14 | 13.5 | Cap Nuts |  |  |  |  | 21.125 - 27.125 |  | No |  | No | [21 empty] | D:5'' DP:1 1/4'' OB UP:5 1/4'' OB DOWN:8 1/4'' Round |  |  |  | 6.5 | Black/White |  |  | Hardwired | 0 | 0 | 0 | 1 | 1 | 0 | 0 | 0 | 0 | 0 | 0 | 785652071249 | 20.5 | 16.5 | 16.38 | 5.3 | 3.206 | 300 | Yes | [9 empty] | cETL Wet | BARN LIGHT 1L LED LG LANTRN-12 | Large One Light Outdoor Wall Lantern |  | 8737401EN3-12.jpg | 8737401EN3.jpg
8737401EN3-57 | Large One Light Outdoor Wall Lantern | The classic Barn Lights are hand crafted in aluminum and coated in a Galvanized or Blacksmith finish. Ideal for large or heavily trafficked outdoor areas that need plenty of downward directed light. The oversized Barn Lights make great accents to any commercial lighting plan or residential garage entry, shed, or patio. To customize your look, a 6" extender is included with every fixture. Also available as Dark Sky with four size options to choose from. | OUTDOOR | Barn Light | Outdoor Lighting | Weathered Pewter | 57 | Aluminum |  |  |  |  | 1 Medium A19 9.3w |  | 1 | Yes | [14 empty] | 0 | [12 empty] | 83.98 | 167.96 | 251.94 | D:14'' W:14'' H:13 1/2'' E:21 1/8'' - 27 1/8'' | 3.4 | 14 |  | 14 | 13.5 | Cap Nuts |  |  |  |  | 21.125 - 27.125 |  | No |  | No | [21 empty] | D:5'' DP:1 1/4'' OB UP:5 1/4'' OB DOWN:8 1/4'' Round |  |  |  | 6.5 | Black/White |  |  | Hardwired | 0 | 0 | 0 | 1 | 1 | 0 | 0 | 0 | 0 | 0 | 0 | 785652071256 | 20.5 | 16.5 | 16.25 | 5.2 | 3.181 | 300 | Yes | [9 empty] | cETL Wet | BARN LIGHT 1L LED LG LANTRN-57 | Large One Light Outdoor Wall Lantern |  | 8737401EN3-57.jpg | 8737401EN3.jpg
8737401EN3-71 | Large One Light Outdoor Wall Lantern | The classic Barn Lights are hand crafted in aluminum and coated in a Galvanized or Blacksmith finish. Ideal for large or heavily trafficked outdoor areas that need plenty of downward directed light. The oversized Barn Lights make great accents to any commercial lighting plan or residential garage entry, shed, or patio. To customize your look, a 6" extender is included with every fixture. Also available as Dark Sky with four size options to choose from. | OUTDOOR | Barn Light | Outdoor Lighting | Antique Bronze | 71 | Aluminum |  |  |  |  | 1 Medium A19 9.3w |  | 1 | Yes | [14 empty] | 0 | [12 empty] | 80.45 | 160.9 | 241.35 | D:14'' W:14'' H:13 1/2'' E:21 1/8'' - 27 1/8'' | 3.4 | 14 |  | 14 | 13.5 | Cap Nuts |  |  |  |  | 21.125 - 27.125 |  | No |  | No | [21 empty] | D:5'' DP:1 1/4'' OB UP:5 1/4'' OB DOWN:8 1/4'' Round |  |  |  | 6.5 | Black/White |  |  | Hardwired | 0 | 0 | 0 | 1 | 1 | 0 | 0 | 0 | 0 | 0 | 0 | 785652071263 | [16 empty] | cETL Wet | BARN LIGHT 1L LED LG LANTRN-71 | Large One Light Outdoor Wall Lantern |  | 8737401EN3-71.jpeg | 8737401EN3.jpg
8738703-12 | Extra Large Three Light Downlight Outdoor Wall Lantern | The Sevier outdoor collection by Sea Gull Lighting brings timeless design to new heights with its traditional design details found in classic outdoor fixtures as well as an open bottom for easy maintenance. Made of durable cast aluminum, a multi-level crown, top finial and stepped-edge back plate complete the traditional look. Offered in Antique Bronze or Black finish, both with Clear glass, the collection includes a one-light outdoor pendant, one-light post lantern, a large one-light uplight outdoor wall lantern, a small one-light uplight outdoor wall lantern, a small one-light downlight outdoor wall lantern, and a large one-light downlight outdoor wall lantern. | OUTDOOR | Sevier | Outdoor Lighting | Black | 12 |  | Clear Glass | W:5" H:11.5625" |  |  | 3 Candelabra Torpedo 60w |  | 3 | No | [14 empty] | 0 | [12 empty] | 124.98 | 249.96 | 374.94 | W:12 1/2'' H:23 1/4'' E:11 1/2'' | 10.2 |  |  | 12.5 | 23.25 | Cap Nuts |  |  |  |  | 11.5 |  | No |  | No | [21 empty] | DP:1 1/8'' W:6 1/2'' H:7 3/4'' OB UP:4'' Irregular |  |  |  | 6.5 | Black/White |  |  | Hardwired | 0 | 0 | 0 | 0 | 1 | 0 | 0 | 1 | 0 | 0 | 0 | 785652070655 | 27.25 | 16 | 15.375 | 10.9 | 3.879 | 250 | Yes | [9 empty] | cETL Wet | SEVIER 3L XL LANTERN-12 | Extra Large Three Light Downlight Outdoor Wall Lantern |  | 8738703-12.jpg | 8738703.jpg
8738703-71 | Extra Large Three Light Downlight Outdoor Wall Lantern | The Sevier outdoor collection by Sea Gull Lighting brings timeless design to new heights with its traditional design details found in classic outdoor fixtures as well as an open bottom for easy maintenance. Made of durable cast aluminum, a multi-level crown, top finial and stepped-edge back plate complete the traditional look. Offered in Antique Bronze or Black finish, both with Clear glass, the collection includes a one-light outdoor pendant, one-light post lantern, a large one-light uplight outdoor wall lantern, a small one-light uplight outdoor wall lantern, a small one-light downlight outdoor wall lantern, and a large one-light downlight outdoor wall lantern. | OUTDOOR | Sevier | Outdoor Lighting | Antique Bronze | 71 |  | Clear Glass | W:5" H:11.5625" |  |  | 3 Candelabra Torpedo 60w |  | 3 | No | [14 empty] | 0 | [12 empty] | 139.98 | 279.96 | 419.94 | W:12 1/2'' H:23 1/4'' E:11 1/2'' | 10.2 |  |  | 12.5 | 23.25 | Cap Nuts |  |  |  |  | 11.5 |  | No |  | No | [21 empty] | DP:1 1/8'' W:6 1/2'' H:7 3/4'' OB UP:4'' Irregular |  |  |  | 6.5 | Black/White |  |  | Hardwired | 0 | 0 | 0 | 0 | 1 | 0 | 0 | 1 | 0 | 0 | 0 | 785652070662 | 27.25 | 16 | 15.375 | 11 | 3.879 | 250 | Yes | [9 empty] | cETL Wet | SEVIER 3L XL LANTERN-71 | Extra Large Three Light Downlight Outdoor Wall Lantern |  | 8738703-71.jpg | 8738703.jpg
8738703EN-12 | Extra Large Three Light Downlight Outdoor Wall Lantern | The Sevier outdoor collection by Sea Gull Lighting brings timeless design to new heights with its traditional design details found in classic outdoor fixtures as well as an open bottom for easy maintenance. Made of durable cast aluminum, a multi-level crown, top finial and stepped-edge back plate complete the traditional look. Offered in Antique Bronze or Black finish, both with Clear glass, the collection includes a one-light outdoor pendant, one-light post lantern, a large one-light uplight outdoor wall lantern, a small one-light uplight outdoor wall lantern, a small one-light downlight outdoor wall lantern, and a large one-light downlight outdoor wall lantern. | OUTDOOR | Sevier | Outdoor Lighting | Black | 12 |  | Clear Glass | W:5" H:11.5625" |  |  | 3 Candelabra Torpedo 3.5w |  | 3 | Yes | [14 empty] | 0 | [12 empty] | 144.98 | 289.96 | 434.94 | W:12 1/2'' H:23 1/4'' E:11 1/2'' | 10.2 |  |  | 12.5 | 23.25 | Cap Nuts |  |  |  |  | 11.5 |  | No |  | No | [21 empty] | DP:1 1/8'' W:6 1/2'' H:7 3/4'' OB UP:4'' Irregular |  |  |  | 6.5 | Black/White |  |  | Hardwired | 0 | 0 | 0 | 1 | 1 | 0 | 0 | 0 | 0 | 0 | 0 | 785652073243 | 27.25 | 16 | 15.375 | 10.9 | 3.879 | 250 | Yes | [9 empty] | cETL Wet | SEVIER 3L XL LED LANTERN-12 | Extra Large Three Light Downlight Outdoor Wall Lantern |  | 8738703EN-12.jpg | 8738703EN.jpg
8738703EN-71 | Extra Large Three Light Downlight Outdoor Wall Lantern | The Sevier outdoor collection by Sea Gull Lighting brings timeless design to new heights with its traditional design details found in classic outdoor fixtures as well as an open bottom for easy maintenance. Made of durable cast aluminum, a multi-level crown, top finial and stepped-edge back plate complete the traditional look. Offered in Antique Bronze or Black finish, both with Clear glass, the collection includes a one-light outdoor pendant, one-light post lantern, a large one-light uplight outdoor wall lantern, a small one-light uplight outdoor wall lantern, a small one-light downlight outdoor wall lantern, and a large one-light downlight outdoor wall lantern. | OUTDOOR | Sevier | Outdoor Lighting | Antique Bronze | 71 |  | Clear Glass | W:5" H:11.5625" |  |  | 3 Candelabra Torpedo 3.5w |  | 3 | Yes | [14 empty] | 0 | [12 empty] | 162.98 | 325.96 | 488.94 | W:12 1/2'' H:23 1/4'' E:11 1/2'' | 10.2 |  |  | 12.5 | 23.25 | Cap Nuts |  |  |  |  | 11.5 |  | No |  | No | [21 empty] | DP:1 1/8'' W:6 1/2'' H:7 3/4'' OB UP:4'' Irregular |  |  |  | 6.5 | Black/White |  |  | Hardwired | 0 | 0 | 0 | 1 | 1 | 0 | 0 | 0 | 0 | 0 | 0 | 785652073250 | [16 empty] | cETL Wet | SEVIER 3L XL LED LANTERN-71 | Extra Large Three Light Downlight Outdoor Wall Lantern |  | 8738703EN-71.jpg | 8738703EN.jpg
8738751-12 | Extra Large One Light Downlight Outdoor Wall Lantern | The Sevier outdoor collection by Sea Gull Lighting brings timeless design to new heights with its traditional design details found in classic outdoor fixtures as well as an open bottom for easy maintenance. Made of durable cast aluminum, a multi-level crown, top finial and stepped-edge back plate complete the traditional look. Offered in Antique Bronze or Black finish, both with Clear glass, the collection includes a one-light outdoor pendant, one-light post lantern, a large one-light uplight outdoor wall lantern, a small one-light uplight outdoor wall lantern, a small one-light downlight outdoor wall lantern, and a large one-light downlight outdoor wall lantern. | OUTDOOR | Sevier | Outdoor Lighting | Black | 12 |  | Satin Etched Glass | W:5" H:11.5625" |  |  | 1 Medium A19 100w |  | 1 | No | [14 empty] | 0 | [12 empty] | 117.95 | 235.9 | 353.85 | W:12 1/2'' H:23 1/4'' E:11 1/2'' | 10.2 |  |  | 12.5 | 23.25 | Cap Nuts |  |  |  |  | 11.5 |  | No |  | No | [21 empty] | DP:1 1/8'' W:6 1/2'' H:7 3/4'' OB UP:4'' Irregular |  |  |  | 6.5 | Black/White |  |  | Hardwired | 0 | 0 | 0 | 0 | 1 | 0 | 0 | 1 | 0 | 0 | 0 | 785652078668 | 27.25 | 16 | 15.375 | 10.9 | 3.879 | 250 | Yes | [9 empty] | cETL Wet | SEVIER 1L XL LANTERN-12 | Extra Large One Light Downlight Outdoor Wall Lantern |  | 8738751-12.jpg | 8738751.jpg
8738751-71 | Extra Large One Light Downlight Outdoor Wall Lantern | The Sevier outdoor collection by Sea Gull Lighting brings timeless design to new heights with its traditional design details found in classic outdoor fixtures as well as an open bottom for easy maintenance. Made of durable cast aluminum, a multi-level crown, top finial and stepped-edge back plate complete the traditional look. Offered in Antique Bronze or Black finish, both with Clear glass, the collection includes a one-light outdoor pendant, one-light post lantern, a large one-light uplight outdoor wall lantern, a small one-light uplight outdoor wall lantern, a small one-light downlight outdoor wall lantern, and a large one-light downlight outdoor wall lantern. | OUTDOOR | Sevier | Outdoor Lighting | Antique Bronze | 71 |  | Satin Etched Glass | W:5" H:11.5625" |  |  | 1 Medium A19 100w |  | 1 | No | [14 empty] | 0 | [12 empty] | 117.95 | 235.9 | 353.85 | W:12 1/2'' H:23 1/4'' E:11 1/2'' | 10.2 |  |  | 12.5 | 23.25 | Cap Nuts |  |  |  |  | 11.5 |  | No |  | No | [21 empty] | DP:1 1/8'' W:6 1/2'' H:7 3/4'' OB UP:4'' Irregular |  |  |  | 6.5 | Black/White |  |  | Hardwired | 0 | 0 | 0 | 0 | 1 | 0 | 0 | 1 | 0 | 0 | 0 | 785652078675 | 27.25 | 16 | 15.375 | 10.9 | 3.879 | 250 | Yes | [9 empty] | cETL Wet | SEVIER 1L XL LANTERN-71 | Extra Large One Light Downlight Outdoor Wall Lantern |  | 8738751-71.jpg | 8738751.jpg
8738751EN3-12 | Extra Large One Light Downlight Outdoor Wall Lantern | The Sevier outdoor collection by Sea Gull Lighting brings timeless design to new heights with its traditional design details found in classic outdoor fixtures as well as an open bottom for easy maintenance. Made of durable cast aluminum, a multi-level crown, top finial and stepped-edge back plate complete the traditional look. Offered in Antique Bronze or Black finish, both with Clear glass, the collection includes a one-light outdoor pendant, one-light post lantern, a large one-light uplight outdoor wall lantern, a small one-light uplight outdoor wall lantern, a small one-light downlight outdoor wall lantern, and a large one-light downlight outdoor wall lantern. | OUTDOOR | Sevier | Outdoor Lighting | Black | 12 |  | Satin Etched Glass | W:5" H:11.5625" |  |  | 1 Medium A19 9.3w |  | 1 | Yes | [14 empty] | 0 | [12 empty] | 122.95 | 245.9 | 368.85 | W:12 1/2'' H:23 1/4'' E:11 1/2'' | 10.2 |  |  | 12.5 | 23.25 | Cap Nuts |  |  |  |  | 11.5 |  | No |  | No | [21 empty] | DP:1 1/8'' W:6 1/2'' H:7 3/4'' OB UP:4'' Irregular |  |  |  | 6.5 | Black/White |  |  | Hardwired | 0 | 0 | 0 | 1 | 1 | 0 | 0 | 0 | 0 | 0 | 0 | 785652082948 | 27.25 | 16 | 15.375 | 10.9 | 3.879 | 250 | Yes | [9 empty] | cETL Wet | SEVIER 1L XL LANTERN-12 | Extra Large One Light Downlight Outdoor Wall Lantern |  | 8738751EN3-12.jpg | 8738751EN3.jpg
8738751EN3-71 | Extra Large One Light Downlight Outdoor Wall Lantern | The Sevier outdoor collection by Sea Gull Lighting brings timeless design to new heights with its traditional design details found in classic outdoor fixtures as well as an open bottom for easy maintenance. Made of durable cast aluminum, a multi-level crown, top finial and stepped-edge back plate complete the traditional look. Offered in Antique Bronze or Black finish, both with Clear glass, the collection includes a one-light outdoor pendant, one-light post lantern, a large one-light uplight outdoor wall lantern, a small one-light uplight outdoor wall lantern, a small one-light downlight outdoor wall lantern, and a large one-light downlight outdoor wall lantern. | OUTDOOR | Sevier | Outdoor Lighting | Antique Bronze | 71 |  | Satin Etched Glass | W:5" H:11.5625" |  |  | 1 Medium A19 9.3w |  | 1 | Yes | [14 empty] | 0 | [12 empty] | 122.95 | 245.9 | 368.85 | W:12 1/2'' H:23 1/4'' E:11 1/2'' | 10.2 |  |  | 12.5 | 23.25 | Cap Nuts |  |  |  |  | 11.5 |  | No |  | No | [21 empty] | DP:1 1/8'' W:6 1/2'' H:7 3/4'' OB UP:4'' Irregular |  |  |  | 6.5 | Black/White |  |  | Hardwired | 0 | 0 | 0 | 1 | 1 | 0 | 0 | 0 | 0 | 0 | 0 | 785652082955 | 27.25 | 16 | 15.375 | 10.9 | 3.879 | 250 | Yes | [9 empty] | cETL Wet | SEVIER 1L XL LANTERN-71 | Extra Large One Light Downlight Outdoor Wall Lantern |  | 8738751EN3-71.jpg | 8738751EN3.jpg
8743193S-12 | Large LED Outdoor Wall Lantern |  | OUTDOOR | Rebay | Outdoor Lighting | Black | 12 | Aluminum |  |  |  | Etched / White Inside Glass |  |  | 1 | No | 1310 | 3000 | 90 | 15 | 120 | 19 - Integrated | LED - Array |  |  |  | LED | 15 | 15 | 50000 | 0 | [12 empty] | 134.5 | 269 | 403.5 | W:6 1/2'' H:19 1/2'' E:3 1/2'' |  |  |  | 6.5 | 19.5 | Screw(s) |  |  |  |  | 3.5 |  | No |  | No | [21 empty] | DP:7/8'' W:6 1/2'' H:19 1/2'' OB UP:9 3/4'' Rectangular |  |  |  | 6.5 | Black/White |  |  | Hardwired | 1 | 0 | 0 | 0 | 1 | 0 | 1 | 0 | 0 | 0 | 0 | 785652076923 | [16 empty] | cETL Wet | REBAY LED LG WALL-12 | Large LED Outdoor Wall Lantern |  | 8743193S-12.jpg | 8743193S.jpg
8743193S-71 | Large LED Outdoor Wall Lantern |  | OUTDOOR | Rebay | Outdoor Lighting | Antique Bronze | 71 | Aluminum |  |  |  | Etched / White Inside Glass |  |  | 1 | No | 1310 | 3000 | 90 | 15 | 120 | 19 - Integrated | LED - Array |  |  |  | LED | 15 | 15 | 50000 | 0 | [12 empty] | 134.5 | 269 | 403.5 | W:6 1/2'' H:19 1/2'' E:3 1/2'' |  |  |  | 6.5 | 19.5 | Screw(s) |  |  |  |  | 3.5 |  | No |  | No | [21 empty] | DP:7/8'' W:6 1/2'' H:19 1/2'' OB UP:9 3/4'' Rectangular |  |  |  | 6.5 | Black/White |  |  | Hardwired | 1 | 0 | 0 | 0 | 1 | 0 | 1 | 0 | 0 | 0 | 0 | 785652076930 | [16 empty] | cETL Wet | REBAY LED LG WALL-71 | Large LED Outdoor Wall Lantern |  | 8743193S-71.jpg | 8743193S.jpg
8747401-12 | Large One Light Outdoor Wall Lantern | The decorative, sturdy Gealan Collection is a versatile outdoor product line built to last. Echoing classic lampposts while using modern silhouettes and glass panels creates a smooth transitional style. Give outdoor settings a refreshing new look with beautifully framed lighting. Available in a variety of sizes for flexible options to match any exterior. Choose from Painted Brushed Nickel finish with Clear Ribbed glass or Black finish with Satin Etched glass. The proprietary StoneStrong material withstands all weather climes. StoneStrong material is rust-proof and built to last in any outside environment, including coastal, dry, and harsh winter or summer climates. StoneStrong is also backed by a robust warranty. | OUTDOOR | Gaelan | Outdoor Lighting | Black | 12 | StoneStrong | Satin Etched Glass | W:5.875" H:10" |  |  | 1 Medium A19 75w |  | 1 | No | [14 empty] | 0 | [12 empty] | 115.95 | 231.9 | 347.85 | W:8 1/2'' H:16 3/4'' E:8 3/4'' | 5.5 |  |  | 8.5 | 16.75 | Cap Nuts |  |  |  |  | 8.75 |  | No |  | No | [21 empty] | DP:13/16'' W:5 1/2'' H:9 1/4'' OB UP:8 3/8'' Rectangular |  |  |  | 6.5 | Black/White |  |  | Hardwired | 0 | 0 | 0 | 0 | 1 | 0 | 0 | 1 | 0 | 0 | 0 | 785652056376 | 22.75 | 13 | 11.5 | 7.1 | 1.968 | 250 | Yes | [9 empty] | cETL Wet | GAELAN 1L WALL LANTERN-12 | Large One Light Outdoor Wall Lantern |  | 8747401-12.png | 6247401.jpg
8747401EN3-12 | Large One Light Outdoor Wall Lantern | The decorative, sturdy Gealan Collection is a versatile outdoor product line built to last. Echoing classic lampposts while using modern silhouettes and glass panels creates a smooth transitional style. Give outdoor settings a refreshing new look with beautifully framed lighting. Available in a variety of sizes for flexible options to match any exterior. Choose from Painted Brushed Nickel finish with Clear Ribbed glass or Black finish with Satin Etched glass. The proprietary StoneStrong material withstands all weather climes. StoneStrong material is rust-proof and built to last in any outside environment, including coastal, dry, and harsh winter or summer climates. StoneStrong is also backed by a robust warranty. | OUTDOOR | Gaelan | Outdoor Lighting | Black | 12 | StoneStrong | Satin Etched Glass | W:5.875" H:10" |  |  | 1 Medium A19 9.3w |  | 1 | Yes | [14 empty] | 0 | [12 empty] | 124.98 | 249.96 | 374.94 | W:8 1/2'' H:16 3/4'' E:8 3/4'' | 5.5 |  |  | 8.5 | 16.75 | Cap Nuts |  |  |  |  | 8.75 |  | No |  | No | [21 empty] | DP:13/16'' W:5 1/2'' H:9 1/4'' OB UP:8 3/8'' Rectangular |  |  |  | 6.5 | Black/White |  |  | Hardwired | 0 | 0 | 0 | 1 | 1 | 0 | 0 | 0 | 0 | 0 | 0 | 785652056765 | 22.75 | 13 | 11.5 | 7.1 | 1.968 | 250 | Yes | [9 empty] | cETL Wet | GAELAN 1L WALL LANTERN-12 | Large One Light Outdoor Wall Lantern |  | 8747401EN3-12.png | 8747401EN3.jpg
8747431-753 | Large One Light Outdoor Wall Lantern | The decorative, sturdy Gealan Collection is a versatile outdoor product line built to last. Echoing classic lampposts while using modern silhouettes and glass panels creates a smooth transitional style. Give outdoor settings a refreshing new look with beautifully framed lighting. Available in a variety of sizes for flexible options to match any exterior. Choose from Painted Brushed Nickel finish with Clear Ribbed glass or Black finish with Satin Etched glass. The proprietary StoneStrong material withstands all weather climes. StoneStrong material is rust-proof and built to last in any outside environment, including coastal, dry, and harsh winter or summer climates. StoneStrong is also backed by a robust warranty. | OUTDOOR | Gaelan | Outdoor Lighting | Painted Brushed Nickel | 753 | StoneStrong | Clear Ribbed Glass | W:5.875" H:10" |  |  | 1 Medium A19 75w |  | 1 | No | [14 empty] | 0 | [12 empty] | 115.95 | 231.9 | 347.85 | W:8 1/2'' H:16 3/4'' E:8 3/4'' | 5.5 |  |  | 8.5 | 16.75 | Cap Nuts |  |  |  |  | 8.75 |  | No |  | No | [21 empty] | DP:13/16'' W:5 1/2'' H:9 1/4'' OB UP:8 3/8'' Rectangular |  |  |  | 6.5 | Black/White |  |  | Hardwired | 0 | 0 | 0 | 0 | 1 | 0 | 0 | 1 | 0 | 0 | 0 | 785652056383 | 22.5 | 13.25 | 11.5 | 7.3 | 1.984 | 250 | Yes | [9 empty] | cETL Wet | GAELAN 1L WALL LANTERN-753 | Large One Light Outdoor Wall Lantern |  | 8747431-753.png | 8747431.jpg
8747431EN3-753 | Large One Light Outdoor Wall Lantern | The decorative, sturdy Gealan Collection is a versatile outdoor product line built to last. Echoing classic lampposts while using modern silhouettes and glass panels creates a smooth transitional style. Give outdoor settings a refreshing new look with beautifully framed lighting. Available in a variety of sizes for flexible options to match any exterior. Choose from Painted Brushed Nickel finish with Clear Ribbed glass or Black finish with Satin Etched glass. The proprietary StoneStrong material withstands all weather climes. StoneStrong material is rust-proof and built to last in any outside environment, including coastal, dry, and harsh winter or summer climates. StoneStrong is also backed by a robust warranty. | OUTDOOR | Gaelan | Outdoor Lighting | Painted Brushed Nickel | 753 | StoneStrong | Clear Ribbed Glass | W:5.875" H:10" |  |  | 1 Medium A19 9.3w |  | 1 | Yes | [14 empty] | 0 | [12 empty] | 121.95 | 243.9 | 365.85 | W:8 1/2'' H:16 3/4'' E:8 3/4'' | 5.5 |  |  | 8.5 | 16.75 | Cap Nuts |  |  |  |  | 8.75 |  | No |  | No | [21 empty] | DP:13/16'' W:5 1/2'' H:9 1/4'' OB UP:8 3/8'' Rectangular |  |  |  | 6.5 | Black/White |  |  | Hardwired | 0 | 0 | 0 | 1 | 1 | 0 | 0 | 0 | 0 | 0 | 0 | 785652056772 | 22.5 | 13.5 | 11.5 | 6.9 | 2.021 | 250 | Yes | [9 empty] | cETL Wet | GAELAN 1L WALL LANTERN-753 | Large One Light Outdoor Wall Lantern |  | 8747431EN3-753.jpg | 8747431EN3.jpg
8747901-12 | Medium One Light Outdoor Wall Lantern | The transitional Crowell outdoor lighting collection by Sea Gull Lighting conveys Art Deco influences with its linear, vertical details and clean, overall design. Their large scale gives these light fixtures real presence without competing with the residential architecture they adorn. The lighting collection, offered in Antique Bronze finish with Crème Parchment glass or Black finish with Satin Etched glass, offers a one-light outdoor pendant, a two-light outdoor ceiling flush mount, a one-light outdoor post lantern, and small, medium and large one-light outdoor wall lanterns also available in Dark Sky versions. Incandescent, integrated LED and ENERGY STAR-qualified LED lamping are available. The advanced, integrated LED option has warm-on-dim technology that warms in color when dimmed, going from 2700K to 2200K and is California Title 24 compliant. | OUTDOOR | Crowell | Outdoor Lighting | Black | 12 | Aluminum | Satin Etched Glass | D:5.6875" H:10.5" |  |  | 1 Medium A19 100w |  | 1 | No | [14 empty] | 0 | [12 empty] | 141.98 | 283.96 | 425.94 | W:9'' H:14 7/8'' E:10 7/8'' | 5.1 |  |  | 9 | 14.875 | Cap Nuts |  |  |  |  | 10.875 |  | No |  | No | [21 empty] | DP:3/4'' W:4 1/2'' H:6 1/2'' OB UP:5'' OB DOWN:10'' Rectangular |  |  |  | 6 | Black/White |  |  | Hardwired | 0 | 0 | 0 | 0 | 1 | 0 | 0 | 1 | 0 | 0 | 0 | 785652107979 | 18 | 12.5 | 11.5 | 6.8 | 1.497 | 175 | Yes | [9 empty] | cETL Wet | CROWELL 1L LANTERN-12 | Medium One Light Outdoor Wall Lantern |  | 8747901-12.jpg | 8747901.jpg
8747901-71 | Medium One Light Outdoor Wall Lantern | The transitional Crowell outdoor lighting collection by Sea Gull Lighting conveys Art Deco influences with its linear, vertical details and clean, overall design. Their large scale gives these light fixtures real presence without competing with the residential architecture they adorn. The lighting collection, offered in Antique Bronze finish with Crème Parchment glass or Black finish with Satin Etched glass, offers a one-light outdoor pendant, a two-light outdoor ceiling flush mount, a one-light outdoor post lantern, and small, medium and large one-light outdoor wall lanterns also available in Dark Sky versions. Incandescent, integrated LED and ENERGY STAR-qualified LED lamping are available. The advanced, integrated LED option has warm-on-dim technology that warms in color when dimmed, going from 2700K to 2200K and is California Title 24 compliant. | OUTDOOR | Crowell | Outdoor Lighting | Antique Bronze | 71 | Aluminum | Creme Parchment Glass | D:5.6875" H:10.5" |  |  | 1 Medium A19 100w |  | 1 | No | [14 empty] | 0 | [12 empty] | 141.98 | 283.96 | 425.94 | W:9'' H:14 7/8'' E:10 7/8'' | 5.1 |  |  | 9 | 14.875 | Cap Nuts |  |  |  |  | 10.875 |  | No |  | No | [21 empty] | DP:3/4'' W:4 1/2'' H:6 1/2'' OB UP:5'' OB DOWN:10'' Rectangular |  |  |  | 6 | Black/White |  |  | Hardwired | 0 | 0 | 0 | 0 | 1 | 0 | 0 | 1 | 0 | 0 | 0 | 785652107986 | 18 | 12.5 | 11.25 | 6.4 | 1.465 | 175 | Yes | [9 empty] | cETL Wet | CROWELL 1L LANTERN-71 | Medium One Light Outdoor Wall Lantern |  | 8747901-71.jpg | 8747901.jpg
8747901DEN3-12 | Medium One Light Outdoor Wall Lantern | The transitional Crowell outdoor lighting collection by Sea Gull Lighting conveys Art Deco influences with its linear, vertical details and clean, overall design. Their large scale gives these light fixtures real presence without competing with the residential architecture they adorn. The lighting collection, offered in Antique Bronze finish with Crème Parchment glass or Black finish with Satin Etched glass, offers a one-light outdoor pendant, a two-light outdoor ceiling flush mount, a one-light outdoor post lantern, and small, medium and large one-light outdoor wall lanterns also available in Dark Sky versions. Incandescent, integrated LED and ENERGY STAR-qualified LED lamping are available. The advanced, integrated LED option has warm-on-dim technology that warms in color when dimmed, going from 2700K to 2200K and is California Title 24 compliant. | OUTDOOR | Crowell | Outdoor Lighting | Black | 12 | Aluminum | Satin Etched Glass | D:5.6875" H:10.5" |  |  | 1 Medium A19 9.3w |  | 1 | Yes | [14 empty] | 0 | [12 empty] | 157.98 | 315.96 | 473.94 | W:9'' H:14 7/8'' E:10 7/8'' | 5.1 |  |  | 9 | 14.875 | Cap Nuts |  |  |  |  | 10.875 |  | No |  | No | [21 empty] | DP:3/4'' W:4 1/2'' H:6 1/2'' OB UP:5'' OB DOWN:10'' Rectangular |  |  |  | 6 | Black/White |  |  | Hardwired | 0 | 0 | 0 | 1 | 1 | 0 | 0 | 0 | 0 | 0 | 0 | 785652065675 | 18 | 12.5 | 11.5 | 6.8 | 1.497 | 175 | Yes | [9 empty] | cETL Wet | CROWELL 1L LANTERN-12 | Medium One Light Outdoor Wall Lantern |  | 8747901DEN3-12.jpg | 8747901DEN.jpg
8747901DEN3-71 | Medium One Light Outdoor Wall Lantern | The transitional Crowell outdoor lighting collection by Sea Gull Lighting conveys Art Deco influences with its linear, vertical details and clean, overall design. Their large scale gives these light fixtures real presence without competing with the residential architecture they adorn. The lighting collection, offered in Antique Bronze finish with Crème Parchment glass or Black finish with Satin Etched glass, offers a one-light outdoor pendant, a two-light outdoor ceiling flush mount, a one-light outdoor post lantern, and small, medium and large one-light outdoor wall lanterns also available in Dark Sky versions. Incandescent, integrated LED and ENERGY STAR-qualified LED lamping are available. The advanced, integrated LED option has warm-on-dim technology that warms in color when dimmed, going from 2700K to 2200K and is California Title 24 compliant. | OUTDOOR | Crowell | Outdoor Lighting | Antique Bronze | 71 | Aluminum | White Aluminum | D:5.5" H:10.5" |  |  | 1 Medium A19 9.3w |  | 1 | Yes | [14 empty] | 0 | [12 empty] | 157.98 | 315.96 | 473.94 | W:9'' H:14 7/8'' E:10 7/8'' | 5.1 |  |  | 9 | 14.875 | Cap Nuts |  |  |  |  | 10.875 |  | No |  | No | [21 empty] | DP:3/4'' W:4 1/2'' H:6 1/2'' OB UP:5'' OB DOWN:10'' Rectangular |  |  |  | 6 | Black/White |  |  | Hardwired | 0 | 0 | 0 | 1 | 1 | 0 | 0 | 0 | 0 | 0 | 0 | 785652065682 | 18 | 12.5 | 11.25 | 6.4 | 1.465 | 175 | Yes | [9 empty] | cETL Wet | CROWELL 1L LANTERN-71 | Medium One Light Outdoor Wall Lantern |  | 8747901DEN3-71.jpg | 8747901DEN.jpg
8747901EN3-12 | Medium One Light Outdoor Wall Lantern | The transitional Crowell outdoor lighting collection by Sea Gull Lighting conveys Art Deco influences with its linear, vertical details and clean, overall design. Their large scale gives these light fixtures real presence without competing with the residential architecture they adorn. The lighting collection, offered in Antique Bronze finish with Crème Parchment glass or Black finish with Satin Etched glass, offers a one-light outdoor pendant, a two-light outdoor ceiling flush mount, a one-light outdoor post lantern, and small, medium and large one-light outdoor wall lanterns also available in Dark Sky versions. Incandescent, integrated LED and ENERGY STAR-qualified LED lamping are available. The advanced, integrated LED option has warm-on-dim technology that warms in color when dimmed, going from 2700K to 2200K and is California Title 24 compliant. | OUTDOOR | Crowell | Outdoor Lighting | Black | 12 | Aluminum | Satin Etched Glass | D:5.6875" H:10.5" |  |  | 1 Medium A19 9.3w |  | 1 | Yes | [14 empty] | 0 | [12 empty] | 144.98 | 289.96 | 434.94 | W:9'' H:14 7/8'' E:10 7/8'' | 5.1 |  |  | 9 | 14.875 | Cap Nuts |  |  |  |  | 10.875 |  | No |  | No | [21 empty] | DP:3/4'' W:4 1/2'' H:6 1/2'' OB UP:5'' OB DOWN:10'' Rectangular |  |  |  | 6 | Black/White |  |  | Hardwired | 0 | 0 | 0 | 1 | 1 | 0 | 0 | 0 | 0 | 0 | 0 | 785652045035 | 18 | 12.5 | 11.5 | 6.8 | 1.497 | 175 | Yes | [9 empty] | cETL Wet | CROWELL 1L LANTERN-12 | Medium One Light Outdoor Wall Lantern |  | 8747901EN3-12.jpg | 8747901.jpg
8747901EN3-71 | Medium One Light Outdoor Wall Lantern | The transitional Crowell outdoor lighting collection by Sea Gull Lighting conveys Art Deco influences with its linear, vertical details and clean, overall design. Their large scale gives these light fixtures real presence without competing with the residential architecture they adorn. The lighting collection, offered in Antique Bronze finish with Crème Parchment glass or Black finish with Satin Etched glass, offers a one-light outdoor pendant, a two-light outdoor ceiling flush mount, a one-light outdoor post lantern, and small, medium and large one-light outdoor wall lanterns also available in Dark Sky versions. Incandescent, integrated LED and ENERGY STAR-qualified LED lamping are available. The advanced, integrated LED option has warm-on-dim technology that warms in color when dimmed, going from 2700K to 2200K and is California Title 24 compliant. | OUTDOOR | Crowell | Outdoor Lighting | Antique Bronze | 71 | Aluminum | Creme Parchment Glass | D:5.6875" H:10.5" |  |  | 1 Medium A19 9.3w |  | 1 | Yes | [14 empty] | 0 | [12 empty] | 144.98 | 289.96 | 434.94 | W:9'' H:14 7/8'' E:10 7/8'' | 5.1 |  |  | 9 | 14.875 | Cap Nuts |  |  |  |  | 10.875 |  | No |  | No | [21 empty] | DP:3/4'' W:4 1/2'' H:6 1/2'' OB UP:5'' OB DOWN:10'' Rectangular |  |  |  | 6 | Black/White |  |  | Hardwired | 0 | 0 | 0 | 1 | 1 | 0 | 0 | 0 | 0 | 0 | 0 | 785652045066 | 18 | 12.5 | 11.25 | 6.4 | 1.465 | 175 | Yes | [9 empty] | cETL Wet | CROWELL 1L LANTERN-71 | Medium One Light Outdoor Wall Lantern |  | 8747901EN3-71.jpg | 8747901.jpg
8750-12 | One Light Outdoor Wall Lantern | Perfect for architectural enhancement and applications where less light is needed. Sea Gull Lighting outdoor wall fixtures are made to complement a wide range of architectural styles and crafted from high quality, durable materials to provide you sensible style that lasts. | OUTDOOR | Outdoor Wall | Outdoor Lighting | Black | 12 | Polycarbonate |  |  |  | Clear Glass | 1 Medium A19 60w |  | 1 | No | [14 empty] | 0 | [12 empty] | 12.48 | 24.96 | 37.44 | W:4 1/2'' H:6'' E:5 1/2'' | 1 |  |  | 4.5 | 6 | Center Lock-Up |  |  |  |  | 5.5 |  | No |  | No | [21 empty] | DP:5 1/2'' W:4 1/2'' H:4 3/4'' OB UP:2 1/4'' OB DOWN:3 3/4'' |  |  |  | 6.5 |  |  | N/A | Hardwired | 0 | 0 | 0 | 0 | 1 | 0 | 0 | 1 | 0 | 0 | 0 | 785652875021 | 8 | 5.75 | 5.25 | 1.58 | 0.14 | 93 | Yes | 12 | 10785652875028 | 23 | 9.75 | 17 | 19 | 2.206 | Yes |  | cETL Wet | 1L WALL LANTERN-12 | One Light Outdoor Wall Lantern |  | 8750-12.jpg | 8750.jpg
8750-15 | One Light Outdoor Wall Lantern | Perfect for architectural enhancement and applications where less light is needed. Sea Gull Lighting outdoor wall fixtures are made to complement a wide range of architectural styles and crafted from high quality, durable materials to provide you sensible style that lasts. | OUTDOOR | Outdoor Wall | Outdoor Lighting | White | 15 | Polycarbonate |  |  |  | Clear Glass | 1 Medium A19 60w |  | 1 | No | [14 empty] | 0 | [12 empty] | 12.48 | 24.96 | 37.44 | W:4 1/2'' H:6'' E:5 1/2'' |  |  |  | 4.5 | 6 | Center Lock-Up |  |  |  |  | 5.5 |  | No |  | No | [21 empty] | DP:5 1/2'' W:4 1/2'' H:4 3/4'' OB UP:2 1/4'' OB DOWN:3 3/4'' |  |  |  | 6.5 |  |  | N/A | Hardwired | 0 | 0 | 0 | 0 | 1 | 0 | 0 | 1 | 0 | 0 | 0 | 785652875052 | 9 | 5.75 | 5.25 | 1.56 | 0.157 | 100 | Yes | 12 | 10785652875059 | 23 | 9.75 | 17 | 18.8 | 2.206 | Yes |  | cETL Wet | 1L WALL LANTERN-15 | One Light Outdoor Wall Lantern |  | 8750-15.jpg | 8750.jpg
8750701-12 | Large One Light Outdoor Wall Lantern | Timeless neo-classical style meets high-tech performance in the Calder Collection. Using an ornate style that echoes colonial lanterns but constructed in proprietary StoneStrong exterior, Calder will withstand harsh outdoor conditions for years to come. StoneStrong material is rust-proof and built to last in any outside environment, including coastal, dry, and harsh winter climates. StoneStrong is also backed by a robust warranty. Add a vintage classical look with the advantages of modern technology as an attractive and practical addition to any exterior. Available in Black and Antique Bronze finishes. All fixtures are available as ENERGY STAR®-qualified and California Title 24 compliant. | OUTDOOR | Calder | Outdoor Lighting | Black | 12 | StoneStrong | Satin Etched Glass | D:7.5" H:8.625" |  |  | 1 Medium A19 75w |  | 1 | No | [14 empty] | 0 | [12 empty] | 114.98 | 229.96 | 344.94 | W:10'' H:16 1/2'' E:11 3/8'' | 5.1 |  |  | 10 | 16.5 | Cap Nuts |  |  |  |  | 11.375 |  | No |  | No | [21 empty] | DP:1'' W:5 7/8'' H:8 7/8'' OB UP:5 3/8'' Octagonal |  |  |  | 6 | Black/White |  |  | Hardwired | 0 | 0 | 0 | 0 | 1 | 0 | 0 | 1 | 0 | 0 | 0 | 785652056475 | 22 | 13 | 14.25 | 7.6 | 2.359 | 250 | Yes | [9 empty] | cETL Wet | CALDER 1L WALL LANTERN-12 | Large One Light Outdoor Wall Lantern |  | 8750701-12.png | 8750701.jpg
8750701-71 | Large One Light Outdoor Wall Lantern | Timeless neo-classical style meets high-tech performance in the Calder Collection. Using an ornate style that echoes colonial lanterns but constructed in proprietary StoneStrong exterior, Calder will withstand harsh outdoor conditions for years to come. StoneStrong material is rust-proof and built to last in any outside environment, including coastal, dry, and harsh winter climates. StoneStrong is also backed by a robust warranty. Add a vintage classical look with the advantages of modern technology as an attractive and practical addition to any exterior. Available in Black and Antique Bronze finishes. All fixtures are available as ENERGY STAR®-qualified and California Title 24 compliant. | OUTDOOR | Calder | Outdoor Lighting | Antique Bronze | 71 | StoneStrong | Satin Etched Glass | D:7.5" H:8.625" |  |  | 1 Medium A19 75w |  | 1 | No | [14 empty] | 0 | [12 empty] | 114.98 | 229.96 | 344.94 | W:10'' H:16 1/2'' E:11 3/8'' | 5.1 |  |  | 10 | 16.5 | Cap Nuts |  |  |  |  | 11.375 |  | No |  | No | [21 empty] | DP:1'' W:5 7/8'' H:8 7/8'' OB UP:5 3/8'' Octagonal |  |  |  | 6 | Black/White |  |  | Hardwired | 0 | 0 | 0 | 0 | 1 | 0 | 0 | 1 | 0 | 0 | 0 | 785652056482 | 22 | 13 | 14.25 | 7.6 | 2.359 | 250 | Yes | [9 empty] | cETL Wet | CALDER 1L WALL LANTERN-71 | Large One Light Outdoor Wall Lantern |  | 8750701-71.png | 8750701.jpg
8750701EN3-12 | Large One Light Outdoor Wall Lantern | Timeless neo-classical style meets high-tech performance in the Calder Collection. Using an ornate style that echoes colonial lanterns but constructed in proprietary StoneStrong exterior, Calder will withstand harsh outdoor conditions for years to come. StoneStrong material is rust-proof and built to last in any outside environment, including coastal, dry, and harsh winter climates. StoneStrong is also backed by a robust warranty. Add a vintage classical look with the advantages of modern technology as an attractive and practical addition to any exterior. Available in Black and Antique Bronze finishes. All fixtures are available as ENERGY STAR®-qualified and California Title 24 compliant. | OUTDOOR | Calder | Outdoor Lighting | Black | 12 | StoneStrong | Satin Etched Glass | D:7.5" H:8.625" |  |  | 1 Medium A19 9.3w |  | 1 | Yes | [14 empty] | 0 | [12 empty] | 119.98 | 239.96 | 359.94 | W:10'' H:16 1/2'' E:11 3/8'' | 5.1 |  |  | 10 | 16.5 | Cap Nuts |  |  |  |  | 11.375 |  | No |  | No | [21 empty] | DP:1'' W:5 7/8'' H:8 7/8'' OB UP:5 3/8'' Octagonal |  |  |  | 6 | Black/White |  |  | Hardwired | 0 | 0 | 0 | 1 | 1 | 0 | 0 | 0 | 0 | 0 | 0 | 785652056864 | 22 | 13 | 14.25 | 7.6 | 2.359 | 250 | Yes | [9 empty] | cETL Wet | CALDER 1L WALL LANTERN-12 | Large One Light Outdoor Wall Lantern |  | 8750701EN3-12.png | 8750701EN3.jpg
8750701EN3-71 | Large One Light Outdoor Wall Lantern | Timeless neo-classical style meets high-tech performance in the Calder Collection. Using an ornate style that echoes colonial lanterns but constructed in proprietary StoneStrong exterior, Calder will withstand harsh outdoor conditions for years to come. StoneStrong material is rust-proof and built to last in any outside environment, including coastal, dry, and harsh winter climates. StoneStrong is also backed by a robust warranty. Add a vintage classical look with the advantages of modern technology as an attractive and practical addition to any exterior. Available in Black and Antique Bronze finishes. All fixtures are available as ENERGY STAR®-qualified and California Title 24 compliant. | OUTDOOR | Calder | Outdoor Lighting | Antique Bronze | 71 | StoneStrong | Satin Etched Glass | D:7.5" H:8.625" |  |  | 1 Medium A19 9.3w |  | 1 | Yes | [14 empty] | 0 | [12 empty] | 119.98 | 239.96 | 359.94 | W:10'' H:16 1/2'' E:11 3/8'' | 5.1 |  |  | 10 | 16.5 | Cap Nuts |  |  |  |  | 11.375 |  | No |  | No | [21 empty] | DP:1'' W:5 7/8'' H:8 7/8'' OB UP:5 3/8'' Octagonal |  |  |  | 6 | Black/White |  |  | Hardwired | 0 | 0 | 0 | 1 | 1 | 0 | 0 | 0 | 0 | 0 | 0 | 785652056871 | 22 | 13 | 14.25 | 7.6 | 2.359 | 250 | Yes | [9 empty] | cETL Wet | CALDER 1L WALL LANTERN-71 | Large One Light Outdoor Wall Lantern |  | 8750701EN3-71.png | 8750701EN3.jpg
8752701-12 | Large One Light Outdoor Wall Lantern |  | OUTDOOR | Tomek | Outdoor Lighting | Black | 12 | Aluminum | Etched / White Inside Glass | L:7.375" W:0.125" H:12.4375" |  |  | 1 Medium A19 75w |  | 1 | No | [14 empty] | 0 | [12 empty] | 109.5 | 219 | 328.5 | W:10 1/2'' H:18'' E:12 3/8'' |  |  |  | 10.5 | 18 | Cap Nuts |  |  |  |  | 12.375 |  | No |  | No | [21 empty] | DP:1'' W:6'' H:10'' OB UP:3'' Rectangular |  |  |  | 6.5 | Black/White |  |  | Hardwired | 0 | 0 | 0 | 0 | 1 | 0 | 0 | 1 | 0 | 0 | 0 | 785652077081 | [16 empty] | cETL Wet | TOMEK 1L LG WALL-12 | Large One Light Outdoor Wall Lantern |  | 8752701-12.jpg | 8752701.jpg
8752701-71 | Large One Light Outdoor Wall Lantern |  | OUTDOOR | Tomek | Outdoor Lighting | Antique Bronze | 71 | Aluminum | Etched / White Inside Glass | L:7.375" W:0.125" H:12.4375" |  |  | 1 Medium A19 75w |  | 1 | No | [14 empty] | 0 | [12 empty] | 109.5 | 219 | 328.5 | W:10 1/2'' H:18'' E:12 3/8'' |  |  |  | 10.5 | 18 | Cap Nuts |  |  |  |  | 12.375 |  | No |  | No | [21 empty] | DP:1'' W:6'' H:10'' OB UP:3'' Rectangular |  |  |  | 6.5 | Black/White |  |  | Hardwired | 0 | 0 | 0 | 0 | 1 | 0 | 0 | 1 | 0 | 0 | 0 | 785652077098 | 21 | 14.5 | 13.25 | 10.1 | 2.335 | 175 | Yes | [9 empty] | cETL Wet | TOMEK 1L LG WALL-71 | Large One Light Outdoor Wall Lantern |  | 8752701-71.jpg | 8752701.jpg
8752701EN3-12 | Large One Light Outdoor Wall Lantern |  | OUTDOOR | Tomek | Outdoor Lighting | Black | 12 | Aluminum | Etched / White Inside Glass | L:7.375" W:0.125" H:12.4375" |  |  | 1 Medium A19 9.3w |  | 1 | Yes | [14 empty] | 0 | [12 empty] | 114.5 | 229 | 343.5 | W:10 1/2'' H:18'' E:12 3/8'' |  |  |  | 10.5 | 18 | Cap Nuts |  |  |  |  | 12.375 |  | No |  | No | [21 empty] | DP:1'' W:6'' H:10'' OB UP:3'' Rectangular |  |  |  | 6.5 | Black/White |  |  | Hardwired | 0 | 0 | 0 | 1 | 1 | 0 | 0 | 0 | 0 | 0 | 0 | 785652080661 | [16 empty] | cETL Wet | TOMEK 1L LG WALL-12 | Large One Light Outdoor Wall Lantern |  | 8752701EN3-12.jpg | 8752701EN3.jpg
8752701EN3-71 | Large One Light Outdoor Wall Lantern |  | OUTDOOR | Tomek | Outdoor Lighting | Antique Bronze | 71 | Aluminum | Etched / White Inside Glass | L:7.375" W:0.125" H:12.4375" |  |  | 1 Medium A19 9.3w |  | 1 | Yes | [14 empty] | 0 | [12 empty] | 114.5 | 229 | 343.5 | W:10 1/2'' H:18'' E:12 3/8'' |  |  |  | 10.5 | 18 | Cap Nuts |  |  |  |  | 12.375 |  | No |  | No | [21 empty] | DP:1'' W:6'' H:10'' OB UP:3'' Rectangular |  |  |  | 6.5 | Black/White |  |  | Hardwired | 0 | 0 | 0 | 1 | 1 | 0 | 0 | 0 | 0 | 0 | 0 | 785652080685 | [16 empty] | cETL Wet | TOMEK 1L LG WALL-71 | Large One Light Outdoor Wall Lantern |  | 8752701EN3-71.jpg | 8752701EN3.jpg
8753-15 | One Light Outdoor Wall Lantern | Perfect for architectural enhancement and applications where less light is needed. Sea Gull Lighting outdoor wall fixtures are made to complement a wide range of architectural styles and crafted from high quality, durable materials to provide you sensible style that lasts. | OUTDOOR | Outdoor Wall | Outdoor Lighting | White | 15 | Polycarbonate |  |  |  | White Glass | 1 Medium A19 60w |  | 1 | No | [14 empty] | 0 | [12 empty] | 12.48 | 24.96 | 37.44 | W:6'' H:7 1/4'' E:7'' | 1.1 |  |  | 6 | 7.25 | Center Lock-Up |  |  |  |  | 7 |  | No |  | No | [21 empty] | DP:5 1/2'' W:4 1/2'' H:4 3/4'' OB UP:2 1/4'' OB DOWN:5'' |  |  |  | 6.5 |  |  | N/A | Hardwired | 0 | 0 | 0 | 0 | 1 | 0 | 0 | 1 | 0 | 0 | 0 | 785652875359 | 9.5 | 7.75 | 6.75 | 1.4 | 0.288 | 175 | Yes | 12 | 10785652875356 | 19.5 | 21 | 13.25 | 18.4 | 3.14 | Yes |  | cETL Wet | 1L WALL LANTERN-15 | One Light Outdoor Wall Lantern |  | 8753-15.jpg | 8753.jpg
8753-34 | One Light Outdoor Wall Lantern | Perfect for architectural enhancement and applications where less light is needed. Sea Gull Lighting outdoor wall fixtures are made to complement a wide range of architectural styles and crafted from high quality, durable materials to provide you sensible style that lasts. | OUTDOOR | Outdoor Wall | Outdoor Lighting | Black / Smooth White | 1934-12-01 | Polycarbonate |  |  |  | White Glass | 1 Medium A19 60w |  | 1 | No | [14 empty] | 0 | [12 empty] | 12.48 | 24.96 | 37.44 | W:6'' H:7 1/4'' E:7'' | 1.1 |  |  | 6 | 7.25 | Center Lock-Up |  |  |  |  | 7 |  | No |  | No | [21 empty] | DP:5 1/2'' W:4 1/2'' H:4 3/4'' OB UP:2 1/4'' OB DOWN:5'' |  |  |  | 6.5 |  |  | N/A | Hardwired | 0 | 0 | 0 | 0 | 1 | 0 | 0 | 1 | 0 | 0 | 0 | 785652875335 | 10.25 | 7.25 | 7.25 | 1.5 | 0.312 | 60 | Yes | 12 | 10785652875332 | 24.25 | 15.5 | 21.25 | 204 | 4.622 | Yes |  | cETL Wet | 1L WALL LANTERN-34 | One Light Outdoor Wall Lantern |  | 8753-34 | 8753.jpg
8753EN3-15 | One Light Outdoor Wall Lantern | Perfect for architectural enhancement and applications where less light is needed. Sea Gull Lighting outdoor wall fixtures are made to complement a wide range of architectural styles and crafted from high quality, durable materials to provide you sensible style that lasts. | OUTDOOR | Outdoor Wall | Outdoor Lighting | White | 15 | Polycarbonate |  |  |  | Smooth White Glass | 1 Medium A19 9.3w |  | 1 | Yes | [14 empty] | 0 | [12 empty] | 17.48 | 34.96 | 52.44 | W:6'' H:7 1/4'' E:7'' | 1.1 |  |  | 6 | 7.25 | Center Lock-Up |  |  |  |  | 7 |  | No |  | No | [21 empty] | DP:5 1/2'' W:4 1/2'' H:4 3/4'' OB UP:2 1/4'' OB DOWN:5'' |  |  |  | 6.5 | Black/White |  | N/A | Hardwired | 0 | 0 | 0 | 1 | 1 | 0 | 0 | 0 | 0 | 0 | 0 | 785652044144 | 9.5 | 7.75 | 6.75 | 1.4 | 0.288 | 175 | Yes | 12 | 10785652044141 | 19.5 | 21 | 13.25 | 18.4 | 3.14 | Yes |  | cETL Wet | 1L WALL LANTERN-15 | One Light Outdoor Wall Lantern |  | 8753EN3-15.jpg | 8753.jpg
8753EN3-34 | One Light Outdoor Wall Lantern | Perfect for architectural enhancement and applications where less light is needed. Sea Gull Lighting outdoor wall fixtures are made to complement a wide range of architectural styles and crafted from high quality, durable materials to provide you sensible style that lasts. | OUTDOOR | Outdoor Wall | Outdoor Lighting | Black / Smooth White | 1934-12-01 | Polycarbonate |  |  |  | Smooth White Glass | 1 Medium A19 9.3w |  | 1 | Yes | [14 empty] | 0 | [12 empty] | 17.48 | 34.96 | 52.44 | W:6'' H:7 1/4'' E:7'' | 1.1 |  |  | 6 | 7.25 | Center Lock-Up |  |  |  |  | 7 |  | No |  | No | [21 empty] | DP:5 1/2'' W:4 1/2'' H:4 3/4'' OB UP:2 1/4'' OB DOWN:5'' |  |  |  | 6.5 | Black/White |  | N/A | Hardwired | 0 | 0 | 0 | 1 | 1 | 0 | 0 | 0 | 0 | 0 | 0 | 785652044151 | 9.5 | 6.75 | 6.75 | 1.5 | 0.25 | 125 | Yes | 12 | 10785652044158 | 20.75 | 14 | 20 | 19.2 | 3.362 | Yes |  | cETL Wet | 1L WALL LANTERN-34 | One Light Outdoor Wall Lantern |  | 8753EN3-34 | 8753.jpg
8765-12 | One Light Outdoor Wall Lantern | These outdoor lighting fixtures by Sea Gull Lighting are crafted from durable polycarbonate for enhanced weather resistance. Their clear beveled acrylic diffusers provide generous illumination that allows the incandescent light source to shine without diffusion. | OUTDOOR | Polycarbonate Outdoor | Outdoor Lighting | Black | 12 | Polycarbonate | Clear Beveled Acrylic |  |  |  | 1 Medium A19 100w |  | 1 | No | [14 empty] | 0 | [12 empty] | 45.98 | 91.96 | 137.94 | W:8'' H:25'' E:9'' | 1.7 |  |  | 8 | 25 | Cap Nuts |  |  |  |  | 9 |  | No |  | No | [21 empty] | W:4 1/4'' H:7 1/4'' OB UP:15 1/4'' |  |  |  | 6.5 |  |  | N/A | Hardwired | 0 | 0 | 0 | 0 | 1 | 0 | 0 | 1 | 0 | 0 | 0 | 785652876523 | 8.58 | 8.5 | 16.5 | 2.1 | 0.696 | 250 | Yes | [9 empty] | cETL Wet | POLYCARBONATE 1L LANTERN-12 | One Light Outdoor Wall Lantern |  | 8765-12.jpg | 8765.jpg
8765-15 | One Light Outdoor Wall Lantern | These outdoor lighting fixtures by Sea Gull Lighting are crafted from durable polycarbonate for enhanced weather resistance. Their clear beveled acrylic diffusers provide generous illumination that allows the incandescent light source to shine without diffusion. | OUTDOOR | Polycarbonate Outdoor | Outdoor Lighting | White | 15 | Polycarbonate | Clear Beveled Acrylic |  |  |  | 1 Medium A19 100w |  | 1 | No | [14 empty] | 0 | [12 empty] | 46.48 | 92.96 | 139.44 | W:8'' H:25'' E:9'' |  |  |  | 8 | 25 | Cap Nuts |  |  |  |  | 9 |  | No |  | No | [21 empty] | W:4 1/4'' H:7 1/4'' OB UP:15 1/4'' |  |  |  | 6.5 |  |  | N/A | Hardwired | 0 | 0 | 0 | 0 | 1 | 0 | 0 | 1 | 0 | 0 | 0 | 785652876554 | 8.78 | 8.18 | 16.38 | 2.9 | 0.681 | 175 | Yes | [9 empty] | cETL Wet | POLYCARBONATE 1L LANTERN-15 | One Light Outdoor Wall Lantern |  | 8765-15.jpg | 8765.jpg
8788-10 | One Light Outdoor Wall Lantern | With no pretentious airs about it, the Mulberry Hill outdoor lighting collection by Sea Gull Lighting is a series of simple and petite one-light outdoor wall lanterns offered in a range of finishes to complement any exterior, including White, Black, Pewter and Bronze. Both incandescent lamping and ENERGY STAR-qualified LED lamping are available. Several of these fixtures easily convert to LED by purchasing LED replacement lamps sold separately. | OUTDOOR | Mullberry Hill | Outdoor Lighting | Bronze | 10 | Die Cast Aluminum | Smooth White Glass | W:3" H:5" |  |  | 1 Medium A19 100w |  | 1 | No | [14 empty] | 0 | [12 empty] | 19.48 | 38.96 | 58.44 | W:5 3/4'' H:8 3/4'' E:4 1/2'' | 1.6 |  |  | 5.75 | 8.75 | Cap Nuts |  |  |  |  | 4.5 |  | No |  | No | [21 empty] | W:5 3/4'' H:8 3/4'' OB UP:5'' OB DOWN:3 3/4'' |  |  |  | 6.5 |  |  | N/A | Hardwired | 0 | 0 | 0 | 0 | 1 | 0 | 0 | 1 | 0 | 0 | 0 | 785652040184 | 11 | 6.75 | 5.5 | 1.8 | 0.236 | 125 | Yes | 6 | 10785652040181 | 18 | 13.75 | 11.75 | 12.1 | 1.683 | Yes | UL Wet | cUL Wet | MULBERRY HILL 1L LANTERN-10 | One Light Outdoor Wall Lantern |  | 8988BLE-10.jpg | 8988BLE.jpg
8788-12 | One Light Outdoor Wall Lantern | With no pretentious airs about it, the Mulberry Hill outdoor lighting collection by Sea Gull Lighting is a series of simple and petite one-light outdoor wall lanterns offered in a range of finishes to complement any exterior, including White, Black, Pewter and Bronze. Both incandescent lamping and ENERGY STAR-qualified LED lamping are available. Several of these fixtures easily convert to LED by purchasing LED replacement lamps sold separately. | OUTDOOR | Mullberry Hill | Outdoor Lighting | Black | 12 | Die Cast Aluminum | Smooth White Glass | W:3" H:5" |  |  | 1 Medium A19 100w |  | 1 | No | [14 empty] | 0 | [12 empty] | 19.48 | 38.96 | 58.44 | W:5 3/4'' H:8 3/4'' E:4 1/2'' | 1.6 |  |  | 5.75 | 8.75 | Cap Nuts |  |  |  |  | 4.5 |  | No |  | No | [21 empty] | W:5 3/4'' H:8 3/4'' OB UP:5'' OB DOWN:3 3/4'' |  |  |  | 6.5 |  |  | N/A | Hardwired | 0 | 0 | 0 | 0 | 1 | 0 | 0 | 1 | 0 | 0 | 0 | 785652040245 | 11 | 6.75 | 5.5 | 1.8 | 0.236 | 125 | Yes | 6 | 10785652040242 | 18 | 13.75 | 11.75 | 12.1 | 1.683 | Yes | UL Wet | cUL Wet | MULBERRY HILL 1L LANTERN-12 | One Light Outdoor Wall Lantern |  | 8988BLE-12.jpg | 8988BLE.jpg
8788-15 | One Light Outdoor Wall Lantern | With no pretentious airs about it, the Mulberry Hill outdoor lighting collection by Sea Gull Lighting is a series of simple and petite one-light outdoor wall lanterns offered in a range of finishes to complement any exterior, including White, Black, Pewter and Bronze. Both incandescent lamping and ENERGY STAR-qualified LED lamping are available. Several of these fixtures easily convert to LED by purchasing LED replacement lamps sold separately. | OUTDOOR | Mullberry Hill | Outdoor Lighting | White | 15 | Die Cast Aluminum | Smooth White Glass | W:3" H:5" |  |  | 1 Medium A19 100w |  | 1 | No | [14 empty] | 0 | [12 empty] | 19.48 | 38.96 | 58.44 | W:5 3/4'' H:8 3/4'' E:4 1/2'' | 1.6 |  |  | 5.75 | 8.75 | Cap Nuts |  |  |  |  | 4.5 |  | No |  | No | [21 empty] | W:5 3/4'' H:8 3/4'' OB UP:5'' OB DOWN:3 3/4'' |  |  |  | 6.5 |  |  | N/A | Hardwired | 0 | 0 | 0 | 0 | 1 | 0 | 0 | 1 | 0 | 0 | 0 | 785652040252 | 11 | 6.75 | 5.5 | 1.8 | 0.236 | 125 | Yes | 6 | 10785652040259 | 18 | 13.75 | 11.75 | 12.1 | 1.683 | Yes | UL Wet | cUL Wet | MULBERRY HILL 1L LANTERN-15 | One Light Outdoor Wall Lantern |  | 8988BLE-15.jpg | 8988BLE.jpg
8788-155 | One Light Outdoor Wall Lantern | With no pretentious airs about it, the Mulberry Hill outdoor lighting collection by Sea Gull Lighting is a series of simple and petite one-light outdoor wall lanterns offered in a range of finishes to complement any exterior, including White, Black, Pewter and Bronze. Both incandescent lamping and ENERGY STAR-qualified LED lamping are available. Several of these fixtures easily convert to LED by purchasing LED replacement lamps sold separately. | OUTDOOR | Mullberry Hill | Outdoor Lighting | Pewter | 155 | Die Cast Aluminum | Smooth White Glass | W:3" H:5" |  |  | 1 Medium A19 100w |  | 1 | No | [14 empty] | 0 | [12 empty] | 19.48 | 38.96 | 58.44 | W:5 3/4'' H:8 3/4'' E:4 1/2'' | 1.6 |  |  | 5.75 | 8.75 | Cap Nuts |  |  |  |  | 4.5 |  | No |  | No | [21 empty] | W:5 3/4'' H:8 3/4'' OB UP:5'' OB DOWN:3 3/4'' |  |  |  | 6.5 |  |  | N/A | Hardwired | 0 | 0 | 0 | 0 | 1 | 0 | 0 | 1 | 0 | 0 | 0 | 785652040269 | 11 | 6.75 | 5.5 | 1.8 | 0.236 | 125 | Yes | 6 | 10785652040266 | 18 | 13.75 | 11.75 | 12.1 | 1.683 | Yes | UL Wet | cUL Wet | MULBERRY HILL 1L LANTERN-155 | One Light Outdoor Wall Lantern |  | 8988BLE-155.jpg | 8988BLE.jpg
8790901-12 | Large One Light Outdoor Wall Lantern |  | OUTDOOR | Wilburn | Outdoor Lighting | Black | 12 | Aluminum |  |  |  | Satin Etched Glass | 1 Medium A19 75w |  | 1 | No | [14 empty] | 0 | [12 empty] | 79.5 | 159 | 238.5 | W:10'' H:20'' E:11 1/2'' |  |  |  | 10 | 20 | Cap Nuts |  |  |  |  | 11.5 |  | No |  | No | [21 empty] | DP:1'' W:6'' H:8'' OB UP:2 7/8'' Rectangular |  |  |  | 6.5 | Black/White |  |  | Hardwired | 0 | 0 | 0 | 0 | 1 | 0 | 0 | 1 | 0 | 0 | 0 | 785652076824 | [16 empty] | cETL Wet | WILBURN 1L LG WALL-12 | Large One Light Outdoor Wall Lantern |  | 8790901-12.jpg | 8790901.jpg
8790901-71 | Large One Light Outdoor Wall Lantern |  | OUTDOOR | Wilburn | Outdoor Lighting | Antique Bronze | 71 | Aluminum |  |  |  | Satin Etched Glass | 1 Medium A19 75w |  | 1 | No | [14 empty] | 0 | [12 empty] | 79.5 | 159 | 238.5 | W:10'' H:20'' E:11 1/2'' |  |  |  | 10 | 20 | Cap Nuts |  |  |  |  | 11.5 |  | No |  | No | [21 empty] | DP:1'' W:6'' H:8'' OB UP:2 7/8'' Rectangular |  |  |  | 6.5 | Black/White |  |  | Hardwired | 0 | 0 | 0 | 0 | 1 | 0 | 0 | 1 | 0 | 0 | 0 | 785652076831 | [16 empty] | cETL Wet | WILBURN 1L LG WALL-71 | Large One Light Outdoor Wall Lantern |  | 8790901-71.jpg | 8790901.jpg
8790901D-12 | Large One Light Outdoor Wall Lantern |  | OUTDOOR | Wilburn | Outdoor Lighting | Black | 12 | Aluminum | White Aluminum | D:7.625" H:16.125" |  | Satin Etched Glass | 1 Medium A19 75w |  | 1 | No | [14 empty] | 0 | [12 empty] | 114.5 | 229 | 343.5 | W:10'' H:20'' E:11 1/2'' |  |  |  | 10 | 20 | Cap Nuts |  |  |  |  | 11.5 |  | No |  | No | [21 empty] | DP:1'' W:6'' H:8'' OB UP:2 7/8'' Rectangular |  |  |  | 6.5 | Black/White |  |  | Hardwired | 0 | 0 | 0 | 0 | 1 | 0 | 0 | 1 | 0 | 0 | 0 | 785652085161 | [16 empty] | cETL Wet | WILBURN 1L LG WALL-12 | Large One Light Outdoor Wall Lantern |  | 8790901D-12.jpg | 8790901D.jpg
8790901D-71 | Large One Light Outdoor Wall Lantern |  | OUTDOOR | Wilburn | Outdoor Lighting | Antique Bronze | 71 | Aluminum | White Aluminum | D:7.625" H:16.125" |  | Satin Etched Glass | 1 Medium A19 75w |  | 1 | No | [14 empty] | 0 | [12 empty] | 114.5 | 229 | 343.5 | W:10'' H:20'' E:11 1/2'' |  |  |  | 10 | 20 | Cap Nuts |  |  |  |  | 11.5 |  | No |  | No | [21 empty] | DP:1'' W:6'' H:8'' OB UP:2 7/8'' Rectangular |  |  |  | 6.5 | Black/White |  |  | Hardwired | 0 | 0 | 0 | 0 | 1 | 0 | 0 | 1 | 0 | 0 | 0 | 785652085178 | [16 empty] | cETL Wet | WILBURN 1L LG WALL-71 | Large One Light Outdoor Wall Lantern |  | 8790901D-71.jpg | 8790901D.jpg
8790901DEN3-12 | Large One Light Outdoor Wall Lantern |  | OUTDOOR | Wilburn | Outdoor Lighting | Black | 12 | Aluminum | White Aluminum | D:7.625" H:16.125" |  | Satin Etched Glass | 1 Medium A19 9.3w |  | 1 | Yes | [14 empty] | 0 | [12 empty] | 119.5 | 239 | 358.5 | W:10'' H:20'' E:11 1/2'' |  |  |  | 10 | 20 | Cap Nuts |  |  |  |  | 11.5 |  | No |  | No | [21 empty] | DP:1'' W:6'' H:8'' OB UP:2 7/8'' Rectangular |  |  |  | 6.5 | Black/White |  |  | Hardwired | 0 | 0 | 0 | 1 | 1 | 0 | 0 | 0 | 0 | 0 | 0 | 785652085185 | [16 empty] | cETL Wet | WILBURN 1L LG WALL-12 | Large One Light Outdoor Wall Lantern |  | 8790901DEN3-12.jpg | 8790901DEN.jpg
8790901DEN3-71 | Large One Light Outdoor Wall Lantern |  | OUTDOOR | Wilburn | Outdoor Lighting | Antique Bronze | 71 | Aluminum | Satin Etched Aluminum | D:7.625" H:16.125" |  | Satin Etched Glass | 1 Medium A19 9.3w |  | 1 | Yes | [14 empty] | 0 | [12 empty] | 119.5 | 239 | 358.5 | W:10'' H:20'' E:11 1/2'' |  |  |  | 10 | 20 | Cap Nuts |  |  |  |  | 11.5 |  | No |  | No | [21 empty] | DP:1'' W:6'' H:8'' OB UP:2 7/8'' Rectangular |  |  |  | 6.5 | Black/White |  |  | Hardwired | 0 | 0 | 0 | 1 | 1 | 0 | 0 | 0 | 0 | 0 | 0 | 785652085192 | [16 empty] | cETL Wet | WILBURN 1L LG WALL-71 | Large One Light Outdoor Wall Lantern |  | 8790901DEN3-71.jpg | 8790901DEN.jpg
8790901EN3-12 | Large One Light Outdoor Wall Lantern |  | OUTDOOR | Wilburn | Outdoor Lighting | Black | 12 | Aluminum |  |  |  | Satin Etched Glass | 1 Medium A19 9.3w |  | 1 | Yes | [14 empty] | 0 | [12 empty] | 84.5 | 169 | 253.5 | W:10'' H:20'' E:11 1/2'' |  |  |  | 10 | 20 | Cap Nuts |  |  |  |  | 11.5 |  | No |  | No | [21 empty] | DP:1'' W:6'' H:8'' OB UP:2 7/8'' Rectangular |  |  |  | 6.5 | Black/White |  |  | Hardwired | 0 | 0 | 0 | 1 | 1 | 0 | 0 | 0 | 0 | 0 | 0 | 785652080524 | [16 empty] | cETL Wet | WILBURN 1L LG WALL-12 | Large One Light Outdoor Wall Lantern |  | 8790901EN3-12.jpg | 8790901EN3.jpg
8790901EN3-71 | Large One Light Outdoor Wall Lantern |  | OUTDOOR | Wilburn | Outdoor Lighting | Antique Bronze | 71 | Aluminum |  |  |  | Satin Etched Glass | 1 Medium A19 9.3w |  | 1 | Yes | [14 empty] | 0 | [12 empty] | 84.5 | 169 | 253.5 | W:10'' H:20'' E:11 1/2'' |  |  |  | 10 | 20 | Cap Nuts |  |  |  |  | 11.5 |  | No |  | No | [21 empty] | DP:1'' W:6'' H:8'' OB UP:2 7/8'' Rectangular |  |  |  | 6.5 | Black/White |  |  | Hardwired | 0 | 0 | 0 | 1 | 1 | 0 | 0 | 0 | 0 | 0 | 0 | 785652080531 | [16 empty] | cETL Wet | WILBURN 1L LG WALL-71 | Large One Light Outdoor Wall Lantern |  | 8790901EN3-71.jpg | 8790901EN3.jpg
88025-12 | One Light Outdoor Wall Lantern | A bit of Shaker minimalism mixed with Arts and Crafts styling defines the transitional Hunnington outdoor lighting collection by Sea Gull Lighting. Equally at home in the city or the country, this timeless style will enhance the appearance of a home’s entrance with its clean, crisp lines. Offered in Weathered Pewter or Black finishes, with either Etched Seeded glass or Clear Seeded glass, the assortment includes a one-light outdoor pendant, small and large one-light outdoor wall lanterns, a one-light out door post lantern and a two-light outdoor ceiling flush mount. Both incandescent lamping and ENERGY STAR-qualified LED lamping (for those fixtures with the Etched Seeded glass) are available for most of the fixtures, and some can easily convert to LED by purchasing LED replacement lamps sold separately (for those with the Clear Seeded glass). | OUTDOOR | Hunnington | Outdoor Lighting | Black | 12 | Aluminum | Clear Seeded Glass | L:3.25" W:3.25" H:6" |  |  | 1 Medium A19 60w |  | 1 | No | [14 empty] | 0 | [12 empty] | 69.48 | N/A | 208.44 | W:7'' H:11'' E:8 1/2'' | 3.2 |  |  | 7 | 11 | Cap Nuts |  |  |  |  | 8.5 |  | No |  | No | [21 empty] | DP:1'' W:4 3/4'' H:8'' OB UP:3 1/4'' OB DOWN:7 3/4'' Rectangular |  |  |  | 6.5 |  |  |  | Hardwired | 0 | 0 | 0 | 0 | 1 | 0 | 0 | 1 | 0 | 0 | 0 | 785652228414 | 10.8 | 10 | 13.75 | 4.4 | 0.859 | 175 | Yes | [9 empty] | cETL Wet | HUNNINGTON 1L LANTERN-12 | One Light Outdoor Wall Lantern |  | 88025-12.jpg | 88025.jpg
88025-57 | One Light Outdoor Wall Lantern | A bit of Shaker minimalism mixed with Arts and Crafts styling defines the transitional Hunnington outdoor lighting collection by Sea Gull Lighting. Equally at home in the city or the country, this timeless style will enhance the appearance of a home’s entrance with its clean, crisp lines. Offered in Weathered Pewter or Black finishes, with either Etched Seeded glass or Clear Seeded glass, the assortment includes a one-light outdoor pendant, small and large one-light outdoor wall lanterns, a one-light out door post lantern and a two-light outdoor ceiling flush mount. Both incandescent lamping and ENERGY STAR-qualified LED lamping (for those fixtures with the Etched Seeded glass) are available for most of the fixtures, and some can easily convert to LED by purchasing LED replacement lamps sold separately (for those with the Clear Seeded glass). | OUTDOOR | Hunnington | Outdoor Lighting | Weathered Pewter | 57 | Aluminum | Clear Seeded Glass | L:3.25" W:3.25" H:6" |  |  | 1 Medium A19 60w |  | 1 | No | [14 empty] | 0 | [12 empty] | 69.48 | N/A | 208.44 | W:7'' H:11'' E:8 1/2'' | 3.2 |  |  | 7 | 11 | Cap Nuts |  |  |  |  | 8.5 |  | No |  | No | [21 empty] | DP:1'' W:4 3/4'' H:8'' OB UP:3 1/4'' OB DOWN:7 3/4'' Rectangular |  |  |  | 6.5 |  |  |  | Hardwired | 0 | 0 | 0 | 0 | 1 | 0 | 0 | 1 | 0 | 0 | 0 | 785652224072 | 10.8 | 10 | 13.75 | 4.4 | 0.859 | 175 | Yes | [9 empty] | cETL Wet | HUNNINGTON 1L LANTERN-57 | One Light Outdoor Wall Lantern |  | 88025-57.jpg | 88025.jpg
88027-12 | One Light Outdoor Wall Lantern | A bit of Shaker minimalism mixed with Arts and Crafts styling defines the transitional Hunnington outdoor lighting collection by Sea Gull Lighting. Equally at home in the city or the country, this timeless style will enhance the appearance of a home’s entrance with its clean, crisp lines. Offered in Weathered Pewter or Black finishes, with either Etched Seeded glass or Clear Seeded glass, the assortment includes a one-light outdoor pendant, small and large one-light outdoor wall lanterns, a one-light out door post lantern and a two-light outdoor ceiling flush mount. Both incandescent lamping and ENERGY STAR-qualified LED lamping (for those fixtures with the Etched Seeded glass) are available for most of the fixtures, and some can easily convert to LED by purchasing LED replacement lamps sold separately (for those with the Clear Seeded glass). | OUTDOOR | Hunnington | Outdoor Lighting | Black | 12 | Aluminum | Clear Seeded Glass | L:4" W:4" H:8.75" |  |  | 1 Medium A19 100w |  | 1 | No | [14 empty] | 0 | [12 empty] | 97.48 | N/A | 292.44 | W:9'' H:14'' E:10 1/2'' | 5.1 |  |  | 9 | 14 | Cap Nuts |  |  |  |  | 10.5 |  | No |  | No | [21 empty] | DP:1'' W:4 3/4'' H:8'' OB UP:3 1/4'' OB DOWN:7 3/4'' Rectangular |  |  |  | 6.5 |  |  |  | Hardwired | 0 | 0 | 0 | 0 | 1 | 0 | 0 | 1 | 0 | 0 | 0 | 785652228438 | 13 | 12 | 17.25 | 7 | 1.557 | 175 | Yes | [9 empty] | cETL Wet | HUNNINGTON 1L LANTERN-12 | One Light Outdoor Wall Lantern |  | 88027-12.jpg | 88027.jpg
88027-57 | One Light Outdoor Wall Lantern | A bit of Shaker minimalism mixed with Arts and Crafts styling defines the transitional Hunnington outdoor lighting collection by Sea Gull Lighting. Equally at home in the city or the country, this timeless style will enhance the appearance of a home’s entrance with its clean, crisp lines. Offered in Weathered Pewter or Black finishes, with either Etched Seeded glass or Clear Seeded glass, the assortment includes a one-light outdoor pendant, small and large one-light outdoor wall lanterns, a one-light out door post lantern and a two-light outdoor ceiling flush mount. Both incandescent lamping and ENERGY STAR-qualified LED lamping (for those fixtures with the Etched Seeded glass) are available for most of the fixtures, and some can easily convert to LED by purchasing LED replacement lamps sold separately (for those with the Clear Seeded glass). | OUTDOOR | Hunnington | Outdoor Lighting | Weathered Pewter | 57 | Aluminum | Clear Seeded Glass | L:4" W:4" H:8.75" |  |  | 1 Medium A19 100w |  | 1 | No | [14 empty] | 0 | [12 empty] | 97.48 | N/A | 292.44 | W:9'' H:14'' E:10 1/2'' | 5.1 |  |  | 9 | 14 | Cap Nuts |  |  |  |  | 10.5 |  | No |  | No | [21 empty] | DP:1'' W:4 3/4'' H:8'' OB UP:3 1/4'' OB DOWN:7 3/4'' Rectangular |  |  |  | 6.5 |  |  |  | Hardwired | 0 | 0 | 0 | 0 | 1 | 0 | 0 | 1 | 0 | 0 | 0 | 785652224102 | 13 | 12 | 17.25 | 7 | 1.557 | 175 | Yes | [9 empty] | cETL Wet | HUNNINGTON 1L LANTERN-57 | One Light Outdoor Wall Lantern |  | 88027-57.jpg | 88027.jpg
88048-185 | Two Light Outdoor Ceiling Flush Mount | The Yorktown outdoor lighting collection by Sea Gull Lighting is crafted in cast aluminum for added durability to withstand harsh weather conditions. The softly curved tiers and subtle strapping create transitional styling which complements a wide range of residential architecture. Offered in with Black or Forged Iron finish with Swirled Marbleized glass, the assortment includes a one-light outdoor pendant, as small one-light outdoor wall lantern with open bottom, medium and large one-light outdoor wall lanterns, a one-light outdoor post lantern and a two-light outdoor ceiling flush mount. Both incandescent lamping and ENERGY STAR-qualified LED lamping are available, and most of the fixtures easily convert to LED by purchasing LED replacement lamps sold separately. | OUTDOOR | Yorktown | Outdoor Lighting | Forged Iron | 185 | Die Cast Aluminum |  |  |  | Swirled Marbleize Glass | 2 Medium A19 60w |  | 2 | No | [14 empty] | 0 | [12 empty] | 37.48 | 74.96 | 112.44 | D:13 1/4'' H:7 1/2'' | 4.9 | 13.25 |  |  | 7.5 | Key Slots | [6 empty] | No |  | No | [25 empty] | 6.5 |  |  | N/A | Hardwired | 0 | 0 | 0 | 0 | 1 | 0 | 0 | 1 | 0 | 0 | 0 | 785652880452 | 15 | 15 | 10 | 6.15 | 1.302 | 175 | Yes | [8 empty] | ETL Damp | cETL Damp | YORKTOWN 2L CEILING-185 | Two Light Outdoor Ceiling Flush Mount |  | 88048-185.jpg | 88048.jpg
88048EN3-185 | Two Light Outdoor Ceiling Flush Mount | The Yorktown outdoor lighting collection by Sea Gull Lighting is crafted in cast aluminum for added durability to withstand harsh weather conditions. The softly curved tiers and subtle strapping create transitional styling which complements a wide range of residential architecture. Offered in with Black or Forged Iron finish with Swirled Marbleized glass, the assortment includes a one-light outdoor pendant, as small one-light outdoor wall lantern with open bottom, medium and large one-light outdoor wall lanterns, a one-light outdoor post lantern and a two-light outdoor ceiling flush mount. Both incandescent lamping and ENERGY STAR-qualified LED lamping are available, and most of the fixtures easily convert to LED by purchasing LED replacement lamps sold separately. | OUTDOOR | Yorktown | Outdoor Lighting | Forged Iron | 185 | Die Cast Aluminum |  |  |  | Swirled Marbleize Glass | 2 Medium A19 9.3w |  | 2 | Yes | [14 empty] | 0 | [12 empty] | 41.48 | 82.96 | 124.44 | D:13 1/4'' H:7 1/2'' | 4.9 | 13.25 |  |  | 7.5 | Key Slots | [6 empty] | No |  | No | [25 empty] | 6.5 | Black/White |  | N/A | Hardwired | 0 | 0 | 0 | 1 | 1 | 0 | 0 | 0 | 0 | 0 | 0 | 785652053054 | 15 | 15 | 10 | 6.15 | 1.302 | 175 | Yes | [8 empty] | ETL Damp | cETL Damp | YORKTOWN 2L CEILING-185 | Two Light Outdoor Ceiling Flush Mount |  | 88048EN3-185.jpg | 88048.jpg
88048PEN3-12 | Two Light Outdoor Ceiling Flush Mount | The Yorktown outdoor lighting collection by Sea Gull Lighting is crafted in cast aluminum for added durability to withstand harsh weather conditions. The softly curved tiers and subtle strapping create transitional styling which complements a wide range of residential architecture. Offered in with Black or Forged Iron finish with Swirled Marbleized glass, the assortment includes a one-light outdoor pendant, as small one-light outdoor wall lantern with open bottom, medium and large one-light outdoor wall lanterns, a one-light outdoor post lantern and a two-light outdoor ceiling flush mount. Both incandescent lamping and ENERGY STAR-qualified LED lamping are available, and most of the fixtures easily convert to LED by purchasing LED replacement lamps sold separately. | OUTDOOR | Yorktown | Outdoor Lighting | Black | 12 | Die Cast Aluminum |  |  |  | Swirled Marbleize Glass | 2 Medium A19 9.3w |  | 2 | Yes | [14 empty] | 0 | [12 empty] | 69.48 | 138.96 | 208.44 | D:13 1/4'' H:7 1/2'' | 4.9 | 13.25 |  |  | 7.5 | Key Slots | [6 empty] | No |  | No | [25 empty] | 6.5 | Black/White |  | N/A | Hardwired | 0 | 0 | 0 | 1 | 1 | 1 | 0 | 0 | 0 | 0 | 0 | 785652048074 | 15 | 14.75 | 7.25 | 5.6 | 0.928 | 125 | Yes | [8 empty] | ETL Damp | cETL Damp | YORKTOWN 2L CEILING-12 | Two Light Outdoor Ceiling Flush Mount |  | 88048PEN3-12.jpg | 88048PEN3.jpg
88081-71 | One Light Outdoor Wall Lantern | Create a warm and inviting welcome day or night with the pagoda-inspired, transitional styling of the Hermitage outdoor lighting collection by Sea Gull Lighting offered in three, rich combinations -- Antique Bronze with Frosted glass (available with incandescent or ENERGY STAR-qualified LED lamping), Antique Bronze with Clear glass or Antique Brushed Nickel with Clear glass (some of which can easily convert to LED by purchasing LED replacement lamps sold separately). The assortment includes a small one-light outdoor wall lantern, a large one-light outdoor wall lantern, a three-light outdoor wall lantern, a three-light outdoor pendant and a three-light outdoor post lantern. | OUTDOOR | Hermitage | Outdoor Lighting | Antique Bronze | 71 | Aluminum | Clear Glass | D:5.25" |  |  | 1 Medium A19 100w |  | 1 | No | [14 empty] | 0 | [12 empty] | 90.98 | 181.96 | 272.94 | W:7'' H:13 1/2'' E:8 1/4'' | 3.6 |  |  | 7 | 13.5 | Cap Nuts |  |  |  |  | 8.25 |  | No |  | No | [21 empty] | DP:1 1/8'' W:4 1/2'' H:8'' OB UP:4 3/4'' OB DOWN:9'' |  |  |  | 6.5 |  |  | N/A | Hardwired | 0 | 0 | 0 | 0 | 1 | 0 | 0 | 1 | 0 | 0 | 0 | 785652088087 | 10 | 8.75 | 15.75 | 4.6 | 0.798 | 175 | Yes | [8 empty] | UL Wet | cUL Wet | HERMITAGE 1L LANTERN-71 | One Light Outdoor Wall Lantern |  | 88081-71.jpg | 88081.jpg
88081-965 | One Light Outdoor Wall Lantern | Create a warm and inviting welcome day or night with the pagoda-inspired, transitional styling of the Hermitage outdoor lighting collection by Sea Gull Lighting offered in three, rich combinations -- Antique Bronze with Frosted glass (available with incandescent or ENERGY STAR-qualified LED lamping), Antique Bronze with Clear glass or Antique Brushed Nickel with Clear glass (some of which can easily convert to LED by purchasing LED replacement lamps sold separately). The assortment includes a small one-light outdoor wall lantern, a large one-light outdoor wall lantern, a three-light outdoor wall lantern, a three-light outdoor pendant and a three-light outdoor post lantern. | OUTDOOR | Hermitage | Outdoor Lighting | Antique Brushed Nickel | 965 | Brass | Clear Glass | D:5.25" |  |  | 1 Medium A19 100w |  | 1 | No | [14 empty] | 0 | [12 empty] | 87.48 | 174.96 | 262.44 | W:7'' H:13 1/2'' E:8 1/4'' | 3.6 |  |  | 7 | 13.5 | Cap Nuts |  |  |  |  | 8.25 |  | No |  | No | [21 empty] | DP:1 1/8'' W:4 1/2'' H:8'' OB UP:4 3/4'' OB DOWN:9'' |  |  |  | 6.5 |  |  | N/A | Hardwired | 0 | 0 | 0 | 0 | 1 | 0 | 0 | 1 | 0 | 0 | 0 | 785652880841 | 18.25 | 9.5 | 11.25 | 4.5 | 1.129 | 175 | Yes | [8 empty] | UL Wet | cUL Wet | HERMITAGE 1L LANTERN-965 | One Light Outdoor Wall Lantern |  | 88081-965.jpg | 88081.jpg
88082-71 | One Light Outdoor Wall Lantern | Create a warm and inviting welcome day or night with the pagoda-inspired, transitional styling of the Hermitage outdoor lighting collection by Sea Gull Lighting offered in three, rich combinations -- Antique Bronze with Frosted glass (available with incandescent or ENERGY STAR-qualified LED lamping), Antique Bronze with Clear glass or Antique Brushed Nickel with Clear glass (some of which can easily convert to LED by purchasing LED replacement lamps sold separately). The assortment includes a small one-light outdoor wall lantern, a large one-light outdoor wall lantern, a three-light outdoor wall lantern, a three-light outdoor pendant and a three-light outdoor post lantern. | OUTDOOR | Hermitage | Outdoor Lighting | Antique Bronze | 71 | Aluminum | Clear Glass | D:6.75" |  |  | 1 Medium A19 100w |  | 1 | No | [14 empty] | 0 | [12 empty] | 142.48 | 284.96 | 427.44 | W:9'' H:15 1/4'' E:10 1/2'' | 5.57 |  |  | 9 | 15.25 | Cap Nuts |  |  |  |  | 10.5 |  | No |  | No | [21 empty] | DP:1 1/8'' W:4 1/2'' H:8'' OB UP:6'' OB DOWN:9 1/4'' |  |  |  | 6.5 |  |  | N/A | Hardwired | 0 | 0 | 0 | 0 | 1 | 0 | 0 | 1 | 0 | 0 | 0 | 785652999703 | 12.5 | 10.58 | 18 | 7.15 | 1.378 | 175 | Yes | [8 empty] | UL Wet | cUL Wet | HERMITAGE 1L LANTERN-71 | One Light Outdoor Wall Lantern |  | 88082-71.jpg | 88082.jpg
88082-965 | One Light Outdoor Wall Lantern | Create a warm and inviting welcome day or night with the pagoda-inspired, transitional styling of the Hermitage outdoor lighting collection by Sea Gull Lighting offered in three, rich combinations -- Antique Bronze with Frosted glass (available with incandescent or ENERGY STAR-qualified LED lamping), Antique Bronze with Clear glass or Antique Brushed Nickel with Clear glass (some of which can easily convert to LED by purchasing LED replacement lamps sold separately). The assortment includes a small one-light outdoor wall lantern, a large one-light outdoor wall lantern, a three-light outdoor wall lantern, a three-light outdoor pendant and a three-light outdoor post lantern. | OUTDOOR | Hermitage | Outdoor Lighting | Antique Brushed Nickel | 965 | Brass | Clear Glass | D:6.75" |  |  | 1 Medium A19 100w |  | 1 | No | [14 empty] | 0 | [12 empty] | 138.48 | 276.96 | 415.44 | W:9'' H:15 1/4'' E:10 1/2'' | 5.57 |  |  | 9 | 15.25 | Cap Nuts |  |  |  |  | 10.5 |  | No |  | No | [21 empty] | DP:1 1/8'' W:4 1/2'' H:8'' OB UP:6'' OB DOWN:9 1/4'' |  |  |  | 6.5 |  |  | N/A | Hardwired | 0 | 0 | 0 | 0 | 1 | 0 | 0 | 1 | 0 | 0 | 0 | 785652880858 | 12.5 | 11.75 | 18.5 | 6.35 | 1.572 | 175 | Yes | [8 empty] | UL Wet | cUL Wet | HERMITAGE 1L LANTERN-965 | One Light Outdoor Wall Lantern |  | 88082-965.jpg | 88082.jpg
88083-71 | Three Light Outdoor Wall Lantern | Create a warm and inviting welcome day or night with the pagoda-inspired, transitional styling of the Hermitage outdoor lighting collection by Sea Gull Lighting offered in three, rich combinations -- Antique Bronze with Frosted glass (available with incandescent or ENERGY STAR-qualified LED lamping), Antique Bronze with Clear glass or Antique Brushed Nickel with Clear glass (some of which can easily convert to LED by purchasing LED replacement lamps sold separately). The assortment includes a small one-light outdoor wall lantern, a large one-light outdoor wall lantern, a three-light outdoor wall lantern, a three-light outdoor pendant and a three-light outdoor post lantern. | OUTDOOR | Hermitage | Outdoor Lighting | Antique Bronze | 71 | Aluminum | Clear Glass | D:8.375" |  |  | 3 Candelabra Torpedo 40w |  | 3 | No | [14 empty] | 0 | [12 empty] | 224.98 | 449.96 | 674.94 | W:11'' H:20 3/4'' E:12 3/4'' | 8.8 |  |  | 11 | 20.75 | Cap Nuts |  |  |  |  | 12.75 |  | No |  | No | [21 empty] | DP:1 3/8'' W:5 1/2'' H:9 5/8'' OB UP:7 3/4'' OB DOWN:12'' |  |  |  | 6.5 |  |  | N/A | Hardwired | 0 | 0 | 0 | 0 | 1 | 0 | 0 | 1 | 0 | 0 | 0 | 785652999604 | 14 | 12.5 | 23 | 11 | 2.329 | 175 | Yes | [8 empty] | UL Wet | cUL Wet | HERMITAGE 3L LANTERN-71 | Three Light Outdoor Wall Lantern |  | 88083-71.jpg | 88083.jpg
88083-965 | Three Light Outdoor Wall Lantern | Create a warm and inviting welcome day or night with the pagoda-inspired, transitional styling of the Hermitage outdoor lighting collection by Sea Gull Lighting offered in three, rich combinations -- Antique Bronze with Frosted glass (available with incandescent or ENERGY STAR-qualified LED lamping), Antique Bronze with Clear glass or Antique Brushed Nickel with Clear glass (some of which can easily convert to LED by purchasing LED replacement lamps sold separately). The assortment includes a small one-light outdoor wall lantern, a large one-light outdoor wall lantern, a three-light outdoor wall lantern, a three-light outdoor pendant and a three-light outdoor post lantern. | OUTDOOR | Hermitage | Outdoor Lighting | Antique Brushed Nickel | 965 | Brass | Clear Glass | D:8.375" |  |  | 3 Candelabra Torpedo 40w |  | 3 | No | [14 empty] | 0 | [12 empty] | 216.48 | 432.96 | 649.44 | W:11'' H:20 3/4'' E:12 3/4'' | 8.8 |  |  | 11 | 20.75 | Cap Nuts |  |  |  |  | 12.75 |  | No |  | No | [21 empty] | DP:1 3/8'' W:5 1/2'' H:9 5/8'' OB UP:7 3/4'' OB DOWN:12'' |  |  |  | 6.5 |  |  | N/A | Hardwired | 0 | 0 | 0 | 0 | 1 | 0 | 0 | 1 | 0 | 0 | 0 | 785652880865 | 15 | 14 | 23 | 11.45 | 2.795 | 175 | Yes | [8 empty] | ETL Wet | cETL Wet | HERMITAGE 3L LANTERN-965 | Three Light Outdoor Wall Lantern |  | 88083-965.jpg | 88083.jpg
88083EN-71 | Three Light Outdoor Wall Lantern | Create a warm and inviting welcome day or night with the pagoda-inspired, transitional styling of the Hermitage outdoor lighting collection by Sea Gull Lighting offered in three, rich combinations -- Antique Bronze with Frosted glass (available with incandescent or ENERGY STAR-qualified LED lamping), Antique Bronze with Clear glass or Antique Brushed Nickel with Clear glass (some of which can easily convert to LED by purchasing LED replacement lamps sold separately). The assortment includes a small one-light outdoor wall lantern, a large one-light outdoor wall lantern, a three-light outdoor wall lantern, a three-light outdoor pendant and a three-light outdoor post lantern. | OUTDOOR | Hermitage | Outdoor Lighting | Antique Bronze | 71 | Aluminum | Clear Glass | D:8.375" |  |  | 3 Candelabra Torpedo 3.5w |  | 3 | Yes | [14 empty] | 0 | [12 empty] | 242.98 | 485.96 | 728.94 | W:11'' H:20 3/4'' E:12 3/4'' | 8.8 |  |  | 11 | 20.75 | Cap Nuts |  |  |  |  | 12.75 |  | No |  | No | [21 empty] | DP:1 3/8'' W:5 1/2'' H:9 5/8'' OB UP:7 3/4'' OB DOWN:12'' |  |  |  | 6.5 |  |  | N/A | Hardwired | 0 | 0 | 0 | 1 | 1 | 0 | 0 | 0 | 0 | 0 | 0 | 785652032615 | 23 | 12.5 | 14 | 11 | 2.329 | 175 | Yes | [8 empty] | UL Wet | cUL Wet | HERMITAGE 3L LANTERN-71 | Three Light Outdoor Wall Lantern |  | 88083EN-71.jpg | 88083.jpg
88083EN-965 | Three Light Outdoor Wall Lantern | Create a warm and inviting welcome day or night with the pagoda-inspired, transitional styling of the Hermitage outdoor lighting collection by Sea Gull Lighting offered in three, rich combinations -- Antique Bronze with Frosted glass (available with incandescent or ENERGY STAR-qualified LED lamping), Antique Bronze with Clear glass or Antique Brushed Nickel with Clear glass (some of which can easily convert to LED by purchasing LED replacement lamps sold separately). The assortment includes a small one-light outdoor wall lantern, a large one-light outdoor wall lantern, a three-light outdoor wall lantern, a three-light outdoor pendant and a three-light outdoor post lantern. | OUTDOOR | Hermitage | Outdoor Lighting | Antique Brushed Nickel | 965 | Brass | Clear Glass | D:8.375" |  |  | 3 Candelabra Torpedo 3.5w |  | 3 | Yes | [14 empty] | 0 | [12 empty] | 224.98 | 449.96 | 674.94 | W:11'' H:20 3/4'' E:12 3/4'' | 8.8 |  |  | 11 | 20.75 | Cap Nuts |  |  |  |  | 12.75 |  | No |  | No | [21 empty] | DP:1 3/8'' W:5 1/2'' H:9 5/8'' OB UP:7 3/4'' OB DOWN:12'' |  |  |  | 6.5 |  |  | N/A | Hardwired | 0 | 0 | 0 | 1 | 1 | 0 | 0 | 0 | 0 | 0 | 0 | 785652032646 | 23 | 14 | 15 | 11.45 | 2.795 | 175 | Yes | [8 empty] | ETL Wet | cETL Wet | HERMITAGE 3L LANTERN-965 | Three Light Outdoor Wall Lantern |  | 88083EN-965.jpg | 88083.jpg
88131-12 | One Light Outdoor Wall Lantern | There is real curb appeal in the design details of the Herrington outdoor lighting collection by Sea Gull Lighting. Traditional elements are updated with contemporary lines with a sense of Asian-inspired styling. In a classic Black finish, the assortment is offered in both Clear Seeded and Etched White glass and includes a small and large one-light outdoor wall lanterns, a one-light outdoor pendant, a one-light outdoor post lantern and a two-light outdoor ceiling flush mount. Herrington is available in incandescent and ENERGY STAR-qualified LED models (Etched White Glass fixtures only), and all fixtures can easily convert to LED by purchasing LED replacement lamps sold separately. | OUTDOOR | Herrington | Outdoor Lighting | Black | 12 | Aluminum | Clear Seeded Glass | L:3.25" W:4.9375" H:5.25" |  |  | 1 Medium A19 100w |  | 1 | No | [14 empty] | 0 | [12 empty] | 27.98 | N/A | 83.94 | W:6'' H:10'' E:9'' | 2.8 |  |  | 6 | 10 | Cap Nuts |  |  |  |  | 9 |  | No |  | No | [21 empty] | DP:13/16'' W:4 1/4'' H:6 5/16'' OB UP:3 1/4'' OB DOWN:6 3/4'' Rectangular |  |  |  | 6.5 |  |  |  | Hardwired | 0 | 0 | 0 | 0 | 1 | 0 | 0 | 1 | 0 | 0 | 0 | 785652813108 | 11 | 8 | 12 | 3.5 | 0.611 | 175 | Yes | [9 empty] | cETL Wet | HERRINGTON 1L LANTERN-12 | One Light Outdoor Wall Lantern |  | 88131-12.jpg | 88131.jpg
88132-12 | One Light Outdoor Wall Lantern | There is real curb appeal in the design details of the Herrington outdoor lighting collection by Sea Gull Lighting. Traditional elements are updated with contemporary lines with a sense of Asian-inspired styling. In a classic Black finish, the assortment is offered in both Clear Seeded and Etched White glass and includes a small and large one-light outdoor wall lanterns, a one-light outdoor pendant, a one-light outdoor post lantern and a two-light outdoor ceiling flush mount. Herrington is available in incandescent and ENERGY STAR-qualified LED models (Etched White Glass fixtures only), and all fixtures can easily convert to LED by purchasing LED replacement lamps sold separately. | OUTDOOR | Herrington | Outdoor Lighting | Black | 12 | Aluminum | Clear Seeded Glass | L:3.1875" W:5.15625" H:6.25" |  |  | 1 Medium A19 100w |  | 1 | No | [14 empty] | 0 | [12 empty] | 32.98 | N/A | 98.94 | W:7 1/4'' H:11 3/4'' E:9 1/2'' | 3.4 |  |  | 7.25 | 11.75 | Cap Nuts |  |  |  |  | 9.5 |  | No |  | No | [21 empty] | DP:13/16'' W:4 1/4'' H:6 5/16'' OB UP:3 1/4'' OB DOWN:8 1/2'' Rectangular |  |  |  | 6.5 |  |  |  | Hardwired | 0 | 0 | 0 | 0 | 1 | 0 | 0 | 1 | 0 | 0 | 0 | 785652813115 | 11.25 | 9 | 13.5 | 4.3 | 0.791 | 175 | Yes | [9 empty] | cETL Wet | HERRINGTON 1L LANTERN-12 | One Light Outdoor Wall Lantern |  | 88132-12.jpg | 88132.jpg
88190-802 | One Light Outdoor Wall Lantern | The Branford outdoor lighting collection from Sea Gull Lighting is a classic lantern-inspired design. Seeded Water glass reflects and shines a warm and inviting welcome, and its transitional styling complements a wide range of residential architecture. In the Obsidian Mist finish, the assortment includes a one-light outdoor wall lantern (which can easily convert to LED by purchasing LED replacement lamp sold separately) and small and large two-light outdoor wall lanterns. | OUTDOOR | Branford | Outdoor Lighting | Obsidian Mist | 802 | Cast Aluminum | Seeded Water Glass |  |  |  | 1 Medium A19 100w |  | 1 | No | [14 empty] | 0 | [12 empty] | 66.8 | 133.6 | 200.4 | W:6 3/4'' H:14'' E:6 3/4'' | 4.2 |  |  | 6.75 | 14 | Cap Nuts |  |  |  |  | 6.75 |  | No |  | No | [21 empty] | DP:5/8'' W:5 1/2'' H:7'' OB UP:6'' OB DOWN:8'' Rectangular |  |  |  | 6.5 |  |  | N/A | Hardwired | 0 | 0 | 0 | 0 | 1 | 0 | 0 | 1 | 0 | 0 | 0 | 785652881909 | 16.5 | 9.5 | 9.5 | 5.65 | 0.862 | 125 | Yes | [8 empty] | UL Wet | cUL Wet | BRANFORD 1L LANTERN-802 | One Light Outdoor Wall Lantern |  | 88190-802.jpg | 88190.jpg
8819301-12 | Extra Large One Light Outdoor Wall Lantern |  | OUTDOOR | Eddington | Outdoor Lighting | Black | 12 | Aluminum | Cased Opal Etched Glass | D:9.5" H:11.75" |  |  | 1 Medium A19 75w |  | 1 | No | [14 empty] | 0 | [12 empty] | 149.5 | 299 | 448.5 | W:12'' H:24'' E:14 3/4'' |  |  |  | 12 | 24 | Cap Nuts |  |  |  |  | 14.75 |  | No |  | No | [21 empty] | DP:1'' W:5'' H:9 7/8'' OB UP:12 7/8'' Rectangular |  |  |  | 6.5 | Black/White |  |  | Hardwired | 0 | 0 | 0 | 0 | 1 | 0 | 0 | 1 | 0 | 0 | 0 | 785652077203 | [16 empty] | cETL Wet | EDDINGTON 1L LANTERN-12 | Extra Large One Light Outdoor Wall Lantern |  | 8819301-12.jpg | 8819301.jpg
8819301-71 | Extra Large One Light Outdoor Wall Lantern |  | OUTDOOR | Eddington | Outdoor Lighting | Antique Bronze | 71 | Aluminum | Cased Opal Etched Glass | D:9.5" H:11.75" |  |  | 1 Medium A19 75w |  | 1 | No | [14 empty] | 0 | [12 empty] | 149.5 | 299 | 448.5 | W:12'' H:24'' E:14 3/4'' |  |  |  | 12 | 24 | Cap Nuts |  |  |  |  | 14.75 |  | No |  | No | [21 empty] | DP:1'' W:5'' H:9 7/8'' OB UP:12 7/8'' Rectangular |  |  |  | 6.5 | Black/White |  |  | Hardwired | 0 | 0 | 0 | 0 | 1 | 0 | 0 | 1 | 0 | 0 | 0 | 785652077210 | 25.5 | 17 | 14.25 | 10.8 | 3.575 | 250 | Yes | [9 empty] | cETL Wet | EDDINGTON 1L LANTERN-71 | Extra Large One Light Outdoor Wall Lantern |  | 8819301-71.jpg | 8819301.jpg
8819301EN3-12 | Extra Large One Light Outdoor Wall Lantern |  | OUTDOOR | Eddington | Outdoor Lighting | Black | 12 | Aluminum | Cased Opal Etched Glass | D:9.5" H:11.75" |  |  | 1 Medium A19 9.3w |  | 1 | Yes | [14 empty] | 0 | [12 empty] | 154.5 | 309 | 463.5 | W:12'' H:24'' E:14 3/4'' |  |  |  | 12 | 24 | Cap Nuts |  |  |  |  | 14.75 |  | No |  | No | [21 empty] | DP:1'' W:5'' H:9 7/8'' OB UP:12 7/8'' Rectangular |  |  |  | 6.5 | Black/White |  |  | Hardwired | 0 | 0 | 0 | 1 | 1 | 0 | 0 | 0 | 0 | 0 | 0 | 785652080791 | [16 empty] | cETL Wet | EDDINGTON 1L LANTERN-12 | Extra Large One Light Outdoor Wall Lantern |  | 8819301EN3-12.jpg | 8819301EN3.jpg
8819301EN3-71 | Extra Large One Light Outdoor Wall Lantern |  | OUTDOOR | Eddington | Outdoor Lighting | Antique Bronze | 71 | Aluminum | Cased Opal Etched Glass | D:9.5" H:11.75" |  |  | 1 Medium A19 9.3w |  | 1 | Yes | [14 empty] | 0 | [12 empty] | 154.5 | 309 | 463.5 | W:12'' H:24'' E:14 3/4'' |  |  |  | 12 | 24 | Cap Nuts |  |  |  |  | 14.75 |  | No |  | No | [21 empty] | DP:1'' W:5'' H:9 7/8'' OB UP:12 7/8'' Rectangular |  |  |  | 6.5 | Black/White |  |  | Hardwired | 0 | 0 | 0 | 1 | 1 | 0 | 0 | 0 | 0 | 0 | 0 | 785652080807 | [16 empty] | cETL Wet | EDDINGTON 1L LANTERN-71 | Extra Large One Light Outdoor Wall Lantern |  | 8819301EN3-71.jpg | 8819301EN3.jpg
8819401-12 | Large One Light Uplight Outdoor Wall Lantern |  | OUTDOOR | Eddington | Outdoor Lighting | Black | 12 | Aluminum | Cased Opal Etched Glass | D:7.625" H:8.5" |  |  | 1 Medium A19 75w |  | 1 | No | [14 empty] | 0 | [12 empty] | 109.5 | 219 | 328.5 | W:10'' H:19 7/8'' E:12 3/4'' |  |  |  | 10 | 19.875 | Cap Nuts |  |  |  |  | 12.75 |  | No |  | No | [21 empty] | DP:1'' W:5'' H:8'' OB UP:9'' Rectangular |  |  |  | 6.5 | Black/White |  |  | Hardwired | 0 | 0 | 0 | 0 | 1 | 0 | 0 | 1 | 0 | 0 | 0 | 785652077227 | 20.25 | 15 | 12.5 | 7.2 | 2.197 | 250 | Yes | [9 empty] | cETL Wet | EDDINGTON 1L UP LANTERN-12 | Large One Light Uplight Outdoor Wall Lantern |  | 8819401-12.jpg | 8819401.jpg
8819401-71 | Large One Light Uplight Outdoor Wall Lantern |  | OUTDOOR | Eddington | Outdoor Lighting | Antique Bronze | 71 | Aluminum | Cased Opal Etched Glass | D:7.625" H:8.5" |  |  | 1 Medium A19 75w |  | 1 | No | [14 empty] | 0 | [12 empty] | 109.5 | 219 | 328.5 | W:10'' H:19 7/8'' E:12 3/4'' |  |  |  | 10 | 19.875 | Cap Nuts |  |  |  |  | 12.75 |  | No |  | No | [21 empty] | DP:1'' W:5'' H:8'' OB UP:9'' Rectangular |  |  |  | 6.5 | Black/White |  |  | Hardwired | 0 | 0 | 0 | 0 | 1 | 0 | 0 | 1 | 0 | 0 | 0 | 785652077234 | [16 empty] | cETL Wet | EDDINGTON 1L UP LANTERN-71 | Large One Light Uplight Outdoor Wall Lantern |  | 8819401-71.jpg | 8819401.jpg
8819401EN3-12 | Large One Light Uplight Outdoor Wall Lantern |  | OUTDOOR | Eddington | Outdoor Lighting | Black | 12 | Aluminum | Cased Opal Etched Glass | D:7.625" H:8.5" |  |  | 1 Medium A19 9.3w |  | 1 | Yes | [14 empty] | 0 | [12 empty] | 114.5 | 229 | 343.5 | W:10'' H:19 7/8'' E:12 3/4'' |  |  |  | 10 | 19.875 | Cap Nuts |  |  |  |  | 12.75 |  | No |  | No | [21 empty] | DP:1'' W:5'' H:8'' OB UP:9'' Rectangular |  |  |  | 6.5 | Black/White |  |  | Hardwired | 0 | 0 | 0 | 1 | 1 | 0 | 0 | 0 | 0 | 0 | 0 | 785652080814 | [16 empty] | cETL Wet | EDDINGTON 1L UP LANTERN-12 | Large One Light Uplight Outdoor Wall Lantern |  | 8819401EN3-12.jpg | 8819401EN3.jpg
8819401EN3-71 | Large One Light Uplight Outdoor Wall Lantern |  | OUTDOOR | Eddington | Outdoor Lighting | Antique Bronze | 71 | Aluminum | Cased Opal Etched Glass | D:7.625" H:8.5" |  |  | 1 Medium A19 9.3w | 1 Medium A19 9.3w | 2 | Yes | [14 empty] | 0 | [12 empty] | 114.5 | 229 | 343.5 | W:10'' H:19 7/8'' E:12 3/4'' |  |  |  | 10 | 19.875 | Cap Nuts |  |  |  |  | 12.75 |  | No |  | No | [21 empty] | DP:1'' W:5'' H:8'' OB UP:9'' Rectangular |  |  |  | 6.5 | Black/White |  |  | Hardwired | 0 | 0 | 0 | 1 | 1 | 0 | 0 | 0 | 0 | 0 | 0 | 785652080821 | [16 empty] | cETL Wet | EDDINGTON 1L UP LANTERN-71 | Large One Light Uplight Outdoor Wall Lantern |  | 8819401EN3-71.jpg | 8819401EN3.jpg
88200-12 | One Light Outdoor Wall Lantern | The Wynfield collection by Sea Gull Lighting complements classical home designs with its soft curves and colonial accents. A Black Powdercoat finish over a durable cast aluminum body adds dependable quality to an enduring style. Either Frosted glass or Clear Beveled glass give the fixtures distinct appeal. The assortment includes small, medium and large one-light outdoor wall lanterns, a two-light outdoor wall lantern, a two-light, outdoor post lantern and a two-light outdoor ceiling flush mount. The fixtures with Frosted glass are also available in an ENERGY STAR-qualified LED version, and the one-light fixtures with Clear Beveled glass can easily convert to LED by purchasing LED replacement lamps sold separately. | OUTDOOR | Wynfield | Outdoor Lighting | Black | 12 | Die Cast Aluminum | Clear Beveled Glass |  |  |  | 1 Medium A19 100w |  | 1 | No | [14 empty] | 0 | [12 empty] | 43.98 | 87.96 | 131.94 | W:6 1/4'' H:19 3/4'' E:10'' | 4.6 |  |  | 6.25 | 19.75 | Cap Nuts |  |  |  |  | 10 |  | No |  | No | [21 empty] | DP:1'' W:5'' H:9'' OB UP:15 1/4'' |  |  |  | 6.5 |  |  | N/A | Hardwired | 0 | 0 | 0 | 0 | 1 | 0 | 0 | 1 | 0 | 0 | 0 | 785652882005 | 12 | 8.5 | 16 | 5.8 | 0.944 | 125 | Yes | [9 empty] | cETL Wet | WYNFIELD 1L LANTERN-12 | One Light Outdoor Wall Lantern |  | 88200-12.jpg | 88200.jpg
88201-12 | Two Light Outdoor Wall Lantern | The Wynfield collection by Sea Gull Lighting complements classical home designs with its soft curves and colonial accents. A Black Powdercoat finish over a durable cast aluminum body adds dependable quality to an enduring style. Either Frosted glass or Clear Beveled glass give the fixtures distinct appeal. The assortment includes small, medium and large one-light outdoor wall lanterns, a two-light outdoor wall lantern, a two-light, outdoor post lantern and a two-light outdoor ceiling flush mount. The fixtures with Frosted glass are also available in an ENERGY STAR-qualified LED version, and the one-light fixtures with Clear Beveled glass can easily convert to LED by purchasing LED replacement lamps sold separately. | OUTDOOR | Wynfield | Outdoor Lighting | Black | 12 | Glass | Clear Beveled Glass |  |  |  | 2 Candelabra Torpedo 60w |  | 2 | No | [14 empty] | 0 | [12 empty] | 72.98 | 145.96 | 218.94 | W:7 3/4'' H:23 1/2'' E:10 3/4'' | 7 |  |  | 7.75 | 23.5 | Cap Nuts |  |  |  |  | 10.75 |  | No |  | No | [21 empty] | DP:1'' W:5'' H:12'' OB UP:16'' |  |  |  | 6.5 |  |  | N/A | Hardwired | 0 | 0 | 0 | 0 | 1 | 0 | 0 | 1 | 0 | 0 | 0 | 785652882012 | 13.5 | 10.25 | 20.5 | 8.75 | 1.642 | 175 | Yes | [9 empty] | cETL Wet | WYNFIELD 2L LANTERN-12 | Two Light Outdoor Wall Lantern |  | 88201-12.jpg | 88201.jpg
88201EN-12 | Two Light Outdoor Wall Lantern | The Wynfield collection by Sea Gull Lighting complements classical home designs with its soft curves and colonial accents. A Black Powdercoat finish over a durable cast aluminum body adds dependable quality to an enduring style. Either Frosted glass or Clear Beveled glass give the fixtures distinct appeal. The assortment includes small, medium and large one-light outdoor wall lanterns, a two-light outdoor wall lantern, a two-light, outdoor post lantern and a two-light outdoor ceiling flush mount. The fixtures with Frosted glass are also available in an ENERGY STAR-qualified LED version, and the one-light fixtures with Clear Beveled glass can easily convert to LED by purchasing LED replacement lamps sold separately. | OUTDOOR | Wynfield | Outdoor Lighting | Black | 12 | Glass | Clear Beveled Glass |  |  |  | 2 Candelabra Torpedo 3.5w |  | 2 | Yes | [14 empty] | 0 | [12 empty] | 80.48 | 160.96 | 241.44 | W:7 3/4'' H:23 1/2'' E:10 3/4'' | 7 |  |  | 7.75 | 23.5 | Cap Nuts |  |  |  |  | 10.75 |  | No |  | No | [21 empty] | DP:1'' W:5'' H:12'' OB UP:16'' |  |  |  | 6.5 |  |  | N/A | Hardwired | 0 | 0 | 0 | 1 | 1 | 0 | 0 | 0 | 0 | 0 | 0 | 785652032776 | 20.5 | 10.25 | 13.5 | 8.75 | 1.642 | 175 | Yes | [9 empty] | cETL Wet | WYNFIELD 2L LANTERN-12 | Two Light Outdoor Wall Lantern |  | 88201EN-12.jpg | 88201.jpg
88203-12 | Small One Light Outdoor Wall Lantern | The Wynfield collection by Sea Gull Lighting complements classical home designs with its soft curves and colonial accents. A Black Powdercoat finish over a durable cast aluminum body adds dependable quality to an enduring style. Either Frosted glass or Clear Beveled glass give the fixtures distinct appeal. The assortment includes small, medium and large one-light outdoor wall lanterns, a two-light outdoor wall lantern, a two-light, outdoor post lantern and a two-light outdoor ceiling flush mount. The fixtures with Frosted glass are also available in an ENERGY STAR-qualified LED version, and the one-light fixtures with Clear Beveled glass can easily convert to LED by purchasing LED replacement lamps sold separately. | OUTDOOR | Wynfield | Outdoor Lighting | Black | 12 | Die Cast Aluminum | Clear Beveled Glass |  |  |  | 1 Medium A19 75w |  | 1 | No | [14 empty] | 0 | [12 empty] | 39.5 | 79 | 118.5 | W:5'' H:11 1/4'' E:8'' |  |  |  | 5 | 11.25 | Cap Nuts |  |  |  |  | 8 |  | No |  | No | [21 empty] | DP:7/8'' W:5'' H:7 1/2'' OB UP:4 5/16'' |  |  |  | 6.5 | Black/White |  |  | Hardwired | 0 | 0 | 0 | 0 | 1 | 0 | 0 | 1 | 0 | 0 | 0 | 785652078484 | [16 empty] | cETL Wet | WYNFIELD 1L LANTERN-12 | Small One Light Outdoor Wall Lantern |  | 88203-12.jpg | 88203.jpg
8822-12 | One Light Outdoor Wall Lantern | The traditional design accents and pleasant proportions of the Brentwood outdoor lighting collection from Sea Gull Lighting make it a versatile selection for any home. Offered in either a Black Powdercoat or White Powdercoat finish, and either Clear or White Glass. The assortment offered in both finishes includes a small one-light outdoor wall lantern, a medium one-uplight outdoor wall lantern, a medium one-downlight outdoor wall lantern, a large one-light wall lantern, a one-light outdoor pendant and a one-light outdoor post lantern. In the Black Powdercoat finish only, a two-light outdoor ceiling flush mount is also available. Most of these fixtures easily convert to LED by purchasing LED replacement lamps sold separately. | OUTDOOR | Brentwood | Outdoor Lighting | Black | 12 | Die Cast Aluminum | Clear Glass | W:2.1875" H:5.75" |  |  | 1 Medium A19 60w |  | 1 | No | [14 empty] | 0 | [12 empty] | 28.98 | 57.96 | 86.94 | W:7'' H:10 1/4'' E:7'' | 2.5 |  |  | 7 | 10.25 | Center Lock-Up |  |  |  |  | 7 |  | No |  | No | [21 empty] | DP:3/8'' W:4 3/8'' H:5 3/16'' OB UP:6'' OB DOWN:4 1/4'' |  |  |  | 6.5 | Black/White |  |  | Hardwired | 0 | 0 | 0 | 0 | 1 | 0 | 0 | 1 | 0 | 0 | 0 | 785652882227 | 9.75 | 8.75 | 11.5 | 3.4 | 0.568 | 125 | Yes | 3 | 10785652882224 | 27 | 10.25 | 12.25 | 11.9 | 1.962 | Yes | UL Wet | cUL Wet | BRENTWOOD 1L LANTERN-12 | One Light Outdoor Wall Lantern |  | 8822-12.jpg | 8822.jpg
8823-12 | One Light Outdoor Wall Lantern | The traditional design accents and pleasant proportions of the Brentwood outdoor lighting collection from Sea Gull Lighting make it a versatile selection for any home. Offered in either a Black Powdercoat or White Powdercoat finish, and either Clear or White Glass. The assortment offered in both finishes includes a small one-light outdoor wall lantern, a medium one-uplight outdoor wall lantern, a medium one-downlight outdoor wall lantern, a large one-light wall lantern, a one-light outdoor pendant and a one-light outdoor post lantern. In the Black Powdercoat finish only, a two-light outdoor ceiling flush mount is also available. Most of these fixtures easily convert to LED by purchasing LED replacement lamps sold separately. | OUTDOOR | Brentwood | Outdoor Lighting | Black | 12 | Die Cast Aluminum | Clear Glass | W:3.625" H:7.6875" |  |  | 1 Medium A19 100w |  | 1 | No | [14 empty] | 0 | [12 empty] | 52.48 | 104.96 | 157.44 | W:10 1/4'' H:28'' E:10 3/4'' | 6.4 |  |  | 10.25 | 28 | Center Lock-Up |  |  |  |  | 10.75 |  | No |  | No | [21 empty] | DP:3/4'' W:4 1/4'' H:6 7/16'' OB UP:15'' OB DOWN:13'' |  |  |  | 6.5 | Black/White |  |  | Hardwired | 0 | 0 | 0 | 0 | 1 | 0 | 0 | 1 | 0 | 0 | 0 | 785652882326 | 13 | 11.75 | 15 | 7.95 | 1.326 | 125 | Yes | [8 empty] | UL Wet | cUL Wet | BRENTWOOD 1L LANTERN-12 | One Light Outdoor Wall Lantern |  | 8823-12.jpg | 8823.jpg
8824-12 | One Light Outdoor Wall Lantern | The traditional design accents and pleasant proportions of the Brentwood outdoor lighting collection from Sea Gull Lighting make it a versatile selection for any home. Offered in either a Black Powdercoat or White Powdercoat finish, and either Clear or White Glass. The assortment offered in both finishes includes a small one-light outdoor wall lantern, a medium one-uplight outdoor wall lantern, a medium one-downlight outdoor wall lantern, a large one-light wall lantern, a one-light outdoor pendant and a one-light outdoor post lantern. In the Black Powdercoat finish only, a two-light outdoor ceiling flush mount is also available. Most of these fixtures easily convert to LED by purchasing LED replacement lamps sold separately. | OUTDOOR | Brentwood | Outdoor Lighting | Black | 12 | Die Cast Aluminum | Clear Glass | W:3.625" H:7.6875" |  |  | 1 Medium A19 100w |  | 1 | No | [14 empty] | 0 | [12 empty] | 49.98 | 99.96 | 149.94 | W:10 1/4'' H:19 3/4'' E:10 3/4'' | 4.2 |  |  | 10.25 | 19.75 | Center Lock-Up |  |  |  |  | 10.75 |  | No |  | No | [21 empty] | DP:3/4'' W:4 1/4'' H:6 7/16'' OB UP:15'' OB DOWN:4 3/4'' |  |  |  | 6.5 | Black/White |  |  | Hardwired | 0 | 0 | 0 | 0 | 1 | 0 | 0 | 1 | 0 | 0 | 0 | 785652882425 | 12 | 13 | 14.5 | 8 | 1.309 | 125 | Yes | [8 empty] | UL Wet | cUL Wet | BRENTWOOD 1L LANTERN-12 | One Light Outdoor Wall Lantern |  | 8824-12.jpg | 8824.jpg
88240-12 | One Light Outdoor Wall Lantern | The Cape May outdoor lighting collection by Sea Gull Lighting is a regal, traditionally styled lantern collection. Design elements include leaf ornamentation on the back plate and finial arms as well as the beautiful combination of the Burled Iron finish and Etched Hammered glass with Light Amber Tint to offer a warm glow. The assortment includes a small one-light outdoor wall lantern (available in a Dark Sky version too), a medium one-light outdoor wall lantern, a large one-light outdoor wall lantern, an extra-large one-light outdoor wall lantern, a one-light outdoor post lantern, a one-light outdoor pendant and a one-light ceiling flush mount. Both incandescent and LED ENERGY STAR-qualified lamping available, and most of these fixtures easily convert to LED. | OUTDOOR | Cape May | Outdoor Lighting | Black | 12 | Aluminum |  |  |  | Etched / White Inside Glass | 1 Medium A19 100w |  | 1 | No | [14 empty] | 0 | [12 empty] | 57.45 | 114.9 | 172.35 | W:7'' H:10 1/2'' E:8'' | 2.7 |  |  | 7 | 10.5 | Cap Nuts |  |  |  |  | 8 |  | No |  | No | [21 empty] | DP:1'' W:4 1/2'' H:7 1/16'' OB UP:3'' |  |  |  | 6.5 | Black/White |  |  | Hardwired | 0 | 0 | 0 | 0 | 1 | 0 | 0 | 1 | 0 | 0 | 0 | 785652079009 | 12.75 | 9.75 | 9.75 | 3.4 | 0.701 | 175 | Yes | [9 empty] | cETL Wet | CAPE MAY 1L LANTERN-12 | One Light Outdoor Wall Lantern |  | 88240-12.jpg | 88240.jpg
88240-780 | One Light Outdoor Wall Lantern | The Cape May outdoor lighting collection by Sea Gull Lighting is a regal, traditionally styled lantern collection. Design elements include leaf ornamentation on the back plate and finial arms as well as the beautiful combination of the Burled Iron finish and Etched Hammered glass with Light Amber Tint to offer a warm glow. The assortment includes a small one-light outdoor wall lantern (available in a Dark Sky version too), a medium one-light outdoor wall lantern, a large one-light outdoor wall lantern, an extra-large one-light outdoor wall lantern, a one-light outdoor post lantern, a one-light outdoor pendant and a one-light ceiling flush mount. Both incandescent and LED ENERGY STAR-qualified lamping available, and most of these fixtures easily convert to LED. | OUTDOOR | Cape May | Outdoor Lighting | Burled Iron | 780 | Aluminum |  |  |  | Etched Hammered with Light Amber Glass | 1 Medium A19 100w |  | 1 | No | [14 empty] | 0 | [12 empty] | 59.98 | 119.96 | 179.94 | W:7'' H:10 1/2'' E:8'' | 2.7 |  |  | 7 | 10.5 | Cap Nuts |  |  |  |  | 8 |  | No |  | No | [21 empty] | DP:1'' W:4 1/2'' H:7 1/16'' OB UP:3'' |  |  |  | 6.5 |  |  | N/A | Hardwired | 0 | 0 | 0 | 0 | 1 | 0 | 0 | 1 | 0 | 0 | 0 | 785652882401 | 13.5 | 10.5 | 9.75 | 3.4 | 0.8 | 175 | Yes | [9 empty] | cETL Wet | CAPE MAY 1L LANTERN-780 | One Light Outdoor Wall Lantern |  | 88240-780.jpg | 88240.jpg
8824091S-780 | SMALL LED OUTDOOR WALL LANTERN | The Cape May outdoor lighting collection by Sea Gull Lighting is a regal, traditionally styled lantern collection. Design elements include leaf ornamentation on the back plate and finial arms as well as the beautiful combination of the Burled Iron finish and Etched Hammered glass with Light Amber Tint to offer a warm glow. The assortment includes a small one-light outdoor wall lantern (available in a Dark Sky version too), a medium one-light outdoor wall lantern, a large one-light outdoor wall lantern, an extra-large one-light outdoor wall lantern, a one-light outdoor post lantern, a one-light outdoor pendant and a one-light ceiling flush mount. Both incandescent and LED ENERGY STAR-qualified lamping available, and most of these fixtures easily convert to LED. | OUTDOOR | Cape May | Outdoor Lighting | Burled Iron | 780 | Aluminum |  |  |  | Etched Hammered with Light Amber Glass |  |  | 1 | No | 1000 | 2700 | 90 | 14 | 120 | 19 - Integrated | MODS - Modules |  | 5 | 100 | LED | 14 | 14 | 50000 | 0 | [12 empty] | 68 | 136 | 204 | W:7'' H:10 1/2'' E:8'' | 2.7 |  |  | 7 | 10.5 | Cap Nuts |  |  |  |  | 8 |  | No |  | No | [21 empty] | DP:1'' W:4 1/2'' H:7 1/16'' OB UP:3'' |  |  |  | 6.5 |  |  | N/A | Hardwired | 0 | 0 | 0 | 0 | 1 | 0 | 0 | 0 | 0 | 0 | 0 | 785652278099 | 12.75 | 10 | 9.25 | 3.3 | 0.683 | 175 | Yes | [8 empty] | UL Wet | cUL Wet | CAPE MAY LED LANTERN-780 | SMALL LED OUTDOOR WALL LANTERN |  | 88240-780.jpg | 88240.jpg
88240D-780 | One Light Outdoor Wall Lantern | The Cape May outdoor lighting collection by Sea Gull Lighting is a regal, traditionally styled lantern collection. Design elements include leaf ornamentation on the back plate and finial arms as well as the beautiful combination of the Burled Iron finish and Etched Hammered glass with Light Amber Tint to offer a warm glow. The assortment includes a small one-light outdoor wall lantern (available in a Dark Sky version too), a medium one-light outdoor wall lantern, a large one-light outdoor wall lantern, an extra-large one-light outdoor wall lantern, a one-light outdoor post lantern, a one-light outdoor pendant and a one-light ceiling flush mount. Both incandescent and LED ENERGY STAR-qualified lamping available, and most of these fixtures easily convert to LED. | OUTDOOR | Cape May | Outdoor Lighting | Burled Iron | 780 | Aluminum | White Aluminum |  |  | Etched Hammered with Light Amber Glass | 1 Medium A19 100w |  | 1 | No | [14 empty] | 0 | [12 empty] | 70.48 | 140.96 | 211.44 | W:7'' H:10 1/2'' E:8'' | 2.7 |  |  | 7 | 10.5 | Cap Nuts |  |  |  |  | 8 |  | No |  | No | [21 empty] | DP:13/16'' W:4 1/2'' H:7 1/16'' OB UP:3'' |  |  |  | 6.5 |  |  | N/A | Hardwired | 0 | 0 | 0 | 0 | 1 | 0 | 0 | 1 | 0 | 0 | 0 | 785652882432 | 10 | 9.5 | 13 | 3.35 | 0.715 | 175 | Yes | [9 empty] | cETL Wet | CAPE MAY 1L LANTERN-780 | One Light Outdoor Wall Lantern |  | 88240D-780.jpg | 88240D.jpg
88240DEN3-780 | One Light Outdoor Wall Lantern | The Cape May outdoor lighting collection by Sea Gull Lighting is a regal, traditionally styled lantern collection. Design elements include leaf ornamentation on the back plate and finial arms as well as the beautiful combination of the Burled Iron finish and Etched Hammered glass with Light Amber Tint to offer a warm glow. The assortment includes a small one-light outdoor wall lantern (available in a Dark Sky version too), a medium one-light outdoor wall lantern, a large one-light outdoor wall lantern, an extra-large one-light outdoor wall lantern, a one-light outdoor post lantern, a one-light outdoor pendant and a one-light ceiling flush mount. Both incandescent and LED ENERGY STAR-qualified lamping available, and most of these fixtures easily convert to LED. | OUTDOOR | Cape May | Outdoor Lighting | Burled Iron | 780 | Aluminum | White Aluminum |  |  | Etched Hammered with Light Amber Glass | 1 Medium A19 9.3w |  | 1 | Yes | [14 empty] | 0 | [12 empty] | 74.98 | 149.96 | 224.94 | W:7'' H:10 1/2'' E:8'' | 2.7 |  |  | 7 | 10.5 | Cap Nuts |  |  |  |  | 8 |  | No |  | No | [21 empty] | DP:13/16'' W:4 1/2'' H:7 1/16'' OB UP:3'' |  |  |  | 6.5 | Black/White |  |  | Hardwired | 0 | 0 | 0 | 1 | 1 | 0 | 0 | 0 | 0 | 0 | 0 | 785652053085 | 10 | 9.5 | 13 | 3.35 | 0.715 | 175 | Yes | [9 empty] | cETL Wet | CAPE MAY 1L LANTERN-780 | One Light Outdoor Wall Lantern |  | 88240DEN3-780.jpg | 88240D.jpg
88240EN3-12 | One Light Outdoor Wall Lantern | The Cape May outdoor lighting collection by Sea Gull Lighting is a regal, traditionally styled lantern collection. Design elements include leaf ornamentation on the back plate and finial arms as well as the beautiful combination of the Burled Iron finish and Etched Hammered glass with Light Amber Tint to offer a warm glow. The assortment includes a small one-light outdoor wall lantern (available in a Dark Sky version too), a medium one-light outdoor wall lantern, a large one-light outdoor wall lantern, an extra-large one-light outdoor wall lantern, a one-light outdoor post lantern, a one-light outdoor pendant and a one-light ceiling flush mount. Both incandescent and LED ENERGY STAR-qualified lamping available, and most of these fixtures easily convert to LED. | OUTDOOR | Cape May | Outdoor Lighting | Black | 12 | Aluminum |  |  |  | Etched / White Inside Glass | 1 Medium A19 9.3w |  | 1 | Yes | [14 empty] | 0 | [12 empty] | 62.45 | 124.9 | 187.35 | W:7'' H:10 1/2'' E:8'' | 2.7 |  |  | 7 | 10.5 | Cap Nuts |  |  |  |  | 8 |  | No |  | No | [21 empty] | DP:1'' W:4 1/2'' H:7 1/16'' OB UP:3'' |  |  |  | 6.5 | Black/White |  |  | Hardwired | 0 | 0 | 0 | 1 | 1 | 0 | 0 | 0 | 0 | 0 | 0 | 785652083143 | 13.5 | 10.5 | 9.75 | 3.4 | 0.8 | 175 | Yes | [9 empty] | cETL Wet | CAPE MAY 1L LANTERN-12 | One Light Outdoor Wall Lantern |  | 88240EN3-12.jpg | 88240EN3.jpg
88240EN3-780 | One Light Outdoor Wall Lantern | The Cape May outdoor lighting collection by Sea Gull Lighting is a regal, traditionally styled lantern collection. Design elements include leaf ornamentation on the back plate and finial arms as well as the beautiful combination of the Burled Iron finish and Etched Hammered glass with Light Amber Tint to offer a warm glow. The assortment includes a small one-light outdoor wall lantern (available in a Dark Sky version too), a medium one-light outdoor wall lantern, a large one-light outdoor wall lantern, an extra-large one-light outdoor wall lantern, a one-light outdoor post lantern, a one-light outdoor pendant and a one-light ceiling flush mount. Both incandescent and LED ENERGY STAR-qualified lamping available, and most of these fixtures easily convert to LED. | OUTDOOR | Cape May | Outdoor Lighting | Burled Iron | 780 | Aluminum |  |  |  | Etched Hammered with Light Amber Glass | 1 Medium A19 9.3w |  | 1 | Yes | [14 empty] | 0 | [12 empty] | 64.98 | 129.96 | 194.94 | W:7'' H:10 1/2'' E:8'' | 2.7 |  |  | 7 | 10.5 | Cap Nuts |  |  |  |  | 8 |  | No |  | No | [21 empty] | DP:1'' W:4 1/2'' H:7 1/16'' OB UP:3'' |  |  |  | 6.5 | Black/White |  |  | Hardwired | 0 | 0 | 0 | 1 | 1 | 0 | 0 | 0 | 0 | 0 | 0 | 785652044687 | 13.5 | 10.5 | 9.75 | 3.4 | 0.8 | 175 | Yes | [9 empty] | cETL Wet | CAPE MAY 1L LANTERN-780 | One Light Outdoor Wall Lantern |  | 88240EN3-780.jpg | 88240.jpg
88241-12 | One Light Outdoor Wall Lantern | The Cape May outdoor lighting collection by Sea Gull Lighting is a regal, traditionally styled lantern collection. Design elements include leaf ornamentation on the back plate and finial arms as well as the beautiful combination of the Burled Iron finish and Etched Hammered glass with Light Amber Tint to offer a warm glow. The assortment includes a small one-light outdoor wall lantern (available in a Dark Sky version too), a medium one-light outdoor wall lantern, a large one-light outdoor wall lantern, an extra-large one-light outdoor wall lantern, a one-light outdoor post lantern, a one-light outdoor pendant and a one-light ceiling flush mount. Both incandescent and LED ENERGY STAR-qualified lamping available, and most of these fixtures easily convert to LED. | OUTDOOR | Cape May | Outdoor Lighting | Black | 12 | Aluminum |  |  |  | Etched / White Inside Glass | 1 Medium A19 100w |  | 1 | No | [14 empty] | 0 | [12 empty] | 84.45 | 168.9 | 253.35 | W:9'' H:15 1/2'' E:10'' | 3.6 |  |  | 9 | 15.5 | Cap Nuts |  |  |  |  | 10 |  | No |  | No | [21 empty] | DP:1'' W:4 1/2'' H:7 1/16'' OB UP:4 1/2'' |  |  |  | 6.5 | Black/White |  |  | Hardwired | 0 | 0 | 0 | 0 | 1 | 0 | 0 | 1 | 0 | 0 | 0 | 785652079016 | 17 | 11.75 | 12 | 5.1 | 1.387 | 250 | Yes | [9 empty] | cETL Wet | CAPE MAY 1L LANTERN-12 | One Light Outdoor Wall Lantern |  | 88241-12.jpg | 88241.jpg
88241-780 | One Light Outdoor Wall Lantern | The Cape May outdoor lighting collection by Sea Gull Lighting is a regal, traditionally styled lantern collection. Design elements include leaf ornamentation on the back plate and finial arms as well as the beautiful combination of the Burled Iron finish and Etched Hammered glass with Light Amber Tint to offer a warm glow. The assortment includes a small one-light outdoor wall lantern (available in a Dark Sky version too), a medium one-light outdoor wall lantern, a large one-light outdoor wall lantern, an extra-large one-light outdoor wall lantern, a one-light outdoor post lantern, a one-light outdoor pendant and a one-light ceiling flush mount. Both incandescent and LED ENERGY STAR-qualified lamping available, and most of these fixtures easily convert to LED. | OUTDOOR | Cape May | Outdoor Lighting | Burled Iron | 780 | Aluminum |  |  |  | Etched Hammered with Light Amber Glass | 1 Medium A19 100w |  | 1 | No | [14 empty] | 0 | [12 empty] | 87.98 | 175.96 | 263.94 | W:9'' H:15 1/2'' E:10'' | 3.6 |  |  | 9 | 15.5 | Cap Nuts |  |  |  |  | 10 |  | No |  | No | [21 empty] | DP:1'' W:4 1/2'' H:7 1/16'' OB UP:4 1/2'' |  |  |  | 6.5 |  |  | N/A | Hardwired | 0 | 0 | 0 | 0 | 1 | 0 | 0 | 1 | 0 | 0 | 0 | 785652882487 | 12.5 | 11.25 | 17 | 5.55 | 1.383 | 175 | Yes | [9 empty] | cETL Wet | CAPE MAY 1L LANTERN-780 | One Light Outdoor Wall Lantern |  | 88241-780.jpg | 88241.jpg
8824191S-780 | MEDIUM LED OUTDOOR WALL LANTERN | The Cape May outdoor lighting collection by Sea Gull Lighting is a regal, traditionally styled lantern collection. Design elements include leaf ornamentation on the back plate and finial arms as well as the beautiful combination of the Burled Iron finish and Etched Hammered glass with Light Amber Tint to offer a warm glow. The assortment includes a small one-light outdoor wall lantern (available in a Dark Sky version too), a medium one-light outdoor wall lantern, a large one-light outdoor wall lantern, an extra-large one-light outdoor wall lantern, a one-light outdoor post lantern, a one-light outdoor pendant and a one-light ceiling flush mount. Both incandescent and LED ENERGY STAR-qualified lamping available, and most of these fixtures easily convert to LED. | OUTDOOR | Cape May | Outdoor Lighting | Burled Iron | 780 | Aluminum |  |  |  | Etched Hammered with Light Amber Glass |  |  | 1 | No | 1000 | 2700 | 90 | 14 | 120 | 19 - Integrated | MODS - Modules |  | 5 | 100 | LED | 14 | 14 | 50000 | 0 | [12 empty] | 102 | 204 | 306 | W:9'' H:15 1/2'' E:10'' | 3.6 |  |  | 9 | 15.5 | Cap Nuts |  |  |  |  | 10 |  | No |  | No | [21 empty] | DP:1'' W:4 1/2'' H:7 1/16'' OB UP:4 1/2'' |  |  |  | 6.5 |  |  | N/A | Hardwired | 0 | 0 | 0 | 0 | 1 | 0 | 0 | 0 | 0 | 0 | 0 | 785652278105 | 17 | 12.25 | 11.5 | 5.7 | 1.386 | 175 | Yes | [8 empty] | UL Wet | cUL Wet | CAPE MAY LED LANTERN-780 | MEDIUM LED OUTDOOR WALL LANTERN |  | 88241-780.jpg | 88241.jpg
88241EN3-12 | One Light Outdoor Wall Lantern | The Cape May outdoor lighting collection by Sea Gull Lighting is a regal, traditionally styled lantern collection. Design elements include leaf ornamentation on the back plate and finial arms as well as the beautiful combination of the Burled Iron finish and Etched Hammered glass with Light Amber Tint to offer a warm glow. The assortment includes a small one-light outdoor wall lantern (available in a Dark Sky version too), a medium one-light outdoor wall lantern, a large one-light outdoor wall lantern, an extra-large one-light outdoor wall lantern, a one-light outdoor post lantern, a one-light outdoor pendant and a one-light ceiling flush mount. Both incandescent and LED ENERGY STAR-qualified lamping available, and most of these fixtures easily convert to LED. | OUTDOOR | Cape May | Outdoor Lighting | Black | 12 | Aluminum |  |  |  | Etched / White Inside Glass | 1 Medium A19 9.3w |  | 1 | Yes | [14 empty] | 0 | [12 empty] | 87.45 | 174.9 | 262.35 | W:9'' H:15 1/2'' E:10'' | 3.6 |  |  | 9 | 15.5 | Cap Nuts |  |  |  |  | 10 |  | No |  | No | [21 empty] | DP:1'' W:4 1/2'' H:7 1/16'' OB UP:4 1/2'' |  |  |  | 6.5 | Black/White |  |  | Hardwired | 0 | 0 | 0 | 1 | 1 | 0 | 0 | 0 | 0 | 0 | 0 | 785652083150 | 17 | 11.25 | 12.5 | 5.5 | 1.383 | 175 | Yes | [9 empty] | cETL Wet | CAPE MAY 1L LANTERN-12 | One Light Outdoor Wall Lantern |  | 88241EN3-12.jpg | 88241EN3.jpg
88241EN3-780 | One Light Outdoor Wall Lantern | The Cape May outdoor lighting collection by Sea Gull Lighting is a regal, traditionally styled lantern collection. Design elements include leaf ornamentation on the back plate and finial arms as well as the beautiful combination of the Burled Iron finish and Etched Hammered glass with Light Amber Tint to offer a warm glow. The assortment includes a small one-light outdoor wall lantern (available in a Dark Sky version too), a medium one-light outdoor wall lantern, a large one-light outdoor wall lantern, an extra-large one-light outdoor wall lantern, a one-light outdoor post lantern, a one-light outdoor pendant and a one-light ceiling flush mount. Both incandescent and LED ENERGY STAR-qualified lamping available, and most of these fixtures easily convert to LED. | OUTDOOR | Cape May | Outdoor Lighting | Burled Iron | 780 | Aluminum |  |  |  | Etched Hammered with Light Amber Glass | 1 Medium A19 9.3w |  | 1 | Yes | [14 empty] | 0 | [12 empty] | 90.98 | 181.96 | 272.94 | W:9'' H:15 1/2'' E:10'' | 3.6 |  |  | 9 | 15.5 | Cap Nuts |  |  |  |  | 10 |  | No |  | No | [21 empty] | DP:1'' W:4 1/2'' H:7 1/16'' OB UP:4 1/2'' |  |  |  | 6.5 | Black/White |  |  | Hardwired | 0 | 0 | 0 | 1 | 1 | 0 | 0 | 0 | 0 | 0 | 0 | 785652044694 | 17 | 11.25 | 12.5 | 5.5 | 1.383 | 175 | Yes | [9 empty] | cETL Wet | CAPE MAY 1L LANTERN-780 | One Light Outdoor Wall Lantern |  | 88241EN3-780.jpg | 88241.jpg
88242-12 | One Light Outdoor Wall Lantern | The Cape May outdoor lighting collection by Sea Gull Lighting is a regal, traditionally styled lantern collection. Design elements include leaf ornamentation on the back plate and finial arms as well as the beautiful combination of the Burled Iron finish and Etched Hammered glass with Light Amber Tint to offer a warm glow. The assortment includes a small one-light outdoor wall lantern (available in a Dark Sky version too), a medium one-light outdoor wall lantern, a large one-light outdoor wall lantern, an extra-large one-light outdoor wall lantern, a one-light outdoor post lantern, a one-light outdoor pendant and a one-light ceiling flush mount. Both incandescent and LED ENERGY STAR-qualified lamping available, and most of these fixtures easily convert to LED. | OUTDOOR | Cape May | Outdoor Lighting | Black | 12 | Aluminum |  |  |  | Etched / White Inside Glass | 1 Medium A19 100w |  | 1 | No | [14 empty] | 0 | [12 empty] | 184.45 | 368.9 | 553.35 | W:11'' H:26 1/4'' E:13 3/4'' | 7.5 |  |  | 11 | 26.25 | Cap Nuts |  |  |  |  | 13.75 |  | No |  | No | [21 empty] | DP:1'' W:4 1/2'' H:18 1/8'' OB UP:9 1/4'' |  |  |  | 6.5 | Black/White |  |  | Hardwired | 0 | 0 | 0 | 0 | 1 | 0 | 0 | 1 | 0 | 0 | 0 | 785652079023 | 27 | 15.75 | 13.25 | 11 | 3.261 | 250 | Yes | [9 empty] | cETL Wet | CAPE MAY 1L LANTERN-12 | One Light Outdoor Wall Lantern |  | 88242-12.jpg | 88242.jpg
88242-780 | One Light Outdoor Wall Lantern | The Cape May outdoor lighting collection by Sea Gull Lighting is a regal, traditionally styled lantern collection. Design elements include leaf ornamentation on the back plate and finial arms as well as the beautiful combination of the Burled Iron finish and Etched Hammered glass with Light Amber Tint to offer a warm glow. The assortment includes a small one-light outdoor wall lantern (available in a Dark Sky version too), a medium one-light outdoor wall lantern, a large one-light outdoor wall lantern, an extra-large one-light outdoor wall lantern, a one-light outdoor post lantern, a one-light outdoor pendant and a one-light ceiling flush mount. Both incandescent and LED ENERGY STAR-qualified lamping available, and most of these fixtures easily convert to LED. | OUTDOOR | Cape May | Outdoor Lighting | Burled Iron | 780 | Aluminum |  |  |  | Etched Hammered with Light Amber Glass | 1 Medium A19 100w |  | 1 | No | [14 empty] | 0 | [12 empty] | 191.98 | 383.96 | 575.94 | W:11'' H:26 1/4'' E:13 3/4'' | 7.5 |  |  | 11 | 26.25 | Cap Nuts |  |  |  |  | 13.75 |  | No |  | No | [21 empty] | DP:1'' W:4 1/2'' H:18 1/8'' OB UP:9 1/4'' |  |  |  | 6.5 |  |  | N/A | Hardwired | 0 | 0 | 0 | 0 | 1 | 0 | 0 | 1 | 0 | 0 | 0 | 785652242786 | 15.75 | 13.5 | 27 | 11.6 | 3.322 | 250 | Yes | [9 empty] | cETL Wet | CAPE MAY 1L LANTERN-780 | One Light Outdoor Wall Lantern |  | 88242-780.jpg | 88242.jpg
88242EN3-12 | One Light Outdoor Wall Lantern | The Cape May outdoor lighting collection by Sea Gull Lighting is a regal, traditionally styled lantern collection. Design elements include leaf ornamentation on the back plate and finial arms as well as the beautiful combination of the Burled Iron finish and Etched Hammered glass with Light Amber Tint to offer a warm glow. The assortment includes a small one-light outdoor wall lantern (available in a Dark Sky version too), a medium one-light outdoor wall lantern, a large one-light outdoor wall lantern, an extra-large one-light outdoor wall lantern, a one-light outdoor post lantern, a one-light outdoor pendant and a one-light ceiling flush mount. Both incandescent and LED ENERGY STAR-qualified lamping available, and most of these fixtures easily convert to LED. | OUTDOOR | Cape May | Outdoor Lighting | Black | 12 | Aluminum |  |  |  | Etched / White Inside Glass | 1 Medium A19 9.3w |  | 1 | Yes | [14 empty] | 0 | [12 empty] | 188.45 | 376.9 | 565.35 | W:11'' H:26 1/4'' E:13 3/4'' | 7.5 |  |  | 11 | 26.25 | Cap Nuts |  |  |  |  | 13.75 |  | No |  | No | [21 empty] | DP:1'' W:4 1/2'' H:18 1/8'' OB UP:9 1/4'' |  |  |  | 6.5 | Black/White |  |  | Hardwired | 0 | 0 | 0 | 1 | 1 | 0 | 0 | 0 | 0 | 0 | 0 | 785652083167 | 15.75 | 13.5 | 27 | 11.6 | 3.322 | 250 | Yes | [9 empty] | cETL Wet | CAPE MAY 1L LANTERN-12 | One Light Outdoor Wall Lantern |  | 88242EN3-12.jpg | 88242EN3.jpg
88242EN3-780 | One Light Outdoor Wall Lantern | The Cape May outdoor lighting collection by Sea Gull Lighting is a regal, traditionally styled lantern collection. Design elements include leaf ornamentation on the back plate and finial arms as well as the beautiful combination of the Burled Iron finish and Etched Hammered glass with Light Amber Tint to offer a warm glow. The assortment includes a small one-light outdoor wall lantern (available in a Dark Sky version too), a medium one-light outdoor wall lantern, a large one-light outdoor wall lantern, an extra-large one-light outdoor wall lantern, a one-light outdoor post lantern, a one-light outdoor pendant and a one-light ceiling flush mount. Both incandescent and LED ENERGY STAR-qualified lamping available, and most of these fixtures easily convert to LED. | OUTDOOR | Cape May | Outdoor Lighting | Burled Iron | 780 | Aluminum |  |  |  | Etched Hammered with Light Amber Glass | 1 Medium A19 9.3w |  | 1 | Yes | [14 empty] | 0 | [12 empty] | 194.98 | 389.96 | 584.94 | W:11'' H:26 1/4'' E:13 3/4'' | 7.5 |  |  | 11 | 26.25 | Cap Nuts |  |  |  |  | 13.75 |  | No |  | No | [21 empty] | DP:1'' W:4 1/2'' H:18 1/8'' OB UP:9 1/4'' |  |  |  | 6.5 | Black/White |  |  | Hardwired | 0 | 0 | 0 | 1 | 1 | 0 | 0 | 0 | 0 | 0 | 0 | 785652044700 | 15.75 | 13.5 | 27 | 11.6 | 3.322 | 250 | Yes | [9 empty] | cETL Wet | CAPE MAY 1L LANTERN-780 | One Light Outdoor Wall Lantern |  | 88242EN3-780.jpg | 88242EN3.jpg
88243-12 | One Light Outdoor Wall Lantern | The Cape May outdoor lighting collection by Sea Gull Lighting is a regal, traditionally styled lantern collection. Design elements include leaf ornamentation on the back plate and finial arms as well as the beautiful combination of the Burled Iron finish and Etched Hammered glass with Light Amber Tint to offer a warm glow. The assortment includes a small one-light outdoor wall lantern (available in a Dark Sky version too), a medium one-light outdoor wall lantern, a large one-light outdoor wall lantern, an extra-large one-light outdoor wall lantern, a one-light outdoor post lantern, a one-light outdoor pendant and a one-light ceiling flush mount. Both incandescent and LED ENERGY STAR-qualified lamping available, and most of these fixtures easily convert to LED. | OUTDOOR | Cape May | Outdoor Lighting | Black | 12 | Aluminum |  |  |  | Etched / White Inside Glass | 1 Medium A19 100w |  | 1 | No | [14 empty] | 0 | [12 empty] | 236.95 | 473.9 | 710.85 | W:13'' H:29 3/4'' E:16'' | 11.9 |  |  | 13 | 29.75 | Cap Nuts |  |  |  |  | 16 |  | No |  | No | [21 empty] | DP:1'' W:4 1/2'' H:18 1/8'' OB UP:11 1/4'' |  |  |  | 6.5 | Black/White |  |  | Hardwired | 0 | 0 | 0 | 0 | 1 | 0 | 0 | 1 | 0 | 0 | 0 | 785652079030 | 31 | 18 | 15.25 | 14.9 | 4.924 | 250 | Yes | [9 empty] | cETL Wet | CAPE MAY 1L LANTERN-12 | One Light Outdoor Wall Lantern |  | 88243-12.jpg | 88243.jpg
88243-780 | One Light Outdoor Wall Lantern | The Cape May outdoor lighting collection by Sea Gull Lighting is a regal, traditionally styled lantern collection. Design elements include leaf ornamentation on the back plate and finial arms as well as the beautiful combination of the Burled Iron finish and Etched Hammered glass with Light Amber Tint to offer a warm glow. The assortment includes a small one-light outdoor wall lantern (available in a Dark Sky version too), a medium one-light outdoor wall lantern, a large one-light outdoor wall lantern, an extra-large one-light outdoor wall lantern, a one-light outdoor post lantern, a one-light outdoor pendant and a one-light ceiling flush mount. Both incandescent and LED ENERGY STAR-qualified lamping available, and most of these fixtures easily convert to LED. | OUTDOOR | Cape May | Outdoor Lighting | Burled Iron | 780 | Aluminum |  |  |  | Etched Hammered with Light Amber Glass | 1 Medium A19 100w |  | 1 | No | [14 empty] | 0 | [12 empty] | 249.98 | 499.96 | 749.94 | W:13'' H:29 3/4'' E:16'' | 11.9 |  |  | 13 | 29.75 | Cap Nuts |  |  |  |  | 16 |  | No |  | No | [21 empty] | DP:1'' W:4 1/2'' H:18 1/8'' OB UP:11 1/4'' |  |  |  | 6.5 |  |  | N/A | Hardwired | 0 | 0 | 0 | 0 | 1 | 0 | 0 | 1 | 0 | 0 | 0 | 785652882494 | 17.5 | 15.5 | 31.75 | 15 | 4.984 | 250 | Yes | [9 empty] | cETL Wet | CAPE MAY 1L LANTERN-780 | One Light Outdoor Wall Lantern |  | 88243-780.jpg | 88243.jpg
88243EN3-12 | One Light Outdoor Wall Lantern | The Cape May outdoor lighting collection by Sea Gull Lighting is a regal, traditionally styled lantern collection. Design elements include leaf ornamentation on the back plate and finial arms as well as the beautiful combination of the Burled Iron finish and Etched Hammered glass with Light Amber Tint to offer a warm glow. The assortment includes a small one-light outdoor wall lantern (available in a Dark Sky version too), a medium one-light outdoor wall lantern, a large one-light outdoor wall lantern, an extra-large one-light outdoor wall lantern, a one-light outdoor post lantern, a one-light outdoor pendant and a one-light ceiling flush mount. Both incandescent and LED ENERGY STAR-qualified lamping available, and most of these fixtures easily convert to LED. | OUTDOOR | Cape May | Outdoor Lighting | Black | 12 | Aluminum |  |  |  | Etched / White Inside Glass | 1 Medium A19 9.3w |  | 1 | Yes | [14 empty] | 0 | [12 empty] | 241.45 | 482.9 | 724.35 | W:13'' H:29 3/4'' E:16'' | 11.9 |  |  | 13 | 29.75 | Cap Nuts |  |  |  |  | 16 |  | No |  | No | [21 empty] | DP:1'' W:4 1/2'' H:18 1/8'' OB UP:11 1/4'' |  |  |  | 6.5 | Black/White |  |  | Hardwired | 0 | 0 | 0 | 1 | 1 | 0 | 0 | 0 | 0 | 0 | 0 | 785652083174 | 31.75 | 15.5 | 17.5 | 15 | 4.984 | 250 | Yes | [9 empty] | cETL Wet | CAPE MAY 1L LANTERN-12 | One Light Outdoor Wall Lantern |  | 88243EN3-12.jpg | 89343EN3.jpg
88243EN3-780 | One Light Outdoor Wall Lantern | The Cape May outdoor lighting collection by Sea Gull Lighting is a regal, traditionally styled lantern collection. Design elements include leaf ornamentation on the back plate and finial arms as well as the beautiful combination of the Burled Iron finish and Etched Hammered glass with Light Amber Tint to offer a warm glow. The assortment includes a small one-light outdoor wall lantern (available in a Dark Sky version too), a medium one-light outdoor wall lantern, a large one-light outdoor wall lantern, an extra-large one-light outdoor wall lantern, a one-light outdoor post lantern, a one-light outdoor pendant and a one-light ceiling flush mount. Both incandescent and LED ENERGY STAR-qualified lamping available, and most of these fixtures easily convert to LED. | OUTDOOR | Cape May | Outdoor Lighting | Burled Iron | 780 | Aluminum |  |  |  | Etched Hammered with Light Amber Glass | 1 Medium A19 9.3w |  | 1 | Yes | [14 empty] | 0 | [12 empty] | 249.98 | 499.96 | 749.94 | W:13'' H:29 3/4'' E:16'' | 11.9 |  |  | 13 | 29.75 | Cap Nuts |  |  |  |  | 16 |  | No |  | No | [21 empty] | DP:1'' W:4 1/2'' H:18 1/8'' OB UP:11 1/4'' |  |  |  | 6.5 | Black/White |  |  | Hardwired | 0 | 0 | 0 | 1 | 1 | 0 | 0 | 0 | 0 | 0 | 0 | 785652053092 | 31.75 | 15.5 | 17.5 | 15 | 4.984 | 250 | Yes | [9 empty] | cETL Wet | CAPE MAY 1L LANTERN-780 | One Light Outdoor Wall Lantern |  | 88243EN3-780.jpg | 89343.jpg
88244-12 | One Light Outdoor Wall Lantern | The Cape May outdoor lighting collection by Sea Gull Lighting is a regal, traditionally styled lantern collection. Design elements include leaf ornamentation on the back plate and finial arms as well as the beautiful combination of the Burled Iron finish and Etched Hammered glass with Light Amber Tint to offer a warm glow. The assortment includes a small one-light outdoor wall lantern (available in a Dark Sky version too), a medium one-light outdoor wall lantern, a large one-light outdoor wall lantern, an extra-large one-light outdoor wall lantern, a one-light outdoor post lantern, a one-light outdoor pendant and a one-light ceiling flush mount. Both incandescent and LED ENERGY STAR-qualified lamping available, and most of these fixtures easily convert to LED. | OUTDOOR | Cape May | Outdoor Lighting | Black | 12 | Aluminum |  |  |  | Etched / White Inside Glass | 1 Medium A19 75w |  | 1 | No | [14 empty] | 0 | [12 empty] | 144.5 | 289 | 433.5 | W:13'' H:20 1/4'' E:14'' |  |  |  | 13 | 20.25 | Cap Nuts |  |  |  |  | 14 |  | No |  | No | [21 empty] | DP:1'' W:4 1/2'' H:10'' OB UP:4 3/8'' Rectangular |  |  |  | 6.5 |  |  | N/A | Hardwired | 0 | 0 | 0 | 0 | 1 | 0 | 0 | 1 | 0 | 0 | 0 | 785652079054 | [16 empty] | cETL Wet | CAPE MAY 1L LANTERN-12 | One Light Outdoor Wall Lantern |  | 88244-12.jpg | 88244.jpg
88244-780 | One Light Outdoor Wall Lantern | The Cape May outdoor lighting collection by Sea Gull Lighting is a regal, traditionally styled lantern collection. Design elements include leaf ornamentation on the back plate and finial arms as well as the beautiful combination of the Burled Iron finish and Etched Hammered glass with Light Amber Tint to offer a warm glow. The assortment includes a small one-light outdoor wall lantern (available in a Dark Sky version too), a medium one-light outdoor wall lantern, a large one-light outdoor wall lantern, an extra-large one-light outdoor wall lantern, a one-light outdoor post lantern, a one-light outdoor pendant and a one-light ceiling flush mount. Both incandescent and LED ENERGY STAR-qualified lamping available, and most of these fixtures easily convert to LED. | OUTDOOR | Cape May | Outdoor Lighting | Burled Iron | 780 | Aluminum |  |  |  | Etched Hammered with Light Amber Glass | 1 Medium A19 75w |  | 1 | No | [14 empty] | 0 | [12 empty] | 144.5 | 289 | 433.5 | W:13'' H:20 1/4'' E:14'' |  |  |  | 13 | 20.25 | Cap Nuts |  |  |  |  | 14 |  | No |  | No | [21 empty] | DP:1'' W:4 1/2'' H:10'' OB UP:4 3/8'' Rectangular |  |  |  | 6.5 |  |  | N/A | Hardwired | 0 | 0 | 0 | 0 | 1 | 0 | 0 | 1 | 0 | 0 | 0 | 785652079061 | [16 empty] | cETL Wet | CAPE MAY 1L LANTERN-780 | One Light Outdoor Wall Lantern |  | 88244-780.jpg | 88244.jpg
88244EN3-12 | One Light Outdoor Wall Lantern | The Cape May outdoor lighting collection by Sea Gull Lighting is a regal, traditionally styled lantern collection. Design elements include leaf ornamentation on the back plate and finial arms as well as the beautiful combination of the Burled Iron finish and Etched Hammered glass with Light Amber Tint to offer a warm glow. The assortment includes a small one-light outdoor wall lantern (available in a Dark Sky version too), a medium one-light outdoor wall lantern, a large one-light outdoor wall lantern, an extra-large one-light outdoor wall lantern, a one-light outdoor post lantern, a one-light outdoor pendant and a one-light ceiling flush mount. Both incandescent and LED ENERGY STAR-qualified lamping available, and most of these fixtures easily convert to LED. | OUTDOOR | Cape May | Outdoor Lighting | Black | 12 | Aluminum |  |  |  | Etched / White Inside Glass | 1 Medium A19 9.3w |  | 1 | Yes | [14 empty] | 0 | [12 empty] | 149.5 | 299 | 448.5 | W:13'' H:20 1/4'' E:14'' |  |  |  | 13 | 20.25 | Cap Nuts |  |  |  |  | 14 |  | No |  | No | [21 empty] | DP:1'' W:4 1/2'' H:10'' OB UP:4 3/8'' Rectangular |  |  |  | 6.5 |  |  | N/A | Hardwired | 0 | 0 | 0 | 1 | 1 | 0 | 0 | 0 | 0 | 0 | 0 | 785652083181 | [16 empty] | cETL Wet | CAPE MAY 1L LANTERN-12 | One Light Outdoor Wall Lantern |  | 88244EN3-12.jpg | 88244EN3.jpg
88244EN3-780 | One Light Outdoor Wall Lantern | The Cape May outdoor lighting collection by Sea Gull Lighting is a regal, traditionally styled lantern collection. Design elements include leaf ornamentation on the back plate and finial arms as well as the beautiful combination of the Burled Iron finish and Etched Hammered glass with Light Amber Tint to offer a warm glow. The assortment includes a small one-light outdoor wall lantern (available in a Dark Sky version too), a medium one-light outdoor wall lantern, a large one-light outdoor wall lantern, an extra-large one-light outdoor wall lantern, a one-light outdoor post lantern, a one-light outdoor pendant and a one-light ceiling flush mount. Both incandescent and LED ENERGY STAR-qualified lamping available, and most of these fixtures easily convert to LED. | OUTDOOR | Cape May | Outdoor Lighting | Heirloom Bronze | 782 | Aluminum |  |  |  | Etched Hammered with Light Amber Glass | 1 Medium A19 9.3w |  | 1 | Yes | [14 empty] | 0 | [12 empty] | 149.5 | 299 | 448.5 | W:13'' H:20 1/4'' E:14'' |  |  |  | 13 | 20.25 | Cap Nuts |  |  |  |  | 14 |  | No |  | No | [21 empty] | DP:1'' W:4 1/2'' H:10'' OB UP:4 3/8'' Rectangular |  |  |  | 6.5 |  |  | N/A | Hardwired | 0 | 0 | 0 | 1 | 1 | 0 | 0 | 0 | 0 | 0 | 0 | 785652083198 | [16 empty] | cETL Wet | CAPE MAY 1L LANTERN-780 | One Light Outdoor Wall Lantern |  | 88244EN3-780.jpg | 88244EN3.jpg
8825-12 | One Light Outdoor Wall Lantern | The traditional design accents and pleasant proportions of the Brentwood outdoor lighting collection from Sea Gull Lighting make it a versatile selection for any home. Offered in either a Black Powdercoat or White Powdercoat finish, and either Clear or White Glass. The assortment offered in both finishes includes a small one-light outdoor wall lantern, a medium one-uplight outdoor wall lantern, a medium one-downlight outdoor wall lantern, a large one-light wall lantern, a one-light outdoor pendant and a one-light outdoor post lantern. In the Black Powdercoat finish only, a two-light outdoor ceiling flush mount is also available. Most of these fixtures easily convert to LED by purchasing LED replacement lamps sold separately. | OUTDOOR | Brentwood | Outdoor Lighting | Black | 12 | Die Cast Aluminum | Clear Glass | W:3.625" H:7.6875" |  |  | 1 Medium A19 100w |  | 1 | No | [14 empty] | 0 | [12 empty] | 47.98 | 95.96 | 143.94 | W:10 1/4'' H:18'' E:10 3/4'' | 4.2 |  |  | 10.25 | 18 | Center Lock-Up |  |  |  |  | 10.75 |  | No |  | No | [21 empty] | DP:3/4'' W:4 1/4'' H:6 7/16'' OB UP:4 3/4'' OB DOWN:13 1/4'' |  |  |  | 6.5 | Black/White |  |  | Hardwired | 0 | 0 | 0 | 0 | 1 | 0 | 0 | 1 | 0 | 0 | 0 | 785652882524 | 12.75 | 12.25 | 15.5 | 6.3 | 1.401 | 175 | Yes | [8 empty] | UL Wet | cUL Wet | BRENTWOOD 1L LANTERN-12 | One Light Outdoor Wall Lantern |  | 8825-12.jpg | 8825.jpg
8829301-12 | Extra Large One Light Outdoor Wall Lantern | High tech construction meets classical style in the Galvyn Collection. Traditional hexagonal tapered lanterns and etched glass panels quietly diffuse light over state of the art StoneStrong composite material built to withstand outdoor elements for years. StoneStrong material is rust-proof and built to last in any outside environment, including coastal, dry, and harsh winter or summer climates. StoneStrong is also backed by a robust warranty. Choose from a variety of sizes and silhouettes to adapt a broad range of outdoor settings. Available in Black and Antique Bronze finishes. Add an exterior fixture with an elegantly classic look that will last a long time thanks to modern engineering. | OUTDOOR | Galvyn | Outdoor Lighting | Black | 12 | StoneStrong | Satin Etched Glass | W:4.625" H:10.375" |  |  | 1 Medium A19 75w |  | 1 | No | [14 empty] | 0 | [12 empty] | 134.95 | 269.9 | 404.85 | W:12 5/8'' H:22 5/8'' E:12 3/4'' | 7 |  |  | 12.625 | 22.625 | Cap Nuts |  |  |  |  | 12.75 |  | No |  | No | [21 empty] | DP:1 3/8'' W:5 5/8'' H:12 3/4'' OB UP:3 7/8'' Irregular |  |  |  | 6.5 | Black/White |  |  | Hardwired | 0 | 0 | 0 | 0 | 1 | 0 | 0 | 1 | 0 | 0 | 0 | 785652056659 | 27.25 | 16.25 | 16.25 | 10.3 | 4.164 | 250 | Yes | [9 empty] | cETL Wet | GALVYN 1L WALL LANTERN-12 | Extra Large One Light Outdoor Wall Lantern |  | 8829301-12.png | 8829301.jpg
8829301-71 | Extra Large One Light Outdoor Wall Lantern | High tech construction meets classical style in the Galvyn Collection. Traditional hexagonal tapered lanterns and etched glass panels quietly diffuse light over state of the art StoneStrong composite material built to withstand outdoor elements for years. StoneStrong material is rust-proof and built to last in any outside environment, including coastal, dry, and harsh winter or summer climates. StoneStrong is also backed by a robust warranty. Choose from a variety of sizes and silhouettes to adapt a broad range of outdoor settings. Available in Black and Antique Bronze finishes. Add an exterior fixture with an elegantly classic look that will last a long time thanks to modern engineering. | OUTDOOR | Galvyn | Outdoor Lighting | Antique Bronze | 71 | StoneStrong | Satin Etched Glass | W:4.625" H:10.375" |  |  | 1 Medium A19 75w |  | 1 | No | [14 empty] | 0 | [12 empty] | 134.95 | 269.9 | 404.85 | W:12 5/8'' H:22 5/8'' E:12 3/4'' | 7 |  |  | 12.625 | 22.625 | Cap Nuts |  |  |  |  | 12.75 |  | No |  | No | [21 empty] | DP:1 3/8'' W:5 5/8'' H:12 3/4'' OB UP:3 7/8'' Irregular |  |  |  | 6.5 | Black/White |  |  | Hardwired | 0 | 0 | 0 | 0 | 1 | 0 | 0 | 1 | 0 | 0 | 0 | 785652056666 | 27.25 | 16.25 | 16.25 | 10.3 | 4.164 | 250 | Yes | [9 empty] | cETL Wet | GALVYN 1L WALL LANTERN-71 | Extra Large One Light Outdoor Wall Lantern |  | 8829301-71.png | 8829301.jpg
8829301EN3-12 | Extra Large One Light Outdoor Wall Lantern | High tech construction meets classical style in the Galvyn Collection. Traditional hexagonal tapered lanterns and etched glass panels quietly diffuse light over state of the art StoneStrong composite material built to withstand outdoor elements for years. StoneStrong material is rust-proof and built to last in any outside environment, including coastal, dry, and harsh winter or summer climates. StoneStrong is also backed by a robust warranty. Choose from a variety of sizes and silhouettes to adapt a broad range of outdoor settings. Available in Black and Antique Bronze finishes. Add an exterior fixture with an elegantly classic look that will last a long time thanks to modern engineering. | OUTDOOR | Galvyn | Outdoor Lighting | Black | 12 | StoneStrong | Satin Etched Glass | W:4.625" H:10.375" |  |  | 1 Medium A19 9.3w |  | 1 | Yes | [14 empty] | 0 | [12 empty] | 140.95 | 281.9 | 422.85 | W:12 5/8'' H:22 5/8'' E:12 3/4'' | 7 |  |  | 12.625 | 22.625 | Cap Nuts |  |  |  |  | 12.75 |  | No |  | No | [21 empty] | DP:1 3/8'' W:5 5/8'' H:12 3/4'' OB UP:3 7/8'' Irregular |  |  |  | 6.5 | Black/White |  |  | Hardwired | 0 | 0 | 0 | 1 | 1 | 0 | 0 | 0 | 0 | 0 | 0 | 785652057045 | 27.25 | 16.25 | 16.25 | 10.3 | 4.164 | 250 | Yes | [9 empty] | cETL Wet | GALVYN 1L WALL LANTERN-12 | Extra Large One Light Outdoor Wall Lantern |  | 8829301EN3-12.png | 8829301EN3.jpg
8829301EN3-71 | Extra Large One Light Outdoor Wall Lantern | High tech construction meets classical style in the Galvyn Collection. Traditional hexagonal tapered lanterns and etched glass panels quietly diffuse light over state of the art StoneStrong composite material built to withstand outdoor elements for years. StoneStrong material is rust-proof and built to last in any outside environment, including coastal, dry, and harsh winter or summer climates. StoneStrong is also backed by a robust warranty. Choose from a variety of sizes and silhouettes to adapt a broad range of outdoor settings. Available in Black and Antique Bronze finishes. Add an exterior fixture with an elegantly classic look that will last a long time thanks to modern engineering. | OUTDOOR | Galvyn | Outdoor Lighting | Antique Bronze | 71 | StoneStrong | Satin Etched Glass | W:4.625" H:10.375" |  |  | 1 Medium A19 9.3w |  | 1 | Yes | [14 empty] | 0 | [12 empty] | 140.95 | 281.9 | 422.85 | W:12 5/8'' H:22 5/8'' E:12 3/4'' | 7 |  |  | 12.625 | 22.625 | Cap Nuts |  |  |  |  | 12.75 |  | No |  | No | [21 empty] | DP:1 3/8'' W:5 5/8'' H:12 3/4'' OB UP:3 7/8'' Irregular |  |  |  | 6.5 | Black/White |  |  | Hardwired | 0 | 0 | 0 | 1 | 1 | 0 | 0 | 0 | 0 | 0 | 0 | 785652057052 | 27.25 | 16.25 | 16.25 | 10.3 | 4.164 | 250 | Yes | [9 empty] | cETL Wet | GALVYN 1L WALL LANTERN-71 | Extra Large One Light Outdoor Wall Lantern |  | 8829301EN3-71.png | 8829301EN3.jpg
8831702-10 | Large Two Light Outdoor Wall Lantern |  | OUTDOOR | Pohl | Outdoor Lighting | Bronze | 10 | Aluminum | Bronze Aluminum | L:5" W:5" H:0.875" |  | Tempered Glass Glass | 2 Medium BR30 65w |  | 2 | No | [14 empty] | 0 | [12 empty] | 79.5 | 159 | 238.5 | W:5'' H:18 1/2'' E:7 3/4'' |  |  |  | 5 | 18.5 | Screw(s) |  |  |  |  | 7.75 |  | No |  | No | [21 empty] | DP:2 3/4'' W:5'' H:7'' OB UP:9 1/4'' Rectangular |  |  |  | 6.5 | Black/White |  |  | Hardwired | 0 | 0 | 0 | 0 | 1 | 0 | 0 | 1 | 0 | 0 | 0 | 785652077364 | 21 | 10.5 | 7.5 | 6.7 | 0.957 | 125 | Yes | 4 | 10785652077361 | [7 empty] | cETL Wet | POHL 2L LG WALL-10 | Large Two Light Outdoor Wall Lantern |  | 8831702-10.jpg | 8831702.jpg
8831702-12 | Large Two Light Outdoor Wall Lantern |  | OUTDOOR | Pohl | Outdoor Lighting | Black | 12 | Aluminum | Black Aluminum | L:5" W:5" H:0.875" |  | Tempered Glass Glass | 2 Medium BR30 65w |  | 2 | No | [14 empty] | 0 | [12 empty] | 79.5 | 159 | 238.5 | W:5'' H:18 1/2'' E:7 3/4'' |  |  |  | 5 | 18.5 | Screw(s) |  |  |  |  | 7.75 |  | No |  | No | [21 empty] | DP:2 3/4'' W:5'' H:7'' OB UP:9 1/4'' Rectangular |  |  |  | 6.5 | Black/White |  |  | Hardwired | 0 | 0 | 0 | 0 | 1 | 0 | 0 | 1 | 0 | 0 | 0 | 785652077371 | [7 empty] | 4 | 10785652077378 | [7 empty] | cETL Wet | POHL 2L LG WALL-12 | Large Two Light Outdoor Wall Lantern |  | 8831702-12.jpg | 8831702.jpg
8831702-753 | Large Two Light Outdoor Wall Lantern |  | OUTDOOR | Pohl | Outdoor Lighting | Painted Brushed Nickel | 753 | Aluminum | Painted Brushed Nickel Aluminum | L:5" W:5" H:0.875" |  | Tempered Glass Glass | 2 Medium BR30 65w |  | 2 | No | [14 empty] | 0 | [12 empty] | 79.5 | 159 | 238.5 | W:5'' H:18 1/2'' E:7 3/4'' |  |  |  | 5 | 18.5 | Screw(s) |  |  |  |  | 7.75 |  | No |  | No | [21 empty] | DP:2 3/4'' W:5'' H:7'' OB UP:9 1/4'' Rectangular |  |  |  | 6.5 | Black/White |  |  | Hardwired | 0 | 0 | 0 | 0 | 1 | 0 | 0 | 1 | 0 | 0 | 0 | 785652077395 | 21 | 10.5 | 7.5 | 6.7 | 0.957 | 125 | Yes | 4 | 10785652077392 | [7 empty] | cETL Wet | POHL 2L LG WALL-753 | Large Two Light Outdoor Wall Lantern |  | 8831702-753.jpg | 8831702.jpg
8831702EN3-10 | Large Two Light Outdoor Wall Lantern |  | OUTDOOR | Pohl | Outdoor Lighting | Bronze | 10 | Aluminum | Bronze Aluminum | L:5" W:5" H:0.875" |  | Tempered Glass Glass | 2 Medium A19 9.3w |  | 2 | Yes | [14 empty] | 0 | [12 empty] | 89.5 | 179 | 268.5 | W:5'' H:18 1/2'' E:7 3/4'' |  |  |  | 5 | 18.5 | Screw(s) |  |  |  |  | 7.75 |  | No |  | No | [21 empty] | DP:2 3/4'' W:5'' H:7'' OB UP:9 1/4'' Rectangular |  |  |  | 6.5 | Black/White |  |  | Hardwired | 0 | 0 | 0 | 1 | 1 | 0 | 0 | 0 | 0 | 0 | 0 | 785652080920 | [16 empty] | cETL Wet | POHL 2L LG WALL-10 | Large Two Light Outdoor Wall Lantern |  | 8831702EN3-10.jpg | 8831702EN3.jpg
8831702EN3-12 | Large Two Light Outdoor Wall Lantern |  | OUTDOOR | Pohl | Outdoor Lighting | Black | 12 | Aluminum | Black Aluminum | L:5" W:5" H:0.875" |  | Tempered Glass Glass | 2 Medium A19 9.3w |  | 2 | Yes | [14 empty] | 0 | [12 empty] | 89.5 | 179 | 268.5 | W:5'' H:18 1/2'' E:7 3/4'' |  |  |  | 5 | 18.5 | Screw(s) |  |  |  |  | 7.75 |  | No |  | No | [21 empty] | DP:2 3/4'' W:5'' H:7'' OB UP:9 1/4'' Rectangular |  |  |  | 6.5 | Black/White |  |  | Hardwired | 0 | 0 | 0 | 1 | 1 | 0 | 0 | 0 | 0 | 0 | 0 | 785652080937 | [16 empty] | cETL Wet | POHL 2L LG WALL-12 | Large Two Light Outdoor Wall Lantern |  | 8831702EN3-12.jpg | 8831702EN3.jpg
8831702EN3-753 | Large Two Light Outdoor Wall Lantern |  | OUTDOOR | Pohl | Outdoor Lighting | Painted Brushed Nickel | 753 | Aluminum | Painted Brushed Nickel Aluminum | L:5" W:5" H:0.875" |  | Tempered Glass Glass | 2 Medium A19 9.3w |  | 2 | Yes | [14 empty] | 0 | [12 empty] | 89.5 | 179 | 268.5 | W:5'' H:18 1/2'' E:7 3/4'' |  |  |  | 5 | 18.5 | Screw(s) |  |  |  |  | 7.75 |  | No |  | No | [21 empty] | DP:2 3/4'' W:5'' H:7'' OB UP:9 1/4'' Rectangular |  |  |  | 6.5 | Black/White |  |  | Hardwired | 0 | 0 | 0 | 1 | 1 | 0 | 0 | 0 | 0 | 0 | 0 | 785652080944 | [16 empty] | cETL Wet | POHL 2L LG WALL-753 | Large Two Light Outdoor Wall Lantern |  | 8831702EN3-753.jpg | 8831702EN3.jpg
8837401-12 | Extra Large One Light Outdoor Wall Lantern | The classic Barn Lights are hand crafted in aluminum and coated in a Galvanized or Blacksmith finish. Ideal for large or heavily trafficked outdoor areas that need plenty of downward directed light. The oversized Barn Lights make great accents to any commercial lighting plan or residential garage entry, shed, or patio. To customize your look, a 6" extender is included with every fixture. Also available as Dark Sky with four size options to choose from. | OUTDOOR | Barn Light | Outdoor Lighting | Black | 12 | Aluminum |  |  |  |  | 1 Medium A19 75w |  | 1 | No | [14 empty] | 0 | [12 empty] | 99.98 | 199.96 | 299.94 | D:15'' W:16'' H:15'' E:24'' - 30'' | 4.07 | 15 |  | 16 | 15 | Cap Nuts |  |  |  |  | 24 - 30 |  | No |  | No | [21 empty] | D:5'' DP:1 1/4'' OB UP:5 7/8'' OB DOWN:9 1/8'' Round |  |  |  | 6.5 | Black/White |  |  | Hardwired | 0 | 0 | 0 | 0 | 1 | 0 | 0 | 1 | 0 | 0 | 0 | 785652069444 | 22.78 | 18.25 | 17.78 | 6.7 | 4.278 | 300 | Yes | [9 empty] | cETL Wet | BARN LIGHT 1L XL LANTERN-12 | Extra Large One Light Outdoor Wall Lantern |  | 8837401-12.jpg | 8837401.jpg
8837401-12/T | Extra Large One Light Outdoor Turtle Friendly Wall Lantern | The classic Barn Lights are hand crafted in aluminum and coated in a Galvanized or Blacksmith finish. Ideal for large or heavily trafficked outdoor areas that need plenty of downward directed light. The oversized Barn Lights make great accents to any commercial lighting plan or residential garage entry, shed, or patio. To customize your look, a 6" extender is included with every fixture. Also available as Dark Sky with four size options to choose from. | OUTDOOR | Barn Light | Outdoor Lighting | Black | 12 | Aluminum |  |  |  |  | 1 Medium PAR20 7w |  | 1 | Yes | [14 empty] | 0 | [12 empty] | 130.48 | 260.96 | 391.44 | D:15'' W:16'' H:15'' E:24'' - 30'' | 4.07 | 15 |  | 16 | 15 | Cap Nuts |  |  |  |  | 24 - 30 |  | No |  | No | [21 empty] | D:5'' DP:1 1/4'' OB UP:5 7/8'' OB DOWN:9 1/8'' Round |  |  |  | 6.5 | Black/White |  |  | Hardwired | 0 | 0 | 0 | 0 | 1 | 0 | 0 | 0 | 0 | 0 | 0 | 785652074356 | 23 | 18.25 | 18 | 6.7 | 4.372 | 300 | Yes | [9 empty] | cETL Wet | BARN LIGHT 1L XL LANTERN-12 | Extra Large One Light Outdoor Turtle Friendly Wall Lantern |  | 8837401-12_T.jpg | 8837401.jpg
8837401-57 | Extra Large One Light Outdoor Wall Lantern | The classic Barn Lights are hand crafted in aluminum and coated in a Galvanized or Blacksmith finish. Ideal for large or heavily trafficked outdoor areas that need plenty of downward directed light. The oversized Barn Lights make great accents to any commercial lighting plan or residential garage entry, shed, or patio. To customize your look, a 6" extender is included with every fixture. Also available as Dark Sky with four size options to choose from. | OUTDOOR | Barn Light | Outdoor Lighting | Weathered Pewter | 57 | Aluminum |  |  |  |  | 1 Medium A19 75w |  | 1 | No | [14 empty] | 0 | [12 empty] | 99.98 | 199.96 | 299.94 | D:15'' W:16'' H:15'' E:24'' - 30'' | 4.07 | 15 |  | 16 | 15 | Cap Nuts |  |  |  |  | 24 - 30 |  | No |  | No | [21 empty] | D:5'' DP:1 1/4'' OB UP:5 7/8'' OB DOWN:9 1/8'' Round |  |  |  | 6.5 | Black/White |  |  | Hardwired | 0 | 0 | 0 | 0 | 1 | 0 | 0 | 1 | 0 | 0 | 0 | 785652069451 | 22.75 | 18.25 | 17.75 | 6.5 | 4.265 | 300 | Yes | [9 empty] | cETL Wet | BARN LIGHT 1L XL LANTERN-57 | Extra Large One Light Outdoor Wall Lantern |  | 8837401-57.jpg | 8837401.jpg
8837401-57/T | Extra Large One Light Outdoor Turtle Friendly Wall Lantern | The classic Barn Lights are hand crafted in aluminum and coated in a Galvanized or Blacksmith finish. Ideal for large or heavily trafficked outdoor areas that need plenty of downward directed light. The oversized Barn Lights make great accents to any commercial lighting plan or residential garage entry, shed, or patio. To customize your look, a 6" extender is included with every fixture. Also available as Dark Sky with four size options to choose from. | OUTDOOR | Barn Light | Outdoor Lighting | Weathered Pewter | 57 | Aluminum |  |  |  |  | 1 Medium PAR20 7w |  | 1 | Yes | [14 empty] | 0 | [12 empty] | 130.48 | 260.96 | 391.44 | D:15'' W:16'' H:15'' E:24'' - 30'' | 4.07 | 15 |  | 16 | 15 | Cap Nuts |  |  |  |  | 24 - 30 |  | D:5'' DP:1 1/4'' OB UP:5 7/8'' OB DOWN:9 1/8'' Round |  |  |  | 6.5 | Black/White |  |  | Hardwired | 0 | 0 | 0 | 0 | 1 | 0 | 0 | 0 | 0 | 0 | 0 | 785652074363 | 22.75 | 18.25 | 17.75 | 6.5 | 4.265 | 300 | Yes | [9 empty] | cETL Wet | BARN LIGHT 1L XL LANTERN-57 | Extra Large One Light Outdoor Turtle Friendly Wall Lantern |  | 8837401-57_T.jpg | 8837401.jpg
8837401-71 | Extra Large One Light Outdoor Wall Lantern | The classic Barn Lights are hand crafted in aluminum and coated in a Galvanized or Blacksmith finish. Ideal for large or heavily trafficked outdoor areas that need plenty of downward directed light. The oversized Barn Lights make great accents to any commercial lighting plan or residential garage entry, shed, or patio. To customize your look, a 6" extender is included with every fixture. Also available as Dark Sky with four size options to choose from. | OUTDOOR | Barn Light | Outdoor Lighting | Antique Bronze | 71 | Aluminum |  |  |  |  | 1 Medium A19 75w |  | 1 | No | [14 empty] | 0 | [12 empty] | 99.98 | 199.96 | 299.94 | D:15'' W:16'' H:15'' E:24'' - 30'' | 4.07 | 15 |  | 16 | 15 | Cap Nuts |  |  |  |  | 24 - 30 |  | D:5'' DP:1 1/4'' OB UP:5 7/8'' OB DOWN:9 1/8'' Round |  |  |  | 6.5 | Black/White |  |  | Hardwired | 0 | 0 | 0 | 0 | 1 | 0 | 0 | 1 | 0 | 0 | 0 | 785652069475 | 23 | 18.5 | 17.25 | 6.7 | 4.248 | 300 | Yes | [9 empty] | cETL Wet | BARN LIGHT 1L XL LANTERN-71 | Extra Large One Light Outdoor Wall Lantern |  | 8837401-71.jpeg | 8837401.jpg
8837401-71/T | Extra Large One Light Outdoor Turtle Friendly Wall Lantern | The classic Barn Lights are hand crafted in aluminum and coated in a Galvanized or Blacksmith finish. Ideal for large or heavily trafficked outdoor areas that need plenty of downward directed light. The oversized Barn Lights make great accents to any commercial lighting plan or residential garage entry, shed, or patio. To customize your look, a 6" extender is included with every fixture. Also available as Dark Sky with four size options to choose from. | OUTDOOR | Barn Light | Outdoor Lighting | Antique Bronze | 71 | Aluminum |  |  |  |  | 1 Medium PAR20 7w |  | 1 | Yes | [14 empty] | 0 | [12 empty] | 130.48 | 260.96 | 391.44 | D:15'' W:16'' H:15'' E:24'' - 30'' | 4.07 | 15 |  | 16 | 15 | Cap Nuts |  |  |  |  | 24 - 30 |  | D:5'' DP:1 1/4'' OB UP:5 7/8'' OB DOWN:9 1/8'' Round |  |  |  | 6.5 | Black/White |  |  | Hardwired | 0 | 0 | 0 | 0 | 1 | 0 | 0 | 0 | 0 | 0 | 0 | 785652086212 | 22.75 | 18.25 | 17.75 | 6.5 | 4.265 | 300 | Yes | [9 empty] | cETL Wet | BARN LIGHT 1L XL LANTERN-71 | Extra Large One Light Outdoor Turtle Friendly Wall Lantern |  | 8837401-71/T.jpg | 8837401.jpg
8837401EN3-12 | Extra Large One Light Outdoor Wall Lantern | The classic Barn Lights are hand crafted in aluminum and coated in a Galvanized or Blacksmith finish. Ideal for large or heavily trafficked outdoor areas that need plenty of downward directed light. The oversized Barn Lights make great accents to any commercial lighting plan or residential garage entry, shed, or patio. To customize your look, a 6" extender is included with every fixture. Also available as Dark Sky with four size options to choose from. | OUTDOOR | Barn Light | Outdoor Lighting | Black | 12 | Aluminum |  |  |  |  | 1 Medium A19 9.3w |  | 1 | Yes | [14 empty] | 0 | [12 empty] | 106.48 | 212.96 | 319.44 | D:15'' W:16'' H:15'' E:24'' - 30'' | 4.07 | 15 |  | 16 | 15 | Cap Nuts |  |  |  |  | 24 - 30 |  | No |  | No | [21 empty] | D:5'' DP:1 1/4'' OB UP:5 7/8'' OB DOWN:9 1/8'' Round |  |  |  | 6.5 | Black/White |  |  | Hardwired | 0 | 0 | 0 | 1 | 1 | 0 | 0 | 0 | 0 | 0 | 0 | 785652071270 | 22.78 | 18.25 | 17.78 | 6.7 | 4.278 | 300 | Yes | [9 empty] | cETL Wet | BARN LIGHT 1L LED XL LANTRN-12 | Extra Large One Light Outdoor Wall Lantern |  | 8837401EN3-12.jpg | 8837401EN3.jpg
8837401EN3-57 | Extra Large One Light Outdoor Wall Lantern | The classic Barn Lights are hand crafted in aluminum and coated in a Galvanized or Blacksmith finish. Ideal for large or heavily trafficked outdoor areas that need plenty of downward directed light. The oversized Barn Lights make great accents to any commercial lighting plan or residential garage entry, shed, or patio. To customize your look, a 6" extender is included with every fixture. Also available as Dark Sky with four size options to choose from. | OUTDOOR | Barn Light | Outdoor Lighting | Weathered Pewter | 57 | Aluminum |  |  |  |  | 1 Medium A19 9.3w |  | 1 | Yes | [14 empty] | 0 | [12 empty] | 106.48 | 212.96 | 319.44 | D:15'' W:16'' H:15'' E:24'' - 30'' | 4.07 | 15 |  | 16 | 15 | Cap Nuts |  |  |  |  | 24 - 30 |  | No |  | No | [21 empty] | D:5'' DP:1 1/4'' OB UP:5 7/8'' OB DOWN:9 1/8'' Round |  |  |  | 6.5 | Black/White |  |  | Hardwired | 0 | 0 | 0 | 1 | 1 | 0 | 0 | 0 | 0 | 0 | 0 | 785652071287 | 22.75 | 18.25 | 17.75 | 6.5 | 4.265 | 300 | Yes | [9 empty] | cETL Wet | BARN LIGHT 1L LED XL LANTRN-57 | Extra Large One Light Outdoor Wall Lantern |  | 8837401EN3-57.jpg | 8837401EN3.jpg
8837401EN3-71 | Extra Large One Light Outdoor Wall Lantern | The classic Barn Lights are hand crafted in aluminum and coated in a Galvanized or Blacksmith finish. Ideal for large or heavily trafficked outdoor areas that need plenty of downward directed light. The oversized Barn Lights make great accents to any commercial lighting plan or residential garage entry, shed, or patio. To customize your look, a 6" extender is included with every fixture. Also available as Dark Sky with four size options to choose from. | OUTDOOR | Barn Light | Outdoor Lighting | Antique Bronze | 71 | Aluminum |  |  |  |  | 1 Medium A19 9.3w |  | 1 | Yes | [14 empty] | 0 | [12 empty] | 101.45 | 202.9 | 304.35 | D:15'' W:16'' H:15'' E:24'' - 30'' | 4.07 | 15 |  | 16 | 15 | Cap Nuts |  |  |  |  | 24 - 30 |  | No |  | No | [21 empty] | D:5'' DP:1 1/4'' OB UP:5 7/8'' OB DOWN:9 1/8'' Round |  |  |  | 6.5 | Black/White |  |  | Hardwired | 0 | 0 | 0 | 1 | 1 | 0 | 0 | 0 | 0 | 0 | 0 | 785652071294 | [16 empty] | cETL Wet | BARN LIGHT 1L LED XL LANTRN-71 | Extra Large One Light Outdoor Wall Lantern |  | 8837401EN3-71.jpeg | 8837401EN3.jpg
8838701-12 | Medium One Light Uplight Outdoor Wall Lantern | The Sevier outdoor collection by Sea Gull Lighting brings timeless design to new heights with its traditional design details found in classic outdoor fixtures as well as an open bottom for easy maintenance. Made of durable cast aluminum, a multi-level crown, top finial and stepped-edge back plate complete the traditional look. Offered in Antique Bronze or Black finish, both with Clear glass, the collection includes a one-light outdoor pendant, one-light post lantern, a large one-light uplight outdoor wall lantern, a small one-light uplight outdoor wall lantern, a small one-light downlight outdoor wall lantern, and a large one-light downlight outdoor wall lantern. | OUTDOOR | Sevier | Outdoor Lighting | Black | 12 |  | Clear Glass | L:3.125" W:0.125" H:7.125" |  |  | 1 Medium A19 100w |  | 1 | No | [14 empty] | 0 | [12 empty] | 59.5 | 119 | 178.5 | W:8 1/8'' H:19 3/8'' E:8 1/2'' |  |  |  | 8.125 | 19.375 | Cap Nuts |  |  |  |  | 8.5 |  | No |  | No | [21 empty] | DP:1'' W:5 1/4'' H:6 1/2'' OB UP:16 1/8'' |  |  |  | 6.5 | Black/White |  |  | Hardwired | 0 | 0 | 0 | 0 | 1 | 0 | 0 | 1 | 0 | 0 | 0 | 785652078583 | [16 empty] | cETL Wet | SEVIER 1L LANTERN-12 | Medium One Light Uplight Outdoor Wall Lantern |  | 8838701-12.jpg | 8838701.jpg
8838701-71 | Medium One Light Uplight Outdoor Wall Lantern | The Sevier outdoor collection by Sea Gull Lighting brings timeless design to new heights with its traditional design details found in classic outdoor fixtures as well as an open bottom for easy maintenance. Made of durable cast aluminum, a multi-level crown, top finial and stepped-edge back plate complete the traditional look. Offered in Antique Bronze or Black finish, both with Clear glass, the collection includes a one-light outdoor pendant, one-light post lantern, a large one-light uplight outdoor wall lantern, a small one-light uplight outdoor wall lantern, a small one-light downlight outdoor wall lantern, and a large one-light downlight outdoor wall lantern. | OUTDOOR | Sevier | Outdoor Lighting | Antique Bronze | 71 |  | Clear Glass | L:3.125" W:0.125" H:7.125" |  |  | 1 Medium A19 100w |  | 1 | No | [14 empty] | 0 | [12 empty] | 59.5 | 119 | 178.5 | W:8 1/8'' H:19 3/8'' E:8 1/2'' |  |  |  | 8.125 | 19.375 | Cap Nuts |  |  |  |  | 8.5 |  | No |  | No | [21 empty] | DP:1'' W:5 1/4'' H:6 1/2'' OB UP:16 1/8'' |  |  |  | 6.5 | Black/White |  |  | Hardwired | 0 | 0 | 0 | 0 | 1 | 0 | 0 | 1 | 0 | 0 | 0 | 785652078590 | [16 empty] | cETL Wet | SEVIER 1L LANTERN-71 | Medium One Light Uplight Outdoor Wall Lantern |  | 8838701-71.jpg | 8838701.jpg
8838751-12 | Medium One Light Uplight Outdoor Wall Lantern | The Sevier outdoor collection by Sea Gull Lighting brings timeless design to new heights with its traditional design details found in classic outdoor fixtures as well as an open bottom for easy maintenance. Made of durable cast aluminum, a multi-level crown, top finial and stepped-edge back plate complete the traditional look. Offered in Antique Bronze or Black finish, both with Clear glass, the collection includes a one-light outdoor pendant, one-light post lantern, a large one-light uplight outdoor wall lantern, a small one-light uplight outdoor wall lantern, a small one-light downlight outdoor wall lantern, and a large one-light downlight outdoor wall lantern. | OUTDOOR | Sevier | Outdoor Lighting | Black | 12 |  | Satin Etched Glass | L:3.125" W:0.125" H:7.125" |  |  | 1 Medium A19 100w |  | 1 | No | [14 empty] | 0 | [12 empty] | 59.5 | 119 | 178.5 | W:8 1/8'' H:19 3/8'' E:8 1/2'' |  |  |  | 8.125 | 19.375 | Cap Nuts |  |  |  |  | 8.5 |  | No |  | No | [21 empty] | DP:1'' W:5 1/4'' H:6 1/2'' OB UP:16 1/8'' |  |  |  | 6.5 | Black/White |  |  | Hardwired | 0 | 0 | 0 | 0 | 1 | 0 | 0 | 1 | 0 | 0 | 0 | 785652078606 | [16 empty] | cETL Wet | SEVIER 1L LANTERN-12 | Medium One Light Uplight Outdoor Wall Lantern |  | 8838751-12.jpg | 8838751.jpg
8838751-71 | Medium One Light Uplight Outdoor Wall Lantern | The Sevier outdoor collection by Sea Gull Lighting brings timeless design to new heights with its traditional design details found in classic outdoor fixtures as well as an open bottom for easy maintenance. Made of durable cast aluminum, a multi-level crown, top finial and stepped-edge back plate complete the traditional look. Offered in Antique Bronze or Black finish, both with Clear glass, the collection includes a one-light outdoor pendant, one-light post lantern, a large one-light uplight outdoor wall lantern, a small one-light uplight outdoor wall lantern, a small one-light downlight outdoor wall lantern, and a large one-light downlight outdoor wall lantern. | OUTDOOR | Sevier | Outdoor Lighting | Antique Bronze | 71 |  | Satin Etched Glass | L:3.125" W:0.125" H:7.125" |  |  | 1 Medium A19 100w |  | 1 | No | [14 empty] | 0 | [12 empty] | 59.5 | 119 | 178.5 | W:8 1/8'' H:19 3/8'' E:8 1/2'' |  |  |  | 8.125 | 19.375 | Cap Nuts |  |  |  |  | 8.5 |  | No |  | No | [21 empty] | DP:1'' W:5 1/4'' H:6 1/2'' OB UP:16 1/8'' |  |  |  | 6.5 | Black/White |  |  | Hardwired | 0 | 0 | 0 | 0 | 1 | 0 | 0 | 1 | 0 | 0 | 0 | 785652078613 | [16 empty] | cETL Wet | SEVIER 1L LANTERN-71 | Medium One Light Uplight Outdoor Wall Lantern |  | 8838751-71.jpg | 8838751.jpg
8838751EN3-12 | Medium One Light Uplight Outdoor Wall Lantern | The Sevier outdoor collection by Sea Gull Lighting brings timeless design to new heights with its traditional design details found in classic outdoor fixtures as well as an open bottom for easy maintenance. Made of durable cast aluminum, a multi-level crown, top finial and stepped-edge back plate complete the traditional look. Offered in Antique Bronze or Black finish, both with Clear glass, the collection includes a one-light outdoor pendant, one-light post lantern, a large one-light uplight outdoor wall lantern, a small one-light uplight outdoor wall lantern, a small one-light downlight outdoor wall lantern, and a large one-light downlight outdoor wall lantern. | OUTDOOR | Sevier | Outdoor Lighting | Black | 12 |  | Satin Etched Glass | L:3.125" W:0.125" H:7.125" |  |  | 1 Medium A19 9.3w |  | 1 | Yes | [14 empty] | 0 | [12 empty] | 64.5 | 129 | 193.5 | W:8 1/8'' H:19 3/8'' E:8 1/2'' |  |  |  | 8.125 | 19.375 | Cap Nuts |  |  |  |  | 8.5 |  | No |  | No | [21 empty] | DP:1'' W:5 1/4'' H:6 1/2'' OB UP:16 1/8'' |  |  |  | 6.5 | Black/White |  |  | Hardwired | 0 | 0 | 0 | 1 | 1 | 0 | 0 | 0 | 0 | 0 | 0 | 785652082900 | [16 empty] | cETL Wet | SEVIER 1L LANTERN-12 | Medium One Light Uplight Outdoor Wall Lantern |  | 8838751EN3-12.jpg | 8838751EN3.jpg
8838751EN3-71 | Medium One Light Uplight Outdoor Wall Lantern | The Sevier outdoor collection by Sea Gull Lighting brings timeless design to new heights with its traditional design details found in classic outdoor fixtures as well as an open bottom for easy maintenance. Made of durable cast aluminum, a multi-level crown, top finial and stepped-edge back plate complete the traditional look. Offered in Antique Bronze or Black finish, both with Clear glass, the collection includes a one-light outdoor pendant, one-light post lantern, a large one-light uplight outdoor wall lantern, a small one-light uplight outdoor wall lantern, a small one-light downlight outdoor wall lantern, and a large one-light downlight outdoor wall lantern. | OUTDOOR | Sevier | Outdoor Lighting | Antique Bronze | 71 |  | Satin Etched Glass | L:3.125" W:0.125" H:7.125" |  |  | 1 Medium A19 9.3w |  | 1 | Yes | [14 empty] | 0 | [12 empty] | 64.5 | 129 | 193.5 | W:8 1/8'' H:19 3/8'' E:8 1/2'' |  |  |  | 8.125 | 19.375 | Cap Nuts |  |  |  |  | 8.5 |  | No |  | No | [21 empty] | DP:1'' W:5 1/4'' H:6 1/2'' OB UP:16 1/8'' |  |  |  | 6.5 | Black/White |  |  | Hardwired | 0 | 0 | 0 | 1 | 1 | 0 | 0 | 0 | 0 | 0 | 0 | 785652082917 | [16 empty] | cETL Wet | SEVIER 1L LANTERN-71 | Medium One Light Uplight Outdoor Wall Lantern |  | 8838751EN3-71.jpg | 8838751EN3.jpg
8847901-12 | Large One Light Outdoor Wall Lantern | The transitional Crowell outdoor lighting collection by Sea Gull Lighting conveys Art Deco influences with its linear, vertical details and clean, overall design. Their large scale gives these light fixtures real presence without competing with the residential architecture they adorn. The lighting collection, offered in Antique Bronze finish with Crème Parchment glass or Black finish with Satin Etched glass, offers a one-light outdoor pendant, a two-light outdoor ceiling flush mount, a one-light outdoor post lantern, and small, medium and large one-light outdoor wall lanterns also available in Dark Sky versions. Incandescent, integrated LED and ENERGY STAR-qualified LED lamping are available. The advanced, integrated LED option has warm-on-dim technology that warms in color when dimmed, going from 2700K to 2200K and is California Title 24 compliant. | OUTDOOR | Crowell | Outdoor Lighting | Black | 12 | Aluminum | Satin Etched Glass | D:6.8125" H:13.75" |  |  | 1 Medium A19 100w |  | 1 | No | [14 empty] | 0 | [12 empty] | 224.98 | 449.96 | 674.94 | W:12'' H:19 9/16'' E:14'' | 8.1 |  |  | 12 | 19.5625 | Cap Nuts |  |  |  |  | 14 |  | No |  | No | [21 empty] | DP:3/4'' W:5'' H:9'' OB UP:6'' OB DOWN:13 5/8'' Rectangular |  |  |  | 6 | Black/White |  |  | Hardwired | 0 | 0 | 0 | 0 | 1 | 0 | 0 | 1 | 0 | 0 | 0 | 785652108013 | 20.5 | 16.5 | 14.5 | 10.8 | 2.838 | 250 | Yes | [9 empty] | cETL Wet | CROWELL 1L LANTERN-12 | Large One Light Outdoor Wall Lantern |  | 8847901-12.jpg | 8847901.jpg
8847901-71 | Large One Light Outdoor Wall Lantern | The transitional Crowell outdoor lighting collection by Sea Gull Lighting conveys Art Deco influences with its linear, vertical details and clean, overall design. Their large scale gives these light fixtures real presence without competing with the residential architecture they adorn. The lighting collection, offered in Antique Bronze finish with Crème Parchment glass or Black finish with Satin Etched glass, offers a one-light outdoor pendant, a two-light outdoor ceiling flush mount, a one-light outdoor post lantern, and small, medium and large one-light outdoor wall lanterns also available in Dark Sky versions. Incandescent, integrated LED and ENERGY STAR-qualified LED lamping are available. The advanced, integrated LED option has warm-on-dim technology that warms in color when dimmed, going from 2700K to 2200K and is California Title 24 compliant. | OUTDOOR | Crowell | Outdoor Lighting | Antique Bronze | 71 | Aluminum | Creme Parchment Glass | D:6.8125" H:13.75" |  |  | 1 Medium A19 100w |  | 1 | No | [14 empty] | 0 | [12 empty] | 224.98 | 449.96 | 674.94 | W:12'' H:19 9/16'' E:14'' | 8.1 |  |  | 12 | 19.5625 | Cap Nuts |  |  |  |  | 14 |  | No |  | No | [21 empty] | DP:3/4'' W:5'' H:9'' OB UP:6'' OB DOWN:13 5/8'' Rectangular |  |  |  | 6 | Black/White |  |  | Hardwired | 0 | 0 | 0 | 0 | 1 | 0 | 0 | 1 | 0 | 0 | 0 | 785652108020 | 20.5 | 16.5 | 14.5 | 10.8 | 2.838 | 250 | Yes | [9 empty] | cETL Wet | CROWELL 1L LANTERN-71 | Large One Light Outdoor Wall Lantern |  | 8847901-71.jpg | 8847901.jpg
8847901DEN3-12 | Large One Light Outdoor Wall Lantern | The transitional Crowell outdoor lighting collection by Sea Gull Lighting conveys Art Deco influences with its linear, vertical details and clean, overall design. Their large scale gives these light fixtures real presence without competing with the residential architecture they adorn. The lighting collection, offered in Antique Bronze finish with Crème Parchment glass or Black finish with Satin Etched glass, offers a one-light outdoor pendant, a two-light outdoor ceiling flush mount, a one-light outdoor post lantern, and small, medium and large one-light outdoor wall lanterns also available in Dark Sky versions. Incandescent, integrated LED and ENERGY STAR-qualified LED lamping are available. The advanced, integrated LED option has warm-on-dim technology that warms in color when dimmed, going from 2700K to 2200K and is California Title 24 compliant. | OUTDOOR | Crowell | Outdoor Lighting | Black | 12 | Aluminum | Satin Etched Glass | D:6.8125" H:13.75" |  |  | 1 Medium A19 9.3w |  | 1 | Yes | [14 empty] | 0 | [12 empty] | 242.98 | 485.96 | 728.94 | W:12'' H:19 9/16'' E:14'' | 8.1 |  |  | 12 | 19.5625 | Cap Nuts |  |  |  |  | 14 |  | No |  | No | [21 empty] | DP:3/4'' W:5'' H:9'' OB UP:6'' OB DOWN:13 5/8'' Rectangular |  |  |  | 6 | Black/White |  |  | Hardwired | 0 | 0 | 0 | 1 | 1 | 0 | 0 | 0 | 0 | 0 | 0 | 785652065699 | 20.5 | 16.5 | 14.5 | 10.8 | 2.838 | 250 | Yes | [9 empty] | cETL Wet | CROWELL 1L LANTERN-12 | Large One Light Outdoor Wall Lantern |  | 8847901DEN3-12.jpg | 8847901DEN.jpg
8847901DEN3-71 | Large One Light Outdoor Wall Lantern | The transitional Crowell outdoor lighting collection by Sea Gull Lighting conveys Art Deco influences with its linear, vertical details and clean, overall design. Their large scale gives these light fixtures real presence without competing with the residential architecture they adorn. The lighting collection, offered in Antique Bronze finish with Crème Parchment glass or Black finish with Satin Etched glass, offers a one-light outdoor pendant, a two-light outdoor ceiling flush mount, a one-light outdoor post lantern, and small, medium and large one-light outdoor wall lanterns also available in Dark Sky versions. Incandescent, integrated LED and ENERGY STAR-qualified LED lamping are available. The advanced, integrated LED option has warm-on-dim technology that warms in color when dimmed, going from 2700K to 2200K and is California Title 24 compliant. | OUTDOOR | Crowell | Outdoor Lighting | Antique Bronze | 71 | Aluminum | White Aluminum | D:6.625" H:13.75" |  |  | 1 Medium A19 9.3w |  | 1 | Yes | [14 empty] | 0 | [12 empty] | 242.98 | 485.96 | 728.94 | W:12'' H:19 9/16'' E:14'' | 8.1 |  |  | 12 | 19.5625 | Cap Nuts |  |  |  |  | 14 |  | No |  | No | [21 empty] | DP:3/4'' W:5'' H:9'' OB UP:6'' OB DOWN:13 5/8'' Rectangular |  |  |  | 6 | Black/White |  |  | Hardwired | 0 | 0 | 0 | 1 | 1 | 0 | 0 | 0 | 0 | 0 | 0 | 785652065705 | 20.5 | 16.5 | 14.5 | 10.8 | 2.838 | 250 | Yes | [9 empty] | cETL Wet | CROWELL 1L LANTERN-71 | Large One Light Outdoor Wall Lantern |  | 8847901DEN3-71.jpg | 8847901DEN.jpg
8847901EN3-12 | Large One Light Outdoor Wall Lantern | The transitional Crowell outdoor lighting collection by Sea Gull Lighting conveys Art Deco influences with its linear, vertical details and clean, overall design. Their large scale gives these light fixtures real presence without competing with the residential architecture they adorn. The lighting collection, offered in Antique Bronze finish with Crème Parchment glass or Black finish with Satin Etched glass, offers a one-light outdoor pendant, a two-light outdoor ceiling flush mount, a one-light outdoor post lantern, and small, medium and large one-light outdoor wall lanterns also available in Dark Sky versions. Incandescent, integrated LED and ENERGY STAR-qualified LED lamping are available. The advanced, integrated LED option has warm-on-dim technology that warms in color when dimmed, going from 2700K to 2200K and is California Title 24 compliant. | OUTDOOR | Crowell | Outdoor Lighting | Black | 12 | Aluminum | Satin Etched Glass | D:6.8125" H:13.75" |  |  | 1 Medium A19 9.3w |  | 1 | Yes | [14 empty] | 0 | [12 empty] | 224.98 | 449.96 | 674.94 | W:12'' H:19 9/16'' E:14'' | 8.1 |  |  | 12 | 19.5625 | Cap Nuts |  |  |  |  | 14 |  | No |  | No | [21 empty] | DP:3/4'' W:5'' H:9'' OB UP:6'' OB DOWN:13 5/8'' Rectangular |  |  |  | 6 | Black/White |  |  | Hardwired | 0 | 0 | 0 | 1 | 1 | 0 | 0 | 0 | 0 | 0 | 0 | 785652045042 | 20.5 | 16.5 | 14.5 | 10.8 | 2.838 | 250 | Yes | [9 empty] | cETL Wet | CROWELL 1L LANTERN-12 | Large One Light Outdoor Wall Lantern |  | 8847901EN3-12.jpg | 8847901.jpg
8847901EN3-71 | Large One Light Outdoor Wall Lantern | The transitional Crowell outdoor lighting collection by Sea Gull Lighting conveys Art Deco influences with its linear, vertical details and clean, overall design. Their large scale gives these light fixtures real presence without competing with the residential architecture they adorn. The lighting collection, offered in Antique Bronze finish with Crème Parchment glass or Black finish with Satin Etched glass, offers a one-light outdoor pendant, a two-light outdoor ceiling flush mount, a one-light outdoor post lantern, and small, medium and large one-light outdoor wall lanterns also available in Dark Sky versions. Incandescent, integrated LED and ENERGY STAR-qualified LED lamping are available. The advanced, integrated LED option has warm-on-dim technology that warms in color when dimmed, going from 2700K to 2200K and is California Title 24 compliant. | OUTDOOR | Crowell | Outdoor Lighting | Antique Bronze | 71 | Aluminum | Creme Parchment Glass | D:6.8125" H:13.75" |  |  | 1 Medium A19 9.3w |  | 1 | Yes | [14 empty] | 0 | [12 empty] | 224.98 | 449.96 | 674.94 | W:12'' H:19 9/16'' E:14'' | 8.1 |  |  | 12 | 19.5625 | Cap Nuts |  |  |  |  | 14 |  | No |  | No | [21 empty] | DP:3/4'' W:5'' H:9'' OB UP:6'' OB DOWN:13 5/8'' Rectangular |  |  |  | 6 | Black/White |  |  | Hardwired | 0 | 0 | 0 | 1 | 1 | 0 | 0 | 0 | 0 | 0 | 0 | 785652045073 | 20.5 | 16.5 | 14.5 | 10.8 | 2.838 | 250 | Yes | [9 empty] | cETL Wet | CROWELL 1L LANTERN-71 | Large One Light Outdoor Wall Lantern |  | 8847901EN3-71.jpg | 8847901.jpg
88660-185 | One Light Outdoor Wall Lantern | The Winnetka outdoor lighting collection by Sea Gull Lighting has a clean design which lends itself to a modern-mission style. The geometric, cylinder design has subtle ornamentation, while still offering impressive style. The outdoor lighting collection is offered in a Forged Iron finish with Satin Etched glass. Both incandescent lamping and ENERGY STAR-qualified LED lamping are available. Most of these fixtures easily convert to LED by purchasing LED replacement lamps sold separately. | OUTDOOR | Winnetka Outdoor | Outdoor Lighting | Forged Iron | 185 | Aluminum | Satin Etched Glass | D:5.5" |  |  | 1 Medium A19 100w |  | 1 | No | [14 empty] | 0 | [12 empty] | 52.95 | 105.9 | 158.85 | W:6'' H:10 1/4'' E:7 1/2'' | 2.6 |  |  | 6 | 10.25 | Cap Nuts |  |  |  |  | 7.5 |  | No |  | No | [21 empty] | D:5'' DP:1/8'' OB UP:2 1/2'' OB DOWN:7 1/4'' |  |  |  | 6.5 |  |  | N/A | Hardwired | 0 | 0 | 0 | 0 | 1 | 0 | 0 | 1 | 0 | 0 | 0 | 785652086069 | 9 | 8.5 | 14 | 3.3 | 0.62 | 175 | Yes | [9 empty] | cETL Wet | WINNETKA 1L LANTERN-185 | One Light Outdoor Wall Lantern |  | 88660-185.jpg | 88660.jpg
88661-185 | One Light Outdoor Wall Lantern | The Winnetka outdoor lighting collection by Sea Gull Lighting has a clean design which lends itself to a modern-mission style. The geometric, cylinder design has subtle ornamentation, while still offering impressive style. The outdoor lighting collection is offered in a Forged Iron finish with Satin Etched glass. Both incandescent lamping and ENERGY STAR-qualified LED lamping are available. Most of these fixtures easily convert to LED by purchasing LED replacement lamps sold separately. | OUTDOOR | Winnetka Outdoor | Outdoor Lighting | Forged Iron | 185 | Aluminum | Satin Etched Glass | D:7" |  |  | 1 Medium A19 100w |  | 1 | No | [14 empty] | 0 | [12 empty] | 81.95 | 163.9 | 245.85 | W:8'' H:12 1/4'' E:9 1/2'' | 4.5 |  |  | 8 | 12.25 | Cap Nuts |  |  |  |  | 9.5 |  | No |  | No | [21 empty] | D:5 1/2'' DP:5/8'' OB UP:2 3/4'' OB DOWN:9 1/2'' |  |  |  | 6.5 |  |  | N/A | Hardwired | 0 | 0 | 0 | 0 | 1 | 0 | 0 | 1 | 0 | 0 | 0 | 785652086076 | 11.25 | 10.5 | 15.75 | 5.6 | 1.077 | 175 | Yes | [9 empty] | cETL Wet | WINNETKA 1L LANTERN-185 | One Light Outdoor Wall Lantern |  | 88661-185.jpg | 88661.jpg
88661EN3-185 | One Light Outdoor Wall Lantern | The Winnetka outdoor lighting collection by Sea Gull Lighting has a clean design which lends itself to a modern-mission style. The geometric, cylinder design has subtle ornamentation, while still offering impressive style. The outdoor lighting collection is offered in a Forged Iron finish with Satin Etched glass. Both incandescent lamping and ENERGY STAR-qualified LED lamping are available. Most of these fixtures easily convert to LED by purchasing LED replacement lamps sold separately. | OUTDOOR | Winnetka Outdoor | Outdoor Lighting | Forged Iron | 185 | Aluminum | Satin Etched Glass | D:7" |  |  | 1 Medium A19 9.3w |  | 1 | Yes | [14 empty] | 0 | [12 empty] | 85.45 | 170.9 | 256.35 | W:8'' H:12 1/4'' E:9 1/2'' | 4.5 |  |  | 8 | 12.25 | Cap Nuts |  |  |  |  | 9.5 |  | No |  | No | [21 empty] | D:5 1/2'' DP:5/8'' OB UP:2 3/4'' OB DOWN:9 1/2'' |  |  |  | 6.5 | Black/White |  | N/A | Hardwired | 0 | 0 | 0 | 1 | 1 | 0 | 0 | 0 | 0 | 0 | 0 | 785652053115 | 11.25 | 10.5 | 15.75 | 5.6 | 1.077 | 175 | Yes | [9 empty] | cETL Wet | WINNETKA 1L LANTERN-185 | One Light Outdoor Wall Lantern |  | 88661EN3-185.jpg | 88661.jpg
88662-185 | One Light Outdoor Wall Lantern | The Winnetka outdoor lighting collection by Sea Gull Lighting has a clean design which lends itself to a modern-mission style. The geometric, cylinder design has subtle ornamentation, while still offering impressive style. The outdoor lighting collection is offered in a Forged Iron finish with Satin Etched glass. Both incandescent lamping and ENERGY STAR-qualified LED lamping are available. Most of these fixtures easily convert to LED by purchasing LED replacement lamps sold separately. | OUTDOOR | Winnetka Outdoor | Outdoor Lighting | Forged Iron | 185 | Aluminum | Satin Etched Glass | D:8.75" |  |  | 1 Medium A19 100w |  | 1 | No | [14 empty] | 0 | [12 empty] | 115.95 | 231.9 | 347.85 | W:10'' H:14 1/2'' E:12'' | 5.8 |  |  | 10 | 14.5 | Cap Nuts |  |  |  |  | 12 |  | No |  | No | [21 empty] | D:6 1/2'' DP:5/8'' OB UP:3 1/4'' OB DOWN:11 1/4'' |  |  |  | 6.5 |  |  | N/A | Hardwired | 0 | 0 | 0 | 0 | 1 | 0 | 0 | 1 | 0 | 0 | 0 | 785652086083 | 14 | 12.5 | 19.25 | 7.2 | 1.95 | 250 | Yes | [9 empty] | cETL Wet | WINNETKA 1L LANTERN-185 | One Light Outdoor Wall Lantern |  | 88662-185.jpg | 88662.jpg
88662EN3-185 | One Light Outdoor Wall Lantern | The Winnetka outdoor lighting collection by Sea Gull Lighting has a clean design which lends itself to a modern-mission style. The geometric, cylinder design has subtle ornamentation, while still offering impressive style. The outdoor lighting collection is offered in a Forged Iron finish with Satin Etched glass. Both incandescent lamping and ENERGY STAR-qualified LED lamping are available. Most of these fixtures easily convert to LED by purchasing LED replacement lamps sold separately. | OUTDOOR | Winnetka Outdoor | Outdoor Lighting | Forged Iron | 185 | Aluminum | Satin Etched Glass | D:8.75" |  |  | 1 Medium A19 9.3w |  | 1 | Yes | [14 empty] | 0 | [12 empty] | 119.95 | 239.9 | 359.85 | W:10'' H:14 1/2'' E:12'' | 5.8 |  |  | 10 | 14.5 | Cap Nuts |  |  |  |  | 12 |  | No |  | No | [21 empty] | D:6 1/2'' DP:5/8'' OB UP:3 1/4'' OB DOWN:11 1/4'' |  |  |  | 6.5 | Black/White |  | N/A | Hardwired | 0 | 0 | 0 | 1 | 1 | 0 | 0 | 0 | 0 | 0 | 0 | 785652053122 | 19.25 | 12.5 | 14 | 7.2 | 1.95 | 250 | Yes | [9 empty] | cETL Wet | WINNETKA 1L LANTERN-185 | One Light Outdoor Wall Lantern |  | 88662EN3-185.jpg | 88662.jpg
8869-12 | One Light Outdoor Ceiling Flush Mount | This industrial and nautically inspired Sebring collection by Sea Gull Lighting coordinates perfectly in coastal locations, while adding eye catching contrast to facades of any kind. Offered in Black, Brushed Stainless and Weathered Copper finishes, Sebring is a complete outdoor collection with small and large one-light outdoor wall lanterns, a one-light outdoor ceiling flush mount and one-light outdoor post lantern to unify any home's appearance. Incandescent as well as integrated LED are available. The advanced, integrated LED light source has warm-on-dim technology that warms in color when dimmed, and is California Title 24 compliant. | OUTDOOR | Sebring | Outdoor Lighting | Black | 12 | Aluminum |  |  |  | Clear Seeded Glass | 1 Medium A19 100w |  | 1 | No | [14 empty] | 0 | [12 empty] | 62.48 | 124.96 | 187.44 | D:11 1/4'' H:9 1/4'' | 2.4 | 11.25 |  |  | 9.25 | Cap Nuts | [6 empty] | No |  | No | [20 empty] | D:6 5/16'' H:1'' Round |  |  |  |  | 6.5 | Black/White |  |  | Hardwired | 0 | 0 | 0 | 0 | 1 | 0 | 0 | 1 | 0 | 0 | 0 | 785652886928 | 14 | 13.25 | 10.58 | 3.5 | 1.136 | 250 | Yes | [9 empty] | cETL Damp | SEBRING 1L CEILING-12 | One Light Outdoor Ceiling Flush Mount |  | 8869-12.jpg | 8869.jpg
8869-44 | One Light Outdoor Ceiling Flush Mount | This industrial and nautically inspired Sebring collection by Sea Gull Lighting coordinates perfectly in coastal locations, while adding eye catching contrast to facades of any kind. Offered in Black, Brushed Stainless and Weathered Copper finishes, Sebring is a complete outdoor collection with small and large one-light outdoor wall lanterns, a one-light outdoor ceiling flush mount and one-light outdoor post lantern to unify any home's appearance. Incandescent as well as integrated LED are available. The advanced, integrated LED light source has warm-on-dim technology that warms in color when dimmed, and is California Title 24 compliant. | OUTDOOR | Sebring | Outdoor Lighting | Weathered Copper | 44 | Aluminum |  |  |  | Clear Seeded Glass | 1 Medium A19 100w |  | 1 | No | [14 empty] | 0 | [12 empty] | 64.48 | 128.96 | 193.44 | D:11 1/4'' H:9 1/4'' | 2.4 | 11.25 |  |  | 9.25 | Cap Nuts | [6 empty] | No |  | No | [20 empty] | D:6 5/16'' H:1'' Round |  |  |  |  | 6.5 | Black/White |  |  | Hardwired | 0 | 0 | 0 | 0 | 1 | 0 | 0 | 1 | 0 | 0 | 0 | 785652886942 | 14 | 13.25 | 10.58 | 3.5 | 1.136 | 250 | Yes | [9 empty] | cETL Damp | SEBRING 1L CEILING-44 | One Light Outdoor Ceiling Flush Mount | Fixture is made out of aluminum | 8869-44.jpg | 8869.jpg
8869-98 | One Light Outdoor Ceiling Flush Mount | This industrial and nautically inspired Sebring collection by Sea Gull Lighting coordinates perfectly in coastal locations, while adding eye catching contrast to facades of any kind. Offered in Black, Brushed Stainless and Weathered Copper finishes, Sebring is a complete outdoor collection with small and large one-light outdoor wall lanterns, a one-light outdoor ceiling flush mount and one-light outdoor post lantern to unify any home's appearance. Incandescent as well as integrated LED are available. The advanced, integrated LED light source has warm-on-dim technology that warms in color when dimmed, and is California Title 24 compliant. | OUTDOOR | Sebring | Outdoor Lighting | Brushed Stainless | 98 | Aluminum |  |  |  | Clear Seeded Glass | 1 Medium A19 100w |  | 1 | No | [14 empty] | 0 | [12 empty] | 79.98 | 159.96 | 239.94 | D:11 1/4'' H:9 1/4'' | 2.4 | 11.25 |  |  | 9.25 | Cap Nuts | [6 empty] | No |  | No | [20 empty] | D:6 5/16'' H:1'' Round |  |  |  |  | 6.5 | Black/White |  |  | Hardwired | 0 | 0 | 0 | 0 | 1 | 0 | 0 | 1 | 0 | 0 | 0 | 785652886997 | 13 | 13 | 12.5 | 6.18 | 1.223 | 175 | Yes | [9 empty] | cETL Damp | SEBRING 1L CEILING-98 | One Light Outdoor Ceiling Flush Mount |  | 8869-98.jpg | 8869.jpg
886993S-12 | LED Outdoor Ceiling Flush Mount | This industrial and nautically inspired Sebring collection by Sea Gull Lighting coordinates perfectly in coastal locations, while adding eye catching contrast to facades of any kind. Offered in Black, Brushed Stainless and Weathered Copper finishes, Sebring is a complete outdoor collection with small and large one-light outdoor wall lanterns, a one-light outdoor ceiling flush mount and one-light outdoor post lantern to unify any home's appearance. Incandescent as well as integrated LED are available. The advanced, integrated LED light source has warm-on-dim technology that warms in color when dimmed, and is California Title 24 compliant. | OUTDOOR | Sebring | Outdoor Lighting | Black | 12 | Aluminum |  |  |  | Clear Seeded Glass |  |  | 1 | No | 1000 | 3000 | 90 | 14 | 120 | 19 - Integrated | MODS - Modules |  | 5 | 100 | LED | 14 | 14 | 50000 | 0 | [12 empty] | 72.98 | 145.96 | 218.94 | D:11 1/4'' H:9 1/4'' | 2.4 | 11.25 |  |  | 9.25 | Cap Nuts | [6 empty] | No |  | No | [20 empty] | D:6 5/16'' H:1'' Round |  |  |  |  | 6.5 | Black/White |  |  | Hardwired | 0 | 0 | 0 | 0 | 1 | 0 | 0 | 0 | 0 | 0 | 0 | 785652065125 | 14 | 13.75 | 11 | 3.9 | 1.225 | 250 | Yes | [9 empty] | cETL Damp | SEBRING LED CEILING-12 | LED Outdoor Ceiling Flush Mount |  | 886993S-12.jpg | 8869.jpg
886993S-44 | LED Outdoor Ceiling Flush Mount | This industrial and nautically inspired Sebring collection by Sea Gull Lighting coordinates perfectly in coastal locations, while adding eye catching contrast to facades of any kind. Offered in Black, Brushed Stainless and Weathered Copper finishes, Sebring is a complete outdoor collection with small and large one-light outdoor wall lanterns, a one-light outdoor ceiling flush mount and one-light outdoor post lantern to unify any home's appearance. Incandescent as well as integrated LED are available. The advanced, integrated LED light source has warm-on-dim technology that warms in color when dimmed, and is California Title 24 compliant. | OUTDOOR | Sebring | Outdoor Lighting | Weathered Copper | 44 | Aluminum |  |  |  | Clear Seeded Glass |  |  | 1 | No | 1000 | 3000 | 90 | 14 | 120 | 19 - Integrated | MODS - Modules |  | 5 | 100 | LED | 14 | 14 | 50000 | 0 | [12 empty] | 74.98 | 149.96 | 224.94 | D:11 1/4'' H:9 1/4'' | 2.4 | 11.25 |  |  | 9.25 | Cap Nuts | [6 empty] | No |  | No | [20 empty] | D:6 5/16'' H:1'' Round |  |  |  |  | 6.5 | Black/White |  |  | Hardwired | 0 | 0 | 0 | 0 | 1 | 0 | 0 | 0 | 0 | 0 | 0 | 785652065132 | 14 | 14 | 11.25 | 3.3 | 1.276 | 250 | Yes | [9 empty] | cETL Damp | SEBRING LED CEILING-44 | LED Outdoor Ceiling Flush Mount |  | 886993S-44.jpg | 8869.jpg
886993S-98 | LED Outdoor Ceiling Flush Mount | This industrial and nautically inspired Sebring collection by Sea Gull Lighting coordinates perfectly in coastal locations, while adding eye catching contrast to facades of any kind. Offered in Black, Brushed Stainless and Weathered Copper finishes, Sebring is a complete outdoor collection with small and large one-light outdoor wall lanterns, a one-light outdoor ceiling flush mount and one-light outdoor post lantern to unify any home's appearance. Incandescent as well as integrated LED are available. The advanced, integrated LED light source has warm-on-dim technology that warms in color when dimmed, and is California Title 24 compliant. | OUTDOOR | Sebring | Outdoor Lighting | Brushed Stainless | 98 | Aluminum |  |  |  | Clear Seeded Glass |  |  | 1 | No | 1000 | 3000 | 90 | 14 | 120 | 19 - Integrated | MODS - Modules |  | 5 | 100 | LED | 14 | 14 | 50000 | 0 | [12 empty] | 89.98 | 179.96 | 269.94 | D:11 1/4'' H:9 1/4'' | 2.4 | 11.25 |  |  | 9.25 | Cap Nuts | [6 empty] | No |  | No | [20 empty] | D:6 5/16'' H:1'' Round |  |  |  |  | 6.5 | Black/White |  |  | Hardwired | 0 | 0 | 0 | 0 | 1 | 0 | 0 | 0 | 0 | 0 | 0 | 785652065149 | 14 | 14 | 11 | 3.2 | 1.248 | 250 | Yes | [9 empty] | cETL Damp | SEBRING LED CEILING-98 | LED Outdoor Ceiling Flush Mount |  | 886993S-98.jpg | 8869.jpg
8870-12 | One Light Outdoor Wall Lantern | This industrial and nautically inspired Sebring collection by Sea Gull Lighting coordinates perfectly in coastal locations, while adding eye catching contrast to facades of any kind. Offered in Black, Brushed Stainless and Weathered Copper finishes, Sebring is a complete outdoor collection with small and large one-light outdoor wall lanterns, a one-light outdoor ceiling flush mount and one-light outdoor post lantern to unify any home's appearance. Incandescent as well as integrated LED are available. The advanced, integrated LED light source has warm-on-dim technology that warms in color when dimmed, and is California Title 24 compliant. | OUTDOOR | Sebring | Outdoor Lighting | Black | 12 | Aluminum |  |  |  | Clear Seeded Glass | 1 Medium A19 100w |  | 1 | No | [14 empty] | 0 | [12 empty] | 52.98 | 105.96 | 158.94 | W:8'' H:11 1/4'' E:9 1/4'' | 1.8 |  |  | 8 | 11.25 | Cap Nuts |  |  |  |  | 9.25 |  | No |  | No | [21 empty] | D:5'' DP:1'' OB UP:6 1/4'' OB DOWN:5 1/8'' Round |  |  |  | 6.5 | Black/White |  |  | Hardwired | 0 | 0 | 0 | 0 | 1 | 0 | 0 | 1 | 0 | 0 | 0 | 785652887024 | 17.38 | 10.38 | 11.5 | 3.3 | 1.201 | 250 | Yes | [9 empty] | cETL Wet | SEBRING 1L LANTERN-12 | One Light Outdoor Wall Lantern |  | 8870-12.jpg | 8870.jpg
8870-44 | One Light Outdoor Wall Lantern | This industrial and nautically inspired Sebring collection by Sea Gull Lighting coordinates perfectly in coastal locations, while adding eye catching contrast to facades of any kind. Offered in Black, Brushed Stainless and Weathered Copper finishes, Sebring is a complete outdoor collection with small and large one-light outdoor wall lanterns, a one-light outdoor ceiling flush mount and one-light outdoor post lantern to unify any home's appearance. Incandescent as well as integrated LED are available. The advanced, integrated LED light source has warm-on-dim technology that warms in color when dimmed, and is California Title 24 compliant. | OUTDOOR | Sebring | Outdoor Lighting | Weathered Copper | 44 | Aluminum |  |  |  | Clear Seeded Glass | 1 Medium A19 100w |  | 1 | No | [14 empty] | 0 | [12 empty] | 54.98 | 109.96 | 164.94 | W:8'' H:11 1/4'' E:9 1/4'' | 1.8 |  |  | 8 | 11.25 | Cap Nuts |  |  |  |  | 9.25 |  | No |  | No | [21 empty] | D:5'' DP:1'' OB UP:6 1/4'' OB DOWN:5 1/8'' Round |  |  |  | 6.5 | Black/White |  |  | Hardwired | 0 | 0 | 0 | 0 | 1 | 0 | 0 | 1 | 0 | 0 | 0 | 785652887048 | 11.5 | 10.58 | 12.5 | 3.1 | 0.88 | 250 | Yes | [9 empty] | cETL Wet | SEBRING 1L LANTERN-44 | One Light Outdoor Wall Lantern |  | 8870-44.jpg | 8870.jpg
8870-98 | One Light Outdoor Wall Lantern | This industrial and nautically inspired Sebring collection by Sea Gull Lighting coordinates perfectly in coastal locations, while adding eye catching contrast to facades of any kind. Offered in Black, Brushed Stainless and Weathered Copper finishes, Sebring is a complete outdoor collection with small and large one-light outdoor wall lanterns, a one-light outdoor ceiling flush mount and one-light outdoor post lantern to unify any home's appearance. Incandescent as well as integrated LED are available. The advanced, integrated LED light source has warm-on-dim technology that warms in color when dimmed, and is California Title 24 compliant. | OUTDOOR | Sebring | Outdoor Lighting | Brushed Stainless | 98 | Aluminum |  |  |  | Clear Seeded Glass | 1 Medium A19 100w |  | 1 | No | [14 empty] | 0 | [12 empty] | 70.48 | 140.96 | 211.44 | W:8'' H:11 1/4'' E:9 1/4'' | 1.8 |  |  | 8 | 11.25 | Center Lock-Up |  |  |  |  | 9.25 |  | No |  | No | [21 empty] | D:5'' DP:1'' OB UP:6 1/4'' OB DOWN:5 1/8'' Round |  |  |  | 6.5 | Black/White |  |  | Hardwired | 0 | 0 | 0 | 0 | 1 | 0 | 0 | 1 | 0 | 0 | 0 | 785652887093 | 17.25 | 10.25 | 11.75 | 4.5 | 1.202 | 250 | Yes | [9 empty] | cETL Wet | SEBRING 1L LANTERN-98 | One Light Outdoor Wall Lantern |  | 8870-98.jpg | 8870.jpg
887093S-12 | Small LED Outdoor Wall Lantern | This industrial and nautically inspired Sebring collection by Sea Gull Lighting coordinates perfectly in coastal locations, while adding eye catching contrast to facades of any kind. Offered in Black, Brushed Stainless and Weathered Copper finishes, Sebring is a complete outdoor collection with small and large one-light outdoor wall lanterns, a one-light outdoor ceiling flush mount and one-light outdoor post lantern to unify any home's appearance. Incandescent as well as integrated LED are available. The advanced, integrated LED light source has warm-on-dim technology that warms in color when dimmed, and is California Title 24 compliant. | OUTDOOR | Sebring | Outdoor Lighting | Black | 12 | Aluminum |  |  |  | Clear Seeded Glass |  |  | 1 | No | 700 | 3000 | 90 | 9 | 120 | 19 - Integrated | MODS - Modules |  | 5 | 100 | LED | 9 | 9 | 50000 | 0 | [12 empty] | 99.98 | 199.96 | 299.94 | W:8'' H:11 1/4'' E:9 1/4'' | 1.8 |  |  | 8 | 11.25 | Cap Nuts |  |  |  |  | 9.25 |  | No |  | No | [21 empty] | D:5'' DP:1'' OB UP:6 1/4'' OB DOWN:5 1/8'' Round |  |  |  | 6.5 | Black/White |  |  | Hardwired | 0 | 0 | 0 | 0 | 1 | 0 | 0 | 0 | 0 | 0 | 0 | 785652065156 | 13.5 | 12.25 | 10.75 | 3.1 | 1.029 | 250 | Yes | [9 empty] | cETL Wet | SEBRING LED LANTERN-12 | Small LED Outdoor Wall Lantern |  | 887093S-12.jpg | 8870.jpg
887093S-44 | Small LED Outdoor Wall Lantern | This industrial and nautically inspired Sebring collection by Sea Gull Lighting coordinates perfectly in coastal locations, while adding eye catching contrast to facades of any kind. Offered in Black, Brushed Stainless and Weathered Copper finishes, Sebring is a complete outdoor collection with small and large one-light outdoor wall lanterns, a one-light outdoor ceiling flush mount and one-light outdoor post lantern to unify any home's appearance. Incandescent as well as integrated LED are available. The advanced, integrated LED light source has warm-on-dim technology that warms in color when dimmed, and is California Title 24 compliant. | OUTDOOR | Sebring | Outdoor Lighting | Weathered Copper | 44 | Aluminum |  |  |  | Clear Seeded Glass |  |  | 1 | No | 700 | 3000 | 90 | 9 | 120 | 19 - Integrated | MODS - Modules |  | 5 | 100 | LED | 9 | 9 | 50000 | 0 | [12 empty] | 99.98 | 199.96 | 299.94 | W:8'' H:11 1/4'' E:9 1/4'' | 1.8 |  |  | 8 | 11.25 | Cap Nuts |  |  |  |  | 9.25 |  | No |  | No | [21 empty] | D:5'' DP:1'' OB UP:6 1/4'' OB DOWN:5 1/8'' Round |  |  |  | 6.5 | Black/White |  |  | Hardwired | 0 | 0 | 0 | 0 | 1 | 0 | 0 | 0 | 0 | 0 | 0 | 785652065163 | 13.5 | 12.25 | 10.75 | 3.1 | 1.029 | 250 | Yes | [9 empty] | cETL Wet | SEBRING LED LANTERN-44 | Small LED Outdoor Wall Lantern |  | 887093S-44.jpg | 8870.jpg
887093S-98 | Small LED Outdoor Wall Lantern | This industrial and nautically inspired Sebring collection by Sea Gull Lighting coordinates perfectly in coastal locations, while adding eye catching contrast to facades of any kind. Offered in Black, Brushed Stainless and Weathered Copper finishes, Sebring is a complete outdoor collection with small and large one-light outdoor wall lanterns, a one-light outdoor ceiling flush mount and one-light outdoor post lantern to unify any home's appearance. Incandescent as well as integrated LED are available. The advanced, integrated LED light source has warm-on-dim technology that warms in color when dimmed, and is California Title 24 compliant. | OUTDOOR | Sebring | Outdoor Lighting | Brushed Stainless | 98 | Aluminum |  |  |  | Clear Seeded Glass |  |  | 1 | No | 700 | 3000 | 90 | 9 | 120 | 19 - Integrated | MODS - Modules |  | 5 | 100 | LED | 9 | 9 | 50000 | 0 | [12 empty] | 106.48 | 212.96 | 319.44 | W:8'' H:11 1/4'' E:9 1/4'' | 1.8 |  |  | 8 | 11.25 | Cap Nuts |  |  |  |  | 9.25 |  | No |  | No | [21 empty] | D:5'' DP:1'' OB UP:6 1/4'' OB DOWN:5 1/8'' Round |  |  |  | 6.5 | Black/White |  |  | Hardwired | 0 | 0 | 0 | 0 | 1 | 0 | 0 | 0 | 0 | 0 | 0 | 785652065170 | 13.5 | 12.25 | 10.75 | 3.1 | 1.029 | 250 | Yes | [9 empty] | cETL Wet | SEBRING LED LANTERN-98 | Small LED Outdoor Wall Lantern |  | 887093S-98.jpg | 8870.jpg
8871-12 | One Light Outdoor Wall Lantern | This industrial and nautically inspired Sebring collection by Sea Gull Lighting coordinates perfectly in coastal locations, while adding eye catching contrast to facades of any kind. Offered in Black, Brushed Stainless and Weathered Copper finishes, Sebring is a complete outdoor collection with small and large one-light outdoor wall lanterns, a one-light outdoor ceiling flush mount and one-light outdoor post lantern to unify any home's appearance. Incandescent as well as integrated LED are available. The advanced, integrated LED light source has warm-on-dim technology that warms in color when dimmed, and is California Title 24 compliant. | OUTDOOR | Sebring | Outdoor Lighting | Black | 12 | Aluminum |  |  |  | Clear Seeded Glass | 1 Medium A19 100w |  | 1 | No | [14 empty] | 0 | [12 empty] | 99.98 | 199.96 | 299.94 | W:11 1/4'' H:15 3/4'' E:13 1/2'' | 3.6 |  |  | 11.25 | 15.75 | Cap Nuts |  |  |  |  | 13.5 |  | No |  | No | [21 empty] | D:5 3/16'' DP:1'' OB UP:9 1/2'' OB DOWN:6 1/4'' Round |  |  |  | 6.5 |  |  | N/A | Hardwired | 0 | 0 | 0 | 0 | 1 | 0 | 0 | 1 | 0 | 0 | 0 | 785652887123 | 16.5 | 14.38 | 19 | 9.25 | 2.609 | 250 | Yes | [9 empty] | cETL Wet | SEBRING 1L LANTERN-12 | One Light Outdoor Wall Lantern |  | 8871-12.jpg | 8871.jpg
8871-44 | One Light Outdoor Wall Lantern | This industrial and nautically inspired Sebring collection by Sea Gull Lighting coordinates perfectly in coastal locations, while adding eye catching contrast to facades of any kind. Offered in Black, Brushed Stainless and Weathered Copper finishes, Sebring is a complete outdoor collection with small and large one-light outdoor wall lanterns, a one-light outdoor ceiling flush mount and one-light outdoor post lantern to unify any home's appearance. Incandescent as well as integrated LED are available. The advanced, integrated LED light source has warm-on-dim technology that warms in color when dimmed, and is California Title 24 compliant. | OUTDOOR | Sebring | Outdoor Lighting | Weathered Copper | 44 | Aluminum |  |  |  | Clear Seeded Glass | 1 Medium A19 100w |  | 1 | No | [14 empty] | 0 | [12 empty] | 99.98 | 199.96 | 299.94 | W:11 1/4'' H:15 3/4'' E:13 1/2'' | 3.6 |  |  | 11.25 | 15.75 | Cap Nuts |  |  |  |  | 13.5 |  | No |  | No | [21 empty] | D:5 3/16'' DP:1'' OB UP:9 1/2'' OB DOWN:6 1/4'' Round |  |  |  | 6.5 |  |  | N/A | Hardwired | 0 | 0 | 0 | 0 | 1 | 0 | 0 | 1 | 0 | 0 | 0 | 785652887147 | 16 | 13.75 | 17 | 6.42 | 2.164 | 250 | Yes | [9 empty] | cETL Wet | SEBRING 1L LANTERN-44 | One Light Outdoor Wall Lantern |  | 8871-44.jpg | 8871.jpg
8871-98 | One Light Outdoor Wall Lantern | This industrial and nautically inspired Sebring collection by Sea Gull Lighting coordinates perfectly in coastal locations, while adding eye catching contrast to facades of any kind. Offered in Black, Brushed Stainless and Weathered Copper finishes, Sebring is a complete outdoor collection with small and large one-light outdoor wall lanterns, a one-light outdoor ceiling flush mount and one-light outdoor post lantern to unify any home's appearance. Incandescent as well as integrated LED are available. The advanced, integrated LED light source has warm-on-dim technology that warms in color when dimmed, and is California Title 24 compliant. | OUTDOOR | Sebring | Outdoor Lighting | Brushed Stainless | 98 | Aluminum |  |  |  | Clear Seeded Glass | 1 Medium A19 100w |  | 1 | No | [14 empty] | 0 | [12 empty] | 124.98 | 249.96 | 374.94 | W:11 1/4'' H:15 3/4'' E:13 1/2'' | 3.6 |  |  | 11.25 | 15.75 | Cap Nuts |  |  |  |  | 13.5 |  | No |  | No | [21 empty] | D:5 3/16'' DP:1'' OB UP:9 1/2'' OB DOWN:6 1/4'' Round |  |  |  | 6.5 |  |  | N/A | Hardwired | 0 | 0 | 0 | 0 | 1 | 0 | 0 | 1 | 0 | 0 | 0 | 785652887192 | 16.75 | 14.5 | 19 | 10.1 | 2.671 | 250 | Yes | [9 empty] | cETL Wet | SEBRING 1L LANTERN-98 | One Light Outdoor Wall Lantern |  | 8871-98.jpg | 8871.jpg
887193S-12 | Large LED Outdoor Wall Lantern | This industrial and nautically inspired Sebring collection by Sea Gull Lighting coordinates perfectly in coastal locations, while adding eye catching contrast to facades of any kind. Offered in Black, Brushed Stainless and Weathered Copper finishes, Sebring is a complete outdoor collection with small and large one-light outdoor wall lanterns, a one-light outdoor ceiling flush mount and one-light outdoor post lantern to unify any home's appearance. Incandescent as well as integrated LED are available. The advanced, integrated LED light source has warm-on-dim technology that warms in color when dimmed, and is California Title 24 compliant. | OUTDOOR | Sebring | Outdoor Lighting | Black | 12 | Aluminum |  |  |  | Clear Seeded Glass |  |  | 1 | No | 1000 | 3000 | 90 | 14 | 120 | 19 - Integrated | MODS - Modules |  | 5 | 100 | LED | 14 | 14 | 50000 | 0 | [12 empty] | 132.98 | 265.96 | 398.94 | W:11 1/4'' H:15 3/4'' E:13 1/2'' | 3.6 |  |  | 11.25 | 15.75 | Cap Nuts |  |  |  |  | 13.5 |  | No |  | No | [21 empty] | D:5 3/16'' DP:1'' OB UP:9 1/2'' OB DOWN:6 1/4'' Round |  |  |  | 6.5 |  |  | N/A | Hardwired | 0 | 0 | 0 | 0 | 1 | 0 | 0 | 0 | 0 | 0 | 0 | 785652065187 | 17.75 | 16.25 | 14 | 6 | 2.337 | 250 | Yes | [9 empty] | cETL Wet | SEBRING LED LANTERN-12 | Large LED Outdoor Wall Lantern |  | 887193S-12.jpg | 8871.jpg
887193S-44 | Large LED Outdoor Wall Lantern | This industrial and nautically inspired Sebring collection by Sea Gull Lighting coordinates perfectly in coastal locations, while adding eye catching contrast to facades of any kind. Offered in Black, Brushed Stainless and Weathered Copper finishes, Sebring is a complete outdoor collection with small and large one-light outdoor wall lanterns, a one-light outdoor ceiling flush mount and one-light outdoor post lantern to unify any home's appearance. Incandescent as well as integrated LED are available. The advanced, integrated LED light source has warm-on-dim technology that warms in color when dimmed, and is California Title 24 compliant. | OUTDOOR | Sebring | Outdoor Lighting | Weathered Copper | 44 | Aluminum |  |  |  | Clear Seeded Glass |  |  | 1 | No | 1000 | 3000 | 90 | 14 | 120 | 19 - Integrated | MODS - Modules |  | 5 | 100 | LED | 14 | 14 | 50000 | 0 | [12 empty] | 132.98 | 265.96 | 398.94 | W:11 1/4'' H:15 3/4'' E:13 1/2'' | 3.6 |  |  | 11.25 | 15.75 | Cap Nuts |  |  |  |  | 13.5 |  | No |  | No | [21 empty] | D:5 3/16'' DP:1'' OB UP:9 1/2'' OB DOWN:6 1/4'' Round |  |  |  | 6.5 |  |  | N/A | Hardwired | 0 | 0 | 0 | 0 | 1 | 0 | 0 | 0 | 0 | 0 | 0 | 785652065194 | 17.75 | 16 | 14.25 | 5.7 | 2.342 | 250 | Yes | [9 empty] | cETL Wet | SEBRING LED LANTERN-44 | Large LED Outdoor Wall Lantern |  | 887193S-44.jpg | 8871.jpg
887193S-98 | Large LED Outdoor Wall Lantern | This industrial and nautically inspired Sebring collection by Sea Gull Lighting coordinates perfectly in coastal locations, while adding eye catching contrast to facades of any kind. Offered in Black, Brushed Stainless and Weathered Copper finishes, Sebring is a complete outdoor collection with small and large one-light outdoor wall lanterns, a one-light outdoor ceiling flush mount and one-light outdoor post lantern to unify any home's appearance. Incandescent as well as integrated LED are available. The advanced, integrated LED light source has warm-on-dim technology that warms in color when dimmed, and is California Title 24 compliant. | OUTDOOR | Sebring | Outdoor Lighting | Brushed Stainless | 98 | Aluminum |  |  |  | Clear Seeded Glass |  |  | 1 | No | 1000 | 3000 | 90 | 14 | 120 | 19 - Integrated | MODS - Modules |  | 5 | 100 | LED | 14 | 14 | 50000 | 0 | [12 empty] | 144.98 | 289.96 | 434.94 | W:11 1/4'' H:15 3/4'' E:13 1/2'' | 3.6 |  |  | 11.25 | 15.75 | Cap Nuts |  |  |  |  | 13.5 |  | No |  | No | [21 empty] | D:5 3/16'' DP:1'' OB UP:9 1/2'' OB DOWN:6 1/4'' Round |  |  |  | 6.5 |  |  |  | Hardwired | 0 | 0 | 0 | 0 | 1 | 0 | 0 | 0 | 0 | 0 | 0 | 785652065200 | 16 | 14 | 16 | 5.5 | 2.074 | 250 | Yes | [9 empty] | cETL Wet | SEBRING LED LANTERN-98 | Large LED Outdoor Wall Lantern |  | 887193S-98.jpg | 8871.jpg
88880-51 | One Light Outdoor Wall Lantern | The Medford Lakes outdoor lighting collection by Sea Gull Lighting is Arts and Crafts inspired with simple organic lines, yet big on style with linear design details, contrasted with sweeping arches – which demonstrates a subtle Asian influence as well. The Etched Hammered Glass with Light Amber Tint creates a warm glow and beautifully complements the Statuary Bronze finish. The assortment includes small, medium and large one-light outdoor wall lanterns, a one-light outdoor post lantern, a one-light outdoor pendant and a two-light outdoor ceiling flush mount. Both incandescent lamping and ENERGY STAR-qualified LED lamping are available, and most of the fixtures easily convert to LED by purchasing LED replacement lamps sold separately. | OUTDOOR | Medford Lakes | Outdoor Lighting | Statuary Bronze | 51 | Aluminum | Etched Hammered with Light Amber Glass |  |  |  | 1 Medium A19 100w |  | 1 | No | [14 empty] | 0 | [12 empty] | 88.48 | 176.96 | 265.44 | W:7'' H:11'' E:8'' | 3.3 |  |  | 7 | 11 | Cap Nuts |  |  |  |  | 8 |  | No |  | No | [21 empty] | DP:7/8'' W:4 1/2'' H:5 1/2'' OB UP:6 1/2'' OB DOWN:4 1/2'' |  |  |  | 6.5 |  |  | N/A | Hardwired | 0 | 0 | 0 | 0 | 1 | 0 | 0 | 1 | 0 | 0 | 0 | 785652888809 | 9.75 | 9.5 | 13.75 | 4.7 | 0.737 | 125 | Yes | [9 empty] | cETL Wet | MEDFORD LAKES 1L LANTERN-51 | One Light Outdoor Wall Lantern |  | 88880-51.jpg | 88880.jpg
88880EN3-51 | One Light Outdoor Wall Lantern | The Medford Lakes outdoor lighting collection by Sea Gull Lighting is Arts and Crafts inspired with simple organic lines, yet big on style with linear design details, contrasted with sweeping arches – which demonstrates a subtle Asian influence as well. The Etched Hammered Glass with Light Amber Tint creates a warm glow and beautifully complements the Statuary Bronze finish. The assortment includes small, medium and large one-light outdoor wall lanterns, a one-light outdoor post lantern, a one-light outdoor pendant and a two-light outdoor ceiling flush mount. Both incandescent lamping and ENERGY STAR-qualified LED lamping are available, and most of the fixtures easily convert to LED by purchasing LED replacement lamps sold separately. | OUTDOOR | Medford Lakes | Outdoor Lighting | Statuary Bronze | 51 | Aluminum | Etched Hammered with Light Amber Glass |  |  |  | 1 Medium A19 9.3w |  | 1 | Yes | [14 empty] | 0 | [12 empty] | 93.48 | 186.96 | 280.44 | W:7'' H:11'' E:8'' | 3.3 |  |  | 7 | 11 | Cap Nuts |  |  |  |  | 8 |  | No |  | No | [21 empty] | DP:7/8'' W:4 1/2'' H:5 1/2'' OB UP:6 1/2'' OB DOWN:4 1/2'' |  |  |  | 6.5 | Black/White |  | N/A | Hardwired | 0 | 0 | 0 | 1 | 1 | 0 | 0 | 0 | 0 | 0 | 0 | 785652053139 | 9.75 | 9.5 | 13.75 | 4.7 | 0.737 | 125 | Yes | [9 empty] | cETL Wet | MEDFORD LAKES 1L LANTERN-51 | One Light Outdoor Wall Lantern |  | 88880EN3-51.jpg | 88880.jpg
88881-51 | One Light Outdoor Wall Lantern | The Medford Lakes outdoor lighting collection by Sea Gull Lighting is Arts and Crafts inspired with simple organic lines, yet big on style with linear design details, contrasted with sweeping arches – which demonstrates a subtle Asian influence as well. The Etched Hammered Glass with Light Amber Tint creates a warm glow and beautifully complements the Statuary Bronze finish. The assortment includes small, medium and large one-light outdoor wall lanterns, a one-light outdoor post lantern, a one-light outdoor pendant and a two-light outdoor ceiling flush mount. Both incandescent lamping and ENERGY STAR-qualified LED lamping are available, and most of the fixtures easily convert to LED by purchasing LED replacement lamps sold separately. | OUTDOOR | Medford Lakes | Outdoor Lighting | Statuary Bronze | 51 | Aluminum | Etched Hammered with Light Amber Glass |  |  |  | 1 Medium A19 100w |  | 1 | No | [14 empty] | 0 | [12 empty] | 132.48 | 264.96 | 397.44 | W:9'' H:14 1/4'' E:10'' | 4.4 |  |  | 9 | 14.25 | Cap Nuts |  |  |  |  | 10 |  | No |  | No | [21 empty] | DP:7/8'' W:4 1/2'' H:7'' OB UP:8 1/2'' OB DOWN:5 1/2'' |  |  |  | 6.5 |  |  | N/A | Hardwired | 0 | 0 | 0 | 0 | 1 | 0 | 0 | 1 | 0 | 0 | 0 | 785652888816 | 12 | 11 | 16.5 | 7.5 | 1.26 | 125 | Yes | [9 empty] | cETL Wet | MEDFORD LAKES 1L LANTERN-51 | One Light Outdoor Wall Lantern |  | 88881-51.jpg | 88881.jpg
88881EN3-51 | One Light Outdoor Wall Lantern | The Medford Lakes outdoor lighting collection by Sea Gull Lighting is Arts and Crafts inspired with simple organic lines, yet big on style with linear design details, contrasted with sweeping arches – which demonstrates a subtle Asian influence as well. The Etched Hammered Glass with Light Amber Tint creates a warm glow and beautifully complements the Statuary Bronze finish. The assortment includes small, medium and large one-light outdoor wall lanterns, a one-light outdoor post lantern, a one-light outdoor pendant and a two-light outdoor ceiling flush mount. Both incandescent lamping and ENERGY STAR-qualified LED lamping are available, and most of the fixtures easily convert to LED by purchasing LED replacement lamps sold separately. | OUTDOOR | Medford Lakes | Outdoor Lighting | Statuary Bronze | 51 | Aluminum | Etched Hammered with Light Amber Glass |  |  |  | 1 Medium A19 9.3w |  | 1 | Yes | [14 empty] | 0 | [12 empty] | 135.48 | 270.96 | 406.44 | W:9'' H:14 1/4'' E:10'' | 4.4 |  |  | 9 | 14.25 | Cap Nuts |  |  |  |  | 10 |  | No |  | No | [21 empty] | DP:7/8'' W:4 1/2'' H:7'' OB UP:8 1/2'' OB DOWN:5 1/2'' |  |  |  | 6.5 | Black/White |  | N/A | Hardwired | 0 | 0 | 0 | 1 | 1 | 0 | 0 | 0 | 0 | 0 | 0 | 785652053146 | 12 | 11 | 16.5 | 7.5 | 1.26 | 125 | Yes | [9 empty] | cETL Wet | MEDFORD LAKES 1L LANTERN-51 | One Light Outdoor Wall Lantern |  | 88881EN3-51.jpg | 88881.jpg
88882-51 | One Light Outdoor Wall Lantern | The Medford Lakes outdoor lighting collection by Sea Gull Lighting is Arts and Crafts inspired with simple organic lines, yet big on style with linear design details, contrasted with sweeping arches – which demonstrates a subtle Asian influence as well. The Etched Hammered Glass with Light Amber Tint creates a warm glow and beautifully complements the Statuary Bronze finish. The assortment includes small, medium and large one-light outdoor wall lanterns, a one-light outdoor post lantern, a one-light outdoor pendant and a two-light outdoor ceiling flush mount. Both incandescent lamping and ENERGY STAR-qualified LED lamping are available, and most of the fixtures easily convert to LED by purchasing LED replacement lamps sold separately. | OUTDOOR | Medford Lakes | Outdoor Lighting | Statuary Bronze | 51 | Aluminum | Etched Hammered with Light Amber Glass |  |  |  | 1 Medium A19 100w |  | 1 | No | [14 empty] | 0 | [12 empty] | 174.98 | 349.96 | 524.94 | W:11'' H:17'' E:12'' | 7.1 |  |  | 11 | 17 | Cap Nuts |  |  |  |  | 12 |  | No |  | No | [21 empty] | DP:1'' W:4 1/2'' H:8'' OB UP:9 3/4'' OB DOWN:7 1/4'' |  |  |  | 6.5 |  |  | N/A | Hardwired | 0 | 0 | 0 | 0 | 1 | 0 | 0 | 1 | 0 | 0 | 0 | 785652888823 | 14 | 13.25 | 19.5 | 10.5 | 2.093 | 175 | Yes | [9 empty] | cETL Wet | MEDFORD LAKES 1L LANTERN-51 | One Light Outdoor Wall Lantern |  | 88882-51.jpg | 88882.jpg
88882EN3-51 | One Light Outdoor Wall Lantern | The Medford Lakes outdoor lighting collection by Sea Gull Lighting is Arts and Crafts inspired with simple organic lines, yet big on style with linear design details, contrasted with sweeping arches – which demonstrates a subtle Asian influence as well. The Etched Hammered Glass with Light Amber Tint creates a warm glow and beautifully complements the Statuary Bronze finish. The assortment includes small, medium and large one-light outdoor wall lanterns, a one-light outdoor post lantern, a one-light outdoor pendant and a two-light outdoor ceiling flush mount. Both incandescent lamping and ENERGY STAR-qualified LED lamping are available, and most of the fixtures easily convert to LED by purchasing LED replacement lamps sold separately. | OUTDOOR | Medford Lakes | Outdoor Lighting | Statuary Bronze | 51 | Aluminum | Etched Hammered with Light Amber Glass |  |  |  | 1 Medium A19 9.3w |  | 1 | Yes | [14 empty] | 0 | [12 empty] | 174.98 | 349.96 | 524.94 | W:11'' H:17'' E:12'' | 7.1 |  |  | 11 | 17 | Cap Nuts |  |  |  |  | 12 |  | No |  | No | [21 empty] | DP:1'' W:4 1/2'' H:8'' OB UP:9 3/4'' OB DOWN:7 1/4'' |  |  |  | 6.5 | Black/White |  | N/A | Hardwired | 0 | 0 | 0 | 1 | 1 | 0 | 0 | 0 | 0 | 0 | 0 | 785652053153 | 14 | 13.25 | 19.5 | 10.5 | 2.093 | 175 | Yes | [9 empty] | cETL Wet | MEDFORD LAKES 1L LANTERN-51 | One Light Outdoor Wall Lantern |  | 88882EN3-51.jpg | 88882.jpg
8890901-12 | Extra Large One Light Outdoor Wall Lantern |  | OUTDOOR | Wilburn | Outdoor Lighting | Black | 12 | Aluminum |  |  |  | Satin Etched Glass | 1 Medium A19 75w |  | 1 | No | [14 empty] | 0 | [12 empty] | 99.5 | 199 | 298.5 | W:12 5/8'' H:24'' E:14 1/4'' |  |  |  | 12.625 | 24 | Cap Nuts |  |  |  |  | 14.25 |  | No |  | No | [21 empty] | DP:1 1/8'' W:6 3/4'' H:9'' OB UP:3 3/4'' Rectangular |  |  |  | 6.5 | Black/White |  |  | Hardwired | 0 | 0 | 0 | 0 | 1 | 0 | 0 | 1 | 0 | 0 | 0 | 785652076848 | [16 empty] | cETL Wet | WILBURN 1L XL WALL-12 | Extra Large One Light Outdoor Wall Lantern |  | 8890901-12.jpg | 8890901.jpg
8890901-71 | Extra Large One Light Outdoor Wall Lantern |  | OUTDOOR | Wilburn | Outdoor Lighting | Antique Bronze | 71 | Aluminum |  |  |  | Satin Etched Glass | 1 Medium A19 75w |  | 1 | No | [14 empty] | 0 | [12 empty] | 99.5 | 199 | 298.5 | W:12 5/8'' H:24'' E:14 1/4'' |  |  |  | 12.625 | 24 | Cap Nuts |  |  |  |  | 14.25 |  | No |  | No | [21 empty] | DP:1 1/8'' W:6 3/4'' H:9'' OB UP:3 3/4'' Rectangular |  |  |  | 6.5 | Black/White |  |  | Hardwired | 0 | 0 | 0 | 0 | 1 | 0 | 0 | 1 | 0 | 0 | 0 | 785652076855 | [16 empty] | cETL Wet | WILBURN 1L XL WALL-71 | Extra Large One Light Outdoor Wall Lantern |  | 8890901-71.jpg | 8890901.jpg
8890901D-12 | Extra Large One Light Outdoor Wall Lantern |  | OUTDOOR | Wilburn | Outdoor Lighting | Black | 12 | Aluminum | White Aluminum | D:9.875" H:18.75" |  | Satin Etched Glass | 1 Medium A19 75w |  | 1 | No | [14 empty] | 0 | [12 empty] | 144.5 | 289 | 433.5 | W:12 5/8'' H:24'' E:14 1/4'' |  |  |  | 12.625 | 24 | Cap Nuts |  |  |  |  | 14.25 |  | No |  | No | [21 empty] | DP:1 1/8'' W:6 3/4'' H:9'' OB UP:3 3/4'' Rectangular |  |  |  | 6.5 | Black/White |  |  | Hardwired | 0 | 0 | 0 | 0 | 1 | 0 | 0 | 1 | 0 | 0 | 0 | 785652085208 | [16 empty] | cETL Wet | WILBURN 1L XL WALL-12 | Extra Large One Light Outdoor Wall Lantern |  | 8890901D-12.jpg | 8890901D.jpg
8890901D-71 | Extra Large One Light Outdoor Wall Lantern |  | OUTDOOR | Wilburn | Outdoor Lighting | Antique Bronze | 71 | Aluminum | White Aluminum | D:9.875" H:18.75" |  | Satin Etched Glass | 1 Medium A19 75w |  | 1 | No | [14 empty] | 0 | [12 empty] | 144.5 | 289 | 433.5 | W:12 5/8'' H:24'' E:14 1/4'' |  |  |  | 12.625 | 24 | Cap Nuts |  |  |  |  | 14.25 |  | No |  | No | [21 empty] | DP:1 1/8'' W:6 3/4'' H:9'' OB UP:3 3/4'' Rectangular |  |  |  | 6.5 | Black/White |  |  | Hardwired | 0 | 0 | 0 | 0 | 1 | 0 | 0 | 1 | 0 | 0 | 0 | 785652085215 | [16 empty] | cETL Wet | WILBURN 1L XL WALL-71 | Extra Large One Light Outdoor Wall Lantern |  | 8890901D-71.jpg | 8890901D.jpg
8890901DEN3-12 | Extra Large One Light Outdoor Wall Lantern |  | OUTDOOR | Wilburn | Outdoor Lighting | Black | 12 | Aluminum | White Aluminum | D:9.875" H:18.75" |  | Satin Etched Glass | 1 Medium A19 9.3w |  | 1 | Yes | [14 empty] | 0 | [12 empty] | 149.5 | 299 | 448.5 | W:12 5/8'' H:24'' E:14 1/4'' |  |  |  | 12.625 | 24 | Cap Nuts |  |  |  |  | 14.25 |  | No |  | No | [21 empty] | DP:1 1/8'' W:6 3/4'' H:9'' OB UP:3 3/4'' Rectangular |  |  |  | 6.5 | Black/White |  |  | Hardwired | 0 | 0 | 0 | 1 | 1 | 0 | 0 | 0 | 0 | 0 | 0 | 785652085222 | [16 empty] | cETL Wet | WILBURN 1L XL WALL-12 | Extra Large One Light Outdoor Wall Lantern |  | 8890901DEN3-12.jpg | 8890901DEN.jpg
8890901DEN3-71 | Extra Large One Light Outdoor Wall Lantern |  | OUTDOOR | Wilburn | Outdoor Lighting | Antique Bronze | 71 | Aluminum | White Aluminum | D:9.875" H:18.75" |  | Satin Etched Glass | 1 Medium A19 9.3w |  | 1 | Yes | [14 empty] | 0 | [12 empty] | 149.5 | 299 | 448.5 | W:12 5/8'' H:24'' E:14 1/4'' |  |  |  | 12.625 | 24 | Cap Nuts |  |  |  |  | 14.25 |  | No |  | No | [21 empty] | DP:1 1/8'' W:6 3/4'' H:9'' OB UP:3 3/4'' Rectangular |  |  |  | 6.5 | Black/White |  |  | Hardwired | 0 | 0 | 0 | 1 | 1 | 0 | 0 | 0 | 0 | 0 | 0 | 785652085239 | [16 empty] | cETL Wet | WILBURN 1L XL WALL-71 | Extra Large One Light Outdoor Wall Lantern |  | 8890901DEN3-71.jpg | 8890901DEN.jpg
8890901EN3-12 | Extra Large One Light Outdoor Wall Lantern |  | OUTDOOR | Wilburn | Outdoor Lighting | Black | 12 | Aluminum |  |  |  | Satin Etched Glass | 1 Medium A19 9.3w |  | 1 | Yes | [14 empty] | 0 | [12 empty] | 104.5 | 209 | 313.5 | W:12 5/8'' H:24'' E:14 1/4'' |  |  |  | 12.625 | 24 | Cap Nuts |  |  |  |  | 14.25 |  | No |  | No | [21 empty] | DP:1 1/8'' W:6 3/4'' H:9'' OB UP:3 3/4'' Rectangular |  |  |  | 6.5 | Black/White |  |  | Hardwired | 0 | 0 | 0 | 1 | 1 | 0 | 0 | 0 | 0 | 0 | 0 | 785652080548 | [16 empty] | cETL Wet | WILBURN 1L XL WALL-12 | Extra Large One Light Outdoor Wall Lantern |  | 8890901EN3-12.jpg | 8890901EN3.jpg
8890901EN3-71 | Extra Large One Light Outdoor Wall Lantern |  | OUTDOOR | Wilburn | Outdoor Lighting | Antique Bronze | 71 | Aluminum |  |  |  | Satin Etched Glass | 1 Medium A19 9.3w |  | 1 | Yes | [14 empty] | 0 | [12 empty] | 104.5 | 209 | 313.5 | W:12 5/8'' H:24'' E:14 1/4'' |  |  |  | 12.625 | 24 | Cap Nuts |  |  |  |  | 14.25 |  | No |  | No | [21 empty] | DP:1 1/8'' W:6 3/4'' H:9'' OB UP:3 3/4'' Rectangular |  |  |  | 6.5 | Black/White |  |  | Hardwired | 0 | 0 | 0 | 1 | 1 | 0 | 0 | 0 | 0 | 0 | 0 | 785652080555 | [16 empty] | cETL Wet | WILBURN 1L XL WALL-71 | Extra Large One Light Outdoor Wall Lantern |  | 8890901EN3-71.jpg | 8890901EN3.jpg
88936-12 | Small One Light Outdoor Wall Lantern | Bakersville outdoor lighting fixtures from Sea Gull Lighting are made to complement a wide range of architectural styles. Each light is crafted from high quality, durable steel and aluminum to provide you sensible style that lasts. The large, 1-light outdoor wall lantern is offered in Heirloom Bronze with Satin Etched glass or Clear Beveled glass. The remaining assortment of wall lanterns in three sizes and a Flush mount ceiling fixture are offered in a Black Powdercoat finish with Satin Etched glass (with ENERGY-STAR-qualified LED lamping options) or Clear Beveled glass (which can easily convert to LED by purchasing LED replacement lamps sold separately). | OUTDOOR | Bakersville | Outdoor Lighting | Black | 12 | Aluminum | Clear Beveled Glass |  |  |  | 1 Medium A19 100w |  | 1 | No | [14 empty] | 0 | [12 empty] | 24.5 | 49 | 73.5 | W:6 1/2'' H:11'' E:7 3/4'' |  |  |  | 6.5 | 11 | Cap Nuts |  |  |  |  | 7.75 |  | No |  | No | [21 empty] | DP:7/8'' W:4 3/4'' H:6 3/8'' OB UP:3 5/16'' Irregular |  |  |  | 6.5 | Black/White |  |  | Hardwired | 0 | 0 | 0 | 0 | 1 | 0 | 0 | 1 | 0 | 0 | 0 | 785652078422 | [15 empty] | ETL Wet | cETL Wet | BAKERSVILLE 1L DOWN LANTERN-12 | Small One Light Outdoor Wall Lantern |  | 88936-12.jpg | 88936.jpg
88936-782 | Small One Light Outdoor Wall Lantern | Bakersville outdoor lighting fixtures from Sea Gull Lighting are made to complement a wide range of architectural styles. Each light is crafted from high quality, durable steel and aluminum to provide you sensible style that lasts. The large, 1-light outdoor wall lantern is offered in Heirloom Bronze with Satin Etched glass or Clear Beveled glass. The remaining assortment of wall lanterns in three sizes and a Flush mount ceiling fixture are offered in a Black Powdercoat finish with Satin Etched glass (with ENERGY-STAR-qualified LED lamping options) or Clear Beveled glass (which can easily convert to LED by purchasing LED replacement lamps sold separately). | OUTDOOR | Bakersville | Outdoor Lighting | Heirloom Bronze | 782 | Aluminum | Clear Beveled Glass |  |  |  | 1 Medium A19 100w |  | 1 | No | [14 empty] | 0 | [12 empty] | 24.5 | 49 | 73.5 | W:6 1/2'' H:11'' E:7 3/4'' |  |  |  | 6.5 | 11 | Cap Nuts |  |  |  |  | 7.75 |  | No |  | No | [21 empty] | DP:7/8'' W:4 3/4'' H:6 3/8'' OB UP:3 5/16'' Irregular |  |  |  | 6.5 | Black/White |  |  | Hardwired | 0 | 0 | 0 | 0 | 1 | 0 | 0 | 1 | 0 | 0 | 0 | 785652079306 | [15 empty] | ETL Wet | cETL Wet | BAKERSVILLE 1L DOWN LANTERN-782 | Small One Light Outdoor Wall Lantern |  | 88936-782.jpg | 88936.jpg
88937-12 | Small One Light Outdoor Wall Lantern | Bakersville outdoor lighting fixtures from Sea Gull Lighting are made to complement a wide range of architectural styles. Each light is crafted from high quality, durable steel and aluminum to provide you sensible style that lasts. The large, 1-light outdoor wall lantern is offered in Heirloom Bronze with Satin Etched glass or Clear Beveled glass. The remaining assortment of wall lanterns in three sizes and a Flush mount ceiling fixture are offered in a Black Powdercoat finish with Satin Etched glass (with ENERGY-STAR-qualified LED lamping options) or Clear Beveled glass (which can easily convert to LED by purchasing LED replacement lamps sold separately). | OUTDOOR | Bakersville | Outdoor Lighting | Black | 12 | Aluminum | Clear Beveled Glass |  |  |  | 1 Medium A19 100w |  | 1 | No | [14 empty] | 0 | [12 empty] | 24.5 | 49 | 73.5 | W:6 1/2'' H:11'' E:7 3/4'' |  |  |  | 6.5 | 11 | Cap Nuts |  |  |  |  | 7.75 |  | No |  | No | [21 empty] | DP:7/8'' W:4 3/4'' H:6 3/8'' OB UP:3 5/16'' Irregular |  |  |  | 6.5 | Black/White |  |  | Hardwired | 0 | 0 | 0 | 0 | 1 | 0 | 0 | 1 | 0 | 0 | 0 | 785652078439 | [15 empty] | ETL Wet | cETL Wet | BAKERSVILLE 1L DOWN LANTERN-12 | Small One Light Outdoor Wall Lantern |  | 88937-12.jpg | 88937.jpg
88937-782 | Small One Light Outdoor Wall Lantern | Bakersville outdoor lighting fixtures from Sea Gull Lighting are made to complement a wide range of architectural styles. Each light is crafted from high quality, durable steel and aluminum to provide you sensible style that lasts. The large, 1-light outdoor wall lantern is offered in Heirloom Bronze with Satin Etched glass or Clear Beveled glass. The remaining assortment of wall lanterns in three sizes and a Flush mount ceiling fixture are offered in a Black Powdercoat finish with Satin Etched glass (with ENERGY-STAR-qualified LED lamping options) or Clear Beveled glass (which can easily convert to LED by purchasing LED replacement lamps sold separately). | OUTDOOR | Bakersville | Outdoor Lighting | Heirloom Bronze | 782 | Aluminum | Clear Beveled Glass |  |  |  | 1 Medium A19 100w |  | 1 | No | [14 empty] | 0 | [12 empty] | 24.5 | 49 | 73.5 | W:6 1/2'' H:11'' E:7 3/4'' |  |  |  | 6.5 | 11 | Cap Nuts |  |  |  |  | 7.75 |  | No |  | No | [21 empty] | DP:7/8'' W:4 3/4'' H:6 3/8'' OB UP:3 5/16'' Irregular |  |  |  | 6.5 | Black/White |  |  | Hardwired | 0 | 0 | 0 | 0 | 1 | 0 | 0 | 1 | 0 | 0 | 0 | 785652079313 | [15 empty] | ETL Wet | cETL Wet | BAKERSVILLE 1L DOWN LANTERN-782 | Small One Light Outdoor Wall Lantern |  | 88937-782.jpg | 88937.jpg
88940-12 | One Light Outdoor Wall Lantern | Bakersville outdoor lighting fixtures from Sea Gull Lighting are made to complement a wide range of architectural styles. Each light is crafted from high quality, durable steel and aluminum to provide you sensible style that lasts. The large, 1-light outdoor wall lantern is offered in Heirloom Bronze with Satin Etched glass or Clear Beveled glass. The remaining assortment of wall lanterns in three sizes and a Flush mount ceiling fixture are offered in a Black Powdercoat finish with Satin Etched glass (with ENERGY-STAR-qualified LED lamping options) or Clear Beveled glass (which can easily convert to LED by purchasing LED replacement lamps sold separately). | OUTDOOR | Bakersville | Outdoor Lighting | Black | 12 | Aluminum |  |  |  |  | 1 Medium A19 100w |  | 1 | No | [14 empty] | 0 | [12 empty] | 19.98 | 39.96 | 59.94 | W:6 1/2'' H:15 1/2'' E:7 3/4'' | 2 |  |  | 6.5 | 15.5 | Wall / Bath |  |  |  |  | 7.75 |  | No |  | No | [21 empty] | DP:7/8'' W:4 11/16'' H:6 3/8'' OB UP:12 1/4'' OB DOWN:3 1/4'' Irregular |  |  |  | 6.5 |  |  |  | Hardwired | 0 | 0 | 0 | 0 | 1 | 0 | 0 | 1 | 0 | 0 | 0 | 785652020612 | 12 | 8.25 | 7.25 | 2.1 | 0.415 | 175 | Yes | [8 empty] | ETL Wet | cETL Wet | BAKERSVILLE 1L LANTERN-12 | One Light Outdoor Wall Lantern |  | 88940-12.jpg | 88940.jpg
88940-782 | One Light Outdoor Wall Lantern | Bakersville outdoor lighting fixtures from Sea Gull Lighting are made to complement a wide range of architectural styles. Each light is crafted from high quality, durable steel and aluminum to provide you sensible style that lasts. The large, 1-light outdoor wall lantern is offered in Heirloom Bronze with Satin Etched glass or Clear Beveled glass. The remaining assortment of wall lanterns in three sizes and a Flush mount ceiling fixture are offered in a Black Powdercoat finish with Satin Etched glass (with ENERGY-STAR-qualified LED lamping options) or Clear Beveled glass (which can easily convert to LED by purchasing LED replacement lamps sold separately). | OUTDOOR | Bakersville | Outdoor Lighting | Heirloom Bronze | 782 | Aluminum | Clear Curved Beveled Glass | W:2.9375" H:5.28125" |  |  | 1 Medium A19 100w |  | 1 | No | [14 empty] | 0 | [12 empty] | 19.98 | 39.96 | 59.94 | W:6 1/2'' H:15 1/2'' E:7 3/4'' | 2 |  |  | 6.5 | 15.5 | Wall / Bath |  |  |  |  | 7.75 |  | No |  | No | [21 empty] | DP:7/8'' W:4 11/16'' H:6 3/8'' OB UP:12 1/4'' OB DOWN:3 1/4'' Irregular |  |  |  | 6.5 |  |  |  | Hardwired | 0 | 0 | 0 | 0 | 1 | 0 | 0 | 1 | 0 | 0 | 0 | 785652020629 | 13.75 | 8.25 | 9.5 | 2.7 | 0.624 | 175 | Yes | [8 empty] | ETL Wet | cETL Wet | BAKERSVILLE 1L LANTERN-782 | One Light Outdoor Wall Lantern |  | 88940-782.jpg | 88940.jpg
88941-12 | One Light Outdoor Wall Lantern | Bakersville outdoor lighting fixtures from Sea Gull Lighting are made to complement a wide range of architectural styles. Each light is crafted from high quality, durable steel and aluminum to provide you sensible style that lasts. The large, 1-light outdoor wall lantern is offered in Heirloom Bronze with Satin Etched glass or Clear Beveled glass. The remaining assortment of wall lanterns in three sizes and a Flush mount ceiling fixture are offered in a Black Powdercoat finish with Satin Etched glass (with ENERGY-STAR-qualified LED lamping options) or Clear Beveled glass (which can easily convert to LED by purchasing LED replacement lamps sold separately). | OUTDOOR | Bakersville | Outdoor Lighting | Black | 12 | Aluminum |  |  |  |  | 1 Medium A19 100w |  | 1 | No | [14 empty] | 0 | [12 empty] | 28.48 | 56.96 | 85.44 | W:7 3/4'' H:17'' E:8 1/2'' | 2.8 |  |  | 7.75 | 17 | Wall / Bath |  |  |  |  | 8.5 |  | No |  | No | [21 empty] | DP:7/8'' W:4 11/16'' H:6 3/8'' OB UP:14'' OB DOWN:3'' Irregular |  |  |  | 6.5 |  |  |  | Hardwired | 0 | 0 | 0 | 0 | 1 | 0 | 0 | 1 | 0 | 0 | 0 | 785652020643 | 14.75 | 9.75 | 9.75 | 3.7 | 0.811 | 175 | Yes | [8 empty] | ETL Wet | cETL Wet | BAKERSVILLE 1L LANTERN-12 | One Light Outdoor Wall Lantern |  | 88941-12.jpg | 88941.jpg
88941-782 | One Light Outdoor Wall Lantern | Bakersville outdoor lighting fixtures from Sea Gull Lighting are made to complement a wide range of architectural styles. Each light is crafted from high quality, durable steel and aluminum to provide you sensible style that lasts. The large, 1-light outdoor wall lantern is offered in Heirloom Bronze with Satin Etched glass or Clear Beveled glass. The remaining assortment of wall lanterns in three sizes and a Flush mount ceiling fixture are offered in a Black Powdercoat finish with Satin Etched glass (with ENERGY-STAR-qualified LED lamping options) or Clear Beveled glass (which can easily convert to LED by purchasing LED replacement lamps sold separately). | OUTDOOR | Bakersville | Outdoor Lighting | Heirloom Bronze | 782 | Aluminum |  |  |  |  | 1 Medium A19 100w |  | 1 | No | [14 empty] | 0 | [12 empty] | 28.48 | 56.96 | 85.44 | W:7 3/4'' H:17'' E:8 1/2'' | 2.8 |  |  | 7.75 | 17 | Wall / Bath |  |  |  |  | 8.5 |  | No |  | No | [21 empty] | DP:7/8'' W:4 11/16'' H:6 3/8'' OB UP:14'' OB DOWN:3'' Irregular |  |  |  | 6.5 |  |  |  | Hardwired | 0 | 0 | 0 | 0 | 1 | 0 | 0 | 1 | 0 | 0 | 0 | 785652020636 | 9.5 | 9.5 | 13 | 3.6 | 0.679 | 175 | Yes | [8 empty] | ETL Wet | cETL Wet | BAKERSVILLE 1L LANTERN-782 | One Light Outdoor Wall Lantern |  | 88941-782.jpg | 88941.jpg
89025-12 | One Light Outdoor Post Lantern | The traditional design accents and pleasant proportions of the Brentwood outdoor lighting collection from Sea Gull Lighting make it a versatile selection for any home. Offered in either a Black Powdercoat or White Powdercoat finish, and either Clear or White Glass. The assortment offered in both finishes includes a small one-light outdoor wall lantern, a medium one-uplight outdoor wall lantern, a medium one-downlight outdoor wall lantern, a large one-light wall lantern, a one-light outdoor pendant and a one-light outdoor post lantern. In the Black Powdercoat finish only, a two-light outdoor ceiling flush mount is also available. Most of these fixtures easily convert to LED by purchasing LED replacement lamps sold separately. | OUTDOOR | Brentwood | Outdoor Lighting | Black | 12 | Die Cast Aluminum | Smooth White Glass | W:5.25" H:11" |  |  | 1 Medium A19 100w |  | 1 | No | [14 empty] | 0 | [12 empty] | 74.98 | 149.96 | 224.94 | D:13'' H:25 3/4'' | 7.8 | 13 |  |  | 25.75 | Post | [6 empty] | No |  | No | [25 empty] | 6.5 | Black/White |  |  | Hardwired | 0 | 0 | 0 | 0 | 1 | 0 | 0 | 1 | 0 | 0 | 0 | 785652025235 | 21.25 | 14.5 | 13.25 | 8 | 2.363 | 250 | Yes | [8 empty] | UL Wet | cUL Wet | BRENTWOOD 1L POST-12 | One Light Outdoor Post Lantern |  | 89025-12.jpg | 8231BL.jpg
89025EN3-12 | One Light Outdoor Post Lantern | The traditional design accents and pleasant proportions of the Brentwood outdoor lighting collection from Sea Gull Lighting make it a versatile selection for any home. Offered in either a Black Powdercoat or White Powdercoat finish, and either Clear or White Glass. The assortment offered in both finishes includes a small one-light outdoor wall lantern, a medium one-uplight outdoor wall lantern, a medium one-downlight outdoor wall lantern, a large one-light wall lantern, a one-light outdoor pendant and a one-light outdoor post lantern. In the Black Powdercoat finish only, a two-light outdoor ceiling flush mount is also available. Most of these fixtures easily convert to LED by purchasing LED replacement lamps sold separately. | OUTDOOR | Brentwood | Outdoor Lighting | Black | 12 | Die Cast Aluminum | Smooth White Glass | W:5.25" H:11" |  |  | 1 Medium A19 9.3w |  | 1 | Yes | [14 empty] | 0 | [12 empty] | 74.95 | 149.9 | 224.85 | D:13'' H:25 3/4'' | 7.8 | 13 |  |  | 25.75 | Post | [6 empty] | No |  | No | [25 empty] | 6.5 | Black/White |  |  | Hardwired | 0 | 0 | 0 | 1 | 1 | 0 | 0 | 0 | 0 | 0 | 0 | 785652053160 | 21.256 | 14.5 | 13.25 | 8 | 2.363 | 250 | Yes | [8 empty] | UL Wet | cUL Wet | BRENTWOOD 1L POST-12 | One Light Outdoor Post Lantern |  | 89025EN3-12.jpg | 89025.jpg
89029-12 | One Light Outdoor Wall Lantern | A bit of Shaker minimalism mixed with Arts and Crafts styling defines the transitional Hunnington outdoor lighting collection by Sea Gull Lighting. Equally at home in the city or the country, this timeless style will enhance the appearance of a home’s entrance with its clean, crisp lines. Offered in Weathered Pewter or Black finishes, with either Etched Seeded glass or Clear Seeded glass, the assortment includes a one-light outdoor pendant, small and large one-light outdoor wall lanterns, a one-light out door post lantern and a two-light outdoor ceiling flush mount. Both incandescent lamping and ENERGY STAR-qualified LED lamping (for those fixtures with the Etched Seeded glass) are available for most of the fixtures, and some can easily convert to LED by purchasing LED replacement lamps sold separately (for those with the Clear Seeded glass). | OUTDOOR | Hunnington | Outdoor Lighting | Black | 12 | Aluminum | Etched Seeded Glass | L:3.25" W:3.25" H:6" |  |  | 1 Medium A19 60w |  | 1 | No | [14 empty] | 0 | [12 empty] | 66.48 | N/A | 199.44 | W:7'' H:11'' E:8 1/2'' | 3.4 |  |  | 7 | 11 | Cap Nuts |  |  |  |  | 8.5 |  | No |  | No | [21 empty] | DP:1'' W:4 3/4'' H:8'' OB UP:3 1/4'' OB DOWN:10 3/4'' Rectangular |  |  |  | 6.5 |  |  |  | Hardwired | 0 | 0 | 0 | 0 | 1 | 0 | 0 | 1 | 0 | 0 | 0 | 785652024689 | 14.5 | 11.5 | 9.75 | 3.8 | 0.941 | 175 | Yes | [9 empty] | cETL Wet | HUNNINGTON 1L LANTERN-12 | One Light Outdoor Wall Lantern |  | 89029-12.jpg | 88025.jpg
89029-57 | One Light Outdoor Wall Lantern | A bit of Shaker minimalism mixed with Arts and Crafts styling defines the transitional Hunnington outdoor lighting collection by Sea Gull Lighting. Equally at home in the city or the country, this timeless style will enhance the appearance of a home’s entrance with its clean, crisp lines. Offered in Weathered Pewter or Black finishes, with either Etched Seeded glass or Clear Seeded glass, the assortment includes a one-light outdoor pendant, small and large one-light outdoor wall lanterns, a one-light out door post lantern and a two-light outdoor ceiling flush mount. Both incandescent lamping and ENERGY STAR-qualified LED lamping (for those fixtures with the Etched Seeded glass) are available for most of the fixtures, and some can easily convert to LED by purchasing LED replacement lamps sold separately (for those with the Clear Seeded glass). | OUTDOOR | Hunnington | Outdoor Lighting | Weathered Pewter | 57 | Aluminum | Etched Seeded Glass | L:3.25" W:3.25" H:6" |  |  | 1 Medium A19 60w |  | 1 | No | [14 empty] | 0 | [12 empty] | 66.48 | N/A | 199.44 | W:7'' H:11'' E:8 1/2'' | 3.4 |  |  | 7 | 11 | Cap Nuts |  |  |  |  | 8.5 |  | No |  | No | [21 empty] | DP:1'' W:4 3/4'' H:8'' OB UP:3 1/4'' OB DOWN:10 3/4'' Rectangular |  |  |  | 6.5 |  |  |  | Hardwired | 0 | 0 | 0 | 0 | 1 | 0 | 0 | 1 | 0 | 0 | 0 | 785652024696 | 14.5 | 11.5 | 9.75 | 3.8 | 0.941 | 175 | Yes | [9 empty] | cETL Wet | HUNNINGTON 1L LANTERN-57 | One Light Outdoor Wall Lantern |  | 89029BLE-57.jpg | 89029.jpg
8902997S-12 | Small LED Outdoor Wall Lantern | A bit of Shaker minimalism mixed with Arts and Crafts styling defines the transitional Hunnington outdoor lighting collection by Sea Gull Lighting. Equally at home in the city or the country, this timeless style will enhance the appearance of a home’s entrance with its clean, crisp lines. Offered in Weathered Pewter or Black finishes, with either Etched Seeded glass or Clear Seeded glass, the assortment includes a one-light outdoor pendant, small and large one-light outdoor wall lanterns, a one-light out door post lantern and a two-light outdoor ceiling flush mount. Both incandescent lamping and ENERGY STAR-qualified LED lamping (for those fixtures with the Etched Seeded glass) are available for most of the fixtures, and some can easily convert to LED by purchasing LED replacement lamps sold separately (for those with the Clear Seeded glass). | OUTDOOR | Hunnington | Outdoor Lighting | Black | 12 | Aluminum | Etched Seeded Glass | W:3.25" H:6" |  |  |  |  | 1 | No | 700 | 2700 | 90 | 9 | 120 | 19 - Integrated | MODS - Modules |  | 5 | 100 | LED | 9 | 9 | 50000 | 0 | [12 empty] | 83.98 | N/A | 251.94 | W:7'' H:11'' E:8 1/2'' | 3.4 |  |  | 7 | 11 | Cap Nuts |  |  |  |  | 8.5 |  | No |  | No | [21 empty] | DP:1'' W:4 3/4'' H:8'' OB UP:3 1/4'' OB DOWN:7 3/4'' Rectangular |  |  |  | 6.5 | Black/White |  |  | Hardwired | 0 | 0 | 0 | 0 | 1 | 0 | 0 | 0 | 0 | 0 | 0 | 785652063312 | 15 | 11.25 | 9.5 | 4.1 | 0.928 | 175 | Yes | [9 empty] | cETL Wet | HUNNINGTON LED LANTERN-12 | Small LED Outdoor Wall Lantern |  | 8902997S-12.jpg | 8902991S.jpg
8902997S-57 | Small LED Outdoor Wall Lantern | A bit of Shaker minimalism mixed with Arts and Crafts styling defines the transitional Hunnington outdoor lighting collection by Sea Gull Lighting. Equally at home in the city or the country, this timeless style will enhance the appearance of a home’s entrance with its clean, crisp lines. Offered in Weathered Pewter or Black finishes, with either Etched Seeded glass or Clear Seeded glass, the assortment includes a one-light outdoor pendant, small and large one-light outdoor wall lanterns, a one-light out door post lantern and a two-light outdoor ceiling flush mount. Both incandescent lamping and ENERGY STAR-qualified LED lamping (for those fixtures with the Etched Seeded glass) are available for most of the fixtures, and some can easily convert to LED by purchasing LED replacement lamps sold separately (for those with the Clear Seeded glass). | OUTDOOR | Hunnington | Outdoor Lighting | Weathered Pewter | 57 | Aluminum | Etched Seeded Glass | W:3.25" H:6" |  |  |  |  | 1 | No | 700 | 2700 | 90 | 9 | 120 | 19 - Integrated | MODS - Modules |  | 5 | 100 | LED | 9 | 9 | 50000 | 0 | [12 empty] | 83.98 | N/A | 251.94 | W:7'' H:11'' E:8 1/2'' | 3.4 |  |  | 7 | 11 | Cap Nuts |  |  |  |  | 8.5 |  | No |  | No | [21 empty] | DP:1'' W:4 3/4'' H:8'' OB UP:3 1/4'' OB DOWN:7 3/4'' Rectangular |  |  |  | 6.5 | Black/White |  |  | Hardwired | 0 | 0 | 0 | 0 | 1 | 0 | 0 | 0 | 0 | 0 | 0 | 785652063329 | 14.25 | 11.125 | 9.75 | 4.1 | 0.894 | 175 | Yes | [9 empty] | cETL Wet | HUNNINGTON LED LANTERN-57 | Small LED Outdoor Wall Lantern |  | 8902997S-57.jpg | 8902991S.jpg
89029EN3-12 | One Light Outdoor Wall Lantern | A bit of Shaker minimalism mixed with Arts and Crafts styling defines the transitional Hunnington outdoor lighting collection by Sea Gull Lighting. Equally at home in the city or the country, this timeless style will enhance the appearance of a home’s entrance with its clean, crisp lines. Offered in Weathered Pewter or Black finishes, with either Etched Seeded glass or Clear Seeded glass, the assortment includes a one-light outdoor pendant, small and large one-light outdoor wall lanterns, a one-light out door post lantern and a two-light outdoor ceiling flush mount. Both incandescent lamping and ENERGY STAR-qualified LED lamping (for those fixtures with the Etched Seeded glass) are available for most of the fixtures, and some can easily convert to LED by purchasing LED replacement lamps sold separately (for those with the Clear Seeded glass). | OUTDOOR | Hunnington | Outdoor Lighting | Black | 12 | Aluminum | Etched Seeded Glass | L:3.25" W:3.25" H:6" |  |  | 1 Medium A19 9.3w |  | 1 | Yes | [14 empty] | 0 | [12 empty] | 74.98 | N/A | 224.94 | W:7'' H:11'' E:8 1/2'' | 3.4 |  |  | 7 | 11 | Cap Nuts |  |  |  |  | 8.5 |  | No |  | No | [21 empty] | DP:1'' W:4 3/4'' H:8'' OB UP:3 1/4'' OB DOWN:7 3/4'' Rectangular |  |  |  | 6.5 | Black/White |  |  | Hardwired | 0 | 0 | 0 | 1 | 1 | 0 | 0 | 0 | 0 | 0 | 0 | 785652045967 | 14.5 | 11.5 | 9.75 | 4 | 0.941 | 175 | Yes | [9 empty] | cETL Wet | HUNNINGTON 1L LANTERN-12 | One Light Outdoor Wall Lantern |  | 89029EN3-12.jpg | 89029.jpg
89029EN3-57 | One Light Outdoor Wall Lantern | A bit of Shaker minimalism mixed with Arts and Crafts styling defines the transitional Hunnington outdoor lighting collection by Sea Gull Lighting. Equally at home in the city or the country, this timeless style will enhance the appearance of a home’s entrance with its clean, crisp lines. Offered in Weathered Pewter or Black finishes, with either Etched Seeded glass or Clear Seeded glass, the assortment includes a one-light outdoor pendant, small and large one-light outdoor wall lanterns, a one-light out door post lantern and a two-light outdoor ceiling flush mount. Both incandescent lamping and ENERGY STAR-qualified LED lamping (for those fixtures with the Etched Seeded glass) are available for most of the fixtures, and some can easily convert to LED by purchasing LED replacement lamps sold separately (for those with the Clear Seeded glass). | OUTDOOR | Hunnington | Outdoor Lighting | Weathered Pewter | 57 | Aluminum | Etched Seeded Glass | L:3.25" W:3.25" H:6" |  |  | 1 Medium A19 9.3w |  | 1 | Yes | [14 empty] | 0 | [12 empty] | 74.98 | N/A | 224.94 | W:7'' H:11'' E:8 1/2'' | 3.4 |  |  | 7 | 11 | Cap Nuts |  |  |  |  | 8.5 |  | No |  | No | [21 empty] | DP:1'' W:4 3/4'' H:8'' OB UP:3 1/4'' OB DOWN:7 3/4'' Rectangular |  |  |  | 6.5 | Black/White |  |  | Hardwired | 0 | 0 | 0 | 1 | 1 | 0 | 0 | 0 | 0 | 0 | 0 | 785652045981 | 14.5 | 11.5 | 9.75 | 4 | 0.941 | 175 | Yes | [9 empty] | cETL Wet | HUNNINGTON 1L LANTERN-57 | One Light Outdoor Wall Lantern |  | 89029EN3-57.jpg | 89029.jpg
89031-12 | One Light Outdoor Wall Lantern | A bit of Shaker minimalism mixed with Arts and Crafts styling defines the transitional Hunnington outdoor lighting collection by Sea Gull Lighting. Equally at home in the city or the country, this timeless style will enhance the appearance of a home’s entrance with its clean, crisp lines. Offered in Weathered Pewter or Black finishes, with either Etched Seeded glass or Clear Seeded glass, the assortment includes a one-light outdoor pendant, small and large one-light outdoor wall lanterns, a one-light out door post lantern and a two-light outdoor ceiling flush mount. Both incandescent lamping and ENERGY STAR-qualified LED lamping (for those fixtures with the Etched Seeded glass) are available for most of the fixtures, and some can easily convert to LED by purchasing LED replacement lamps sold separately (for those with the Clear Seeded glass). | OUTDOOR | Hunnington | Outdoor Lighting | Black | 12 | Aluminum | Etched Seeded Glass | L:4" W:4" H:8.75" |  |  | 1 Medium A19 100w |  | 1 | No | [14 empty] | 0 | [12 empty] | 90.98 | N/A | 272.94 | W:9'' H:14'' E:10 1/2'' | 5.2 |  |  | 9 | 14 | Cap Nuts |  |  |  |  | 10.5 |  | No |  | No | [21 empty] | DP:1'' W:4 3/4'' H:8'' OB UP:3 1/4'' OB DOWN:10 3/4'' Rectangular |  |  |  | 6.5 |  |  |  | Hardwired | 0 | 0 | 0 | 0 | 1 | 0 | 0 | 1 | 0 | 0 | 0 | 785652024702 | 17.5 | 13.25 | 12 | 5.8 | 1.61 | 250 | Yes | [9 empty] | cETL Wet | HUNNINGTON 1L LANTERN-12 | One Light Outdoor Wall Lantern |  | 89031BLE-12.jpg | 89031.jpg
89031-57 | One Light Outdoor Wall Lantern | A bit of Shaker minimalism mixed with Arts and Crafts styling defines the transitional Hunnington outdoor lighting collection by Sea Gull Lighting. Equally at home in the city or the country, this timeless style will enhance the appearance of a home’s entrance with its clean, crisp lines. Offered in Weathered Pewter or Black finishes, with either Etched Seeded glass or Clear Seeded glass, the assortment includes a one-light outdoor pendant, small and large one-light outdoor wall lanterns, a one-light out door post lantern and a two-light outdoor ceiling flush mount. Both incandescent lamping and ENERGY STAR-qualified LED lamping (for those fixtures with the Etched Seeded glass) are available for most of the fixtures, and some can easily convert to LED by purchasing LED replacement lamps sold separately (for those with the Clear Seeded glass). | OUTDOOR | Hunnington | Outdoor Lighting | Weathered Pewter | 57 | Aluminum | Etched Seeded Glass | L:4" W:4" H:8.75" |  |  | 1 Medium A19 100w |  | 1 | No | [14 empty] | 0 | [12 empty] | 97.98 | N/A | 293.94 | W:9'' H:14'' E:10 1/2'' | 5.2 |  |  | 9 | 14 | Cap Nuts |  |  |  |  | 10.5 |  | No |  | No | [21 empty] | DP:1'' W:4 3/4'' H:8'' OB UP:3 1/4'' OB DOWN:10 3/4'' Rectangular |  |  |  | 6.5 |  |  |  | Hardwired | 0 | 0 | 0 | 0 | 1 | 0 | 0 | 1 | 0 | 0 | 0 | 785652024719 | 17.5 | 13.25 | 12 | 5.8 | 1.61 | 250 | Yes | [9 empty] | cETL Wet | HUNNINGTON 1L LANTERN-57 | One Light Outdoor Wall Lantern |  | 89031-57.jpg | 89031.jpg
8903197S-12 | Large LED Outdoor Wall Lantern | A bit of Shaker minimalism mixed with Arts and Crafts styling defines the transitional Hunnington outdoor lighting collection by Sea Gull Lighting. Equally at home in the city or the country, this timeless style will enhance the appearance of a home’s entrance with its clean, crisp lines. Offered in Weathered Pewter or Black finishes, with either Etched Seeded glass or Clear Seeded glass, the assortment includes a one-light outdoor pendant, small and large one-light outdoor wall lanterns, a one-light out door post lantern and a two-light outdoor ceiling flush mount. Both incandescent lamping and ENERGY STAR-qualified LED lamping (for those fixtures with the Etched Seeded glass) are available for most of the fixtures, and some can easily convert to LED by purchasing LED replacement lamps sold separately (for those with the Clear Seeded glass). | OUTDOOR | Hunnington | Outdoor Lighting | Black | 12 | Aluminum | Undefined Glass | W:4" H:8.75" |  |  |  |  | 1 | No | 1000 | 2700 | 90 | 14 | 120 | 19 - Integrated | MODS - Modules |  | 5 | 100 | LED | 14 | 14 | 50000 | 0 | [12 empty] | 111.48 | N/A | 334.44 | W:9'' H:14'' E:10 1/2'' | 5.2 |  |  | 9 | 14 | Cap Nuts |  |  |  |  | 10.5 |  | No |  | No | [21 empty] | DP:1'' W:4 3/4'' H:8'' OB UP:3 1/4'' OB DOWN:10 3/4'' Rectangular |  |  |  | 6.5 | Black/White |  |  | Hardwired | 0 | 0 | 0 | 0 | 1 | 0 | 0 | 0 | 0 | 0 | 0 | 785652063336 | 17.5 | 18 | 13.25 | 6.1 | 2.415 | 250 | Yes | [9 empty] | cETL Wet | HUNNINGTON LED LANTERN-12 | Large LED Outdoor Wall Lantern |  | 8903197S-12.jpg | 8903191S.jpg
8903197S-57 | Large LED Outdoor Wall Lantern | A bit of Shaker minimalism mixed with Arts and Crafts styling defines the transitional Hunnington outdoor lighting collection by Sea Gull Lighting. Equally at home in the city or the country, this timeless style will enhance the appearance of a home’s entrance with its clean, crisp lines. Offered in Weathered Pewter or Black finishes, with either Etched Seeded glass or Clear Seeded glass, the assortment includes a one-light outdoor pendant, small and large one-light outdoor wall lanterns, a one-light out door post lantern and a two-light outdoor ceiling flush mount. Both incandescent lamping and ENERGY STAR-qualified LED lamping (for those fixtures with the Etched Seeded glass) are available for most of the fixtures, and some can easily convert to LED by purchasing LED replacement lamps sold separately (for those with the Clear Seeded glass). | OUTDOOR | Hunnington | Outdoor Lighting | Weathered Pewter | 57 | Aluminum | Undefined Glass | W:4" H:8.75" |  |  |  |  | 1 | No | 1000 | 2700 | 90 | 14 | 120 | 19 - Integrated | MODS - Modules |  | 5 | 100 | LED | 14 | 14 | 50000 | 0 | [12 empty] | 111.48 | N/A | 334.44 | W:9'' H:14'' E:10 1/2'' | 5.2 |  |  | 9 | 14 | Cap Nuts |  |  |  |  | 10.5 |  | No |  | No | [21 empty] | DP:1'' W:4 3/4'' H:8'' OB UP:3 1/4'' OB DOWN:10 3/4'' Rectangular |  |  |  | 6.5 | Black/White |  |  | Hardwired | 0 | 0 | 0 | 0 | 1 | 0 | 0 | 0 | 0 | 0 | 0 | 785652063343 | 17.5 | 13.75 | 12 | 6.1 | 1.671 | 250 | Yes | [9 empty] | cETL Wet | HUNNINGTON LED LANTERN-57 | Large LED Outdoor Wall Lantern |  | 8903197S-57.jpg | 8903191S.jpg
89031EN3-12 | One Light Outdoor Wall Lantern | A bit of Shaker minimalism mixed with Arts and Crafts styling defines the transitional Hunnington outdoor lighting collection by Sea Gull Lighting. Equally at home in the city or the country, this timeless style will enhance the appearance of a home’s entrance with its clean, crisp lines. Offered in Weathered Pewter or Black finishes, with either Etched Seeded glass or Clear Seeded glass, the assortment includes a one-light outdoor pendant, small and large one-light outdoor wall lanterns, a one-light out door post lantern and a two-light outdoor ceiling flush mount. Both incandescent lamping and ENERGY STAR-qualified LED lamping (for those fixtures with the Etched Seeded glass) are available for most of the fixtures, and some can easily convert to LED by purchasing LED replacement lamps sold separately (for those with the Clear Seeded glass). | OUTDOOR | Hunnington | Outdoor Lighting | Black | 12 | Aluminum | Etched Seeded Glass | L:4" W:4" H:8.75" |  |  | 1 Medium A19 9.3w |  | 1 | Yes | [14 empty] | 0 | [12 empty] | 99.98 | N/A | 299.94 | W:9'' H:14'' E:10 1/2'' | 5.2 |  |  | 9 | 14 | Cap Nuts |  |  |  |  | 10.5 |  | No |  | No | [21 empty] | DP:1'' W:4 3/4'' H:8'' OB UP:3 1/4'' OB DOWN:10 3/4'' Rectangular |  |  |  | 6.5 | Black/White |  |  | Hardwired | 0 | 0 | 0 | 1 | 1 | 0 | 0 | 0 | 0 | 0 | 0 | 785652045974 | 17.25 | 13.25 | 12 | 6 | 1.587 | 250 | Yes | [9 empty] | cETL Wet | HUNNINGTON 1L LANTERN-12 | One Light Outdoor Wall Lantern |  | 89031EN3-12.jpg | 89031EN.jpg
89031EN3-57 | One Light Outdoor Wall Lantern | A bit of Shaker minimalism mixed with Arts and Crafts styling defines the transitional Hunnington outdoor lighting collection by Sea Gull Lighting. Equally at home in the city or the country, this timeless style will enhance the appearance of a home’s entrance with its clean, crisp lines. Offered in Weathered Pewter or Black finishes, with either Etched Seeded glass or Clear Seeded glass, the assortment includes a one-light outdoor pendant, small and large one-light outdoor wall lanterns, a one-light out door post lantern and a two-light outdoor ceiling flush mount. Both incandescent lamping and ENERGY STAR-qualified LED lamping (for those fixtures with the Etched Seeded glass) are available for most of the fixtures, and some can easily convert to LED by purchasing LED replacement lamps sold separately (for those with the Clear Seeded glass). | OUTDOOR | Hunnington | Outdoor Lighting | Weathered Pewter | 57 | Aluminum | Etched Seeded Glass | L:4" W:4" H:8.75" |  |  | 1 Medium A19 9.3w |  | 1 | Yes | [14 empty] | 0 | [12 empty] | 99.98 | N/A | 299.94 | W:9'' H:14'' E:10 1/2'' | 5.2 |  |  | 9 | 14 | Cap Nuts |  |  |  |  | 10.5 |  | No |  | No | [21 empty] | DP:1'' W:4 3/4'' H:8'' OB UP:3 1/4'' OB DOWN:10 3/4'' Rectangular |  |  |  | 6.5 | Black/White |  |  | Hardwired | 0 | 0 | 0 | 1 | 1 | 0 | 0 | 0 | 0 | 0 | 0 | 785652045998 | 17.25 | 13.25 | 12 | 6 | 1.587 | 250 | Yes | [9 empty] | cETL Wet | HUNNINGTON 1L LANTERN-57 | One Light Outdoor Wall Lantern |  | 89031EN3-57.jpg | 89031.jpg
89062-44 | One Light Outdoor Wall Lantern | The Chatham outdoor lighting collection by Sea Gull Lighting offers a timeless, traditional design with a classic window pane detailing over Frosted Seeded glass or Clear Seeded glass, and crowed with a cupola atop the dramatic mansard roofline. Offered in either a Weathered Copper finish or an Oxidized Bronze finish, the assortment includes a small one-light outdoor wall lantern (available in a Dark Sky version too), a large one-light outdoor wall lantern (available in a Dark Sky version too), a large two-light outdoor wall lantern, one-light or two-light outdoor post lanterns, as well as one-light or two-light outdoor pendants. Both incandescent lamping and ENERGY STAR-qualified LED lamping are available for all of the fixtures, and all incandescent fixtures can convert to LED by purchasing LED replacement lamps sold separately. | OUTDOOR | Chatham | Outdoor Lighting | Weathered Copper | 44 | Brass | Frosted Seeded Glass |  |  |  | 1 Medium A19 100w |  | 1 | No | [14 empty] | 0 | [12 empty] | 93.48 | 186.96 | 280.44 | W:6 3/4'' H:14 1/2'' E:7 1/2'' | 3 |  |  | 6.75 | 14.5 | Cap Nuts |  |  |  |  | 7.5 |  | No |  | No | [21 empty] | DP:5/8'' W:4 3/4'' H:6'' OB UP:6'' OB DOWN:8 1/2'' |  |  |  | 6.5 |  |  | N/A | Hardwired | 0 | 0 | 0 | 0 | 1 | 0 | 0 | 1 | 0 | 0 | 0 | 785652025198 | 18.5 | 10 | 9.75 | 4.4 | 1.044 | 175 | Yes | [8 empty] | UL Wet | cUL Wet | CHATHAM 1L LANTERN-44 | One Light Outdoor Wall Lantern |  | 89062BLE-44.jpg | 846291S.jpg
89062-46 | One Light Outdoor Wall Lantern | The Chatham outdoor lighting collection by Sea Gull Lighting offers a timeless, traditional design with a classic window pane detailing over Frosted Seeded glass or Clear Seeded glass, and crowed with a cupola atop the dramatic mansard roofline. Offered in either a Weathered Copper finish or an Oxidized Bronze finish, the assortment includes a small one-light outdoor wall lantern (available in a Dark Sky version too), a large one-light outdoor wall lantern (available in a Dark Sky version too), a large two-light outdoor wall lantern, one-light or two-light outdoor post lanterns, as well as one-light or two-light outdoor pendants. Both incandescent lamping and ENERGY STAR-qualified LED lamping are available for all of the fixtures, and all incandescent fixtures can convert to LED by purchasing LED replacement lamps sold separately. | OUTDOOR | Chatham | Outdoor Lighting | Oxidized Bronze | 46 | Brass | Frosted Seeded Glass |  |  |  | 1 Medium A19 100w |  | 1 | No | [14 empty] | 0 | [12 empty] | 93.48 | 186.96 | 280.44 | W:6 3/4'' H:14 1/2'' E:7 1/2'' | 3 |  |  | 6.75 | 14.5 | Cap Nuts |  |  |  |  | 7.5 |  | No |  | No | [21 empty] | DP:5/8'' W:4 3/4'' H:6'' OB UP:6'' OB DOWN:8 1/2'' |  |  |  | 6.5 |  |  | N/A | Hardwired | 0 | 0 | 0 | 0 | 1 | 0 | 0 | 1 | 0 | 0 | 0 | 785652025204 | 18.5 | 10 | 9.75 | 4.4 | 1.044 | 175 | Yes | [8 empty] | UL Wet | cUL Wet | CHATHAM 1L LANTERN-46 | One Light Outdoor Wall Lantern |  | 89062BLE-46.jpg | 846291S.jpg
89062EN3-44 | One Light Outdoor Wall Lantern | The Chatham outdoor lighting collection by Sea Gull Lighting offers a timeless, traditional design with a classic window pane detailing over Frosted Seeded glass or Clear Seeded glass, and crowed with a cupola atop the dramatic mansard roofline. Offered in either a Weathered Copper finish or an Oxidized Bronze finish, the assortment includes a small one-light outdoor wall lantern (available in a Dark Sky version too), a large one-light outdoor wall lantern (available in a Dark Sky version too), a large two-light outdoor wall lantern, one-light or two-light outdoor post lanterns, as well as one-light or two-light outdoor pendants. Both incandescent lamping and ENERGY STAR-qualified LED lamping are available for all of the fixtures, and all incandescent fixtures can convert to LED by purchasing LED replacement lamps sold separately. | OUTDOOR | Chatham | Outdoor Lighting | Weathered Copper | 44 | Brass | Frosted Seeded Glass |  |  |  | 1 Medium A19 9.3w |  | 1 | Yes | [14 empty] | 0 | [12 empty] | 99.98 | 199.96 | 299.94 | W:6 3/4'' H:14 1/2'' E:7 1/2'' | 3 |  |  | 6.75 | 14.5 | Cap Nuts |  |  |  |  | 7.5 |  | No |  | No | [21 empty] | DP:5/8'' W:4 3/4'' H:6'' OB UP:6'' OB DOWN:8 1/2'' |  |  |  | 6.5 | Black/White |  | N/A | Hardwired | 0 | 0 | 0 | 1 | 1 | 0 | 0 | 0 | 0 | 0 | 0 | 785652053177 | 18.5 | 10 | 9.75 | 4.4 | 1.044 | 175 | Yes | [8 empty] | UL Wet | cUL Wet | CHATHAM 1L LANTERN-44 | One Light Outdoor Wall Lantern |  | 89062EN3-44.jpg | 8462.jpg
89062EN3-46 | One Light Outdoor Wall Lantern | The Chatham outdoor lighting collection by Sea Gull Lighting offers a timeless, traditional design with a classic window pane detailing over Frosted Seeded glass or Clear Seeded glass, and crowed with a cupola atop the dramatic mansard roofline. Offered in either a Weathered Copper finish or an Oxidized Bronze finish, the assortment includes a small one-light outdoor wall lantern (available in a Dark Sky version too), a large one-light outdoor wall lantern (available in a Dark Sky version too), a large two-light outdoor wall lantern, one-light or two-light outdoor post lanterns, as well as one-light or two-light outdoor pendants. Both incandescent lamping and ENERGY STAR-qualified LED lamping are available for all of the fixtures, and all incandescent fixtures can convert to LED by purchasing LED replacement lamps sold separately. | OUTDOOR | Chatham | Outdoor Lighting | Oxidized Bronze | 46 | Brass | Frosted Seeded Glass |  |  |  | 1 Medium A19 9.3w |  | 1 | Yes | [14 empty] | 0 | [12 empty] | 99.98 | 199.96 | 299.94 | W:6 3/4'' H:14 1/2'' E:7 1/2'' | 3 |  |  | 6.75 | 14.5 | Cap Nuts |  |  |  |  | 7.5 |  | No |  | No | [21 empty] | DP:5/8'' W:4 3/4'' H:6'' OB UP:6'' OB DOWN:8 1/2'' |  |  |  | 6.5 | Black/White |  | N/A | Hardwired | 0 | 0 | 0 | 1 | 1 | 0 | 0 | 0 | 0 | 0 | 0 | 785652053184 | 18.5 | 10 | 9.75 | 4.4 | 1.044 | 175 | Yes | [8 empty] | UL Wet | cUL Wet | CHATHAM 1L LANTERN-46 | One Light Outdoor Wall Lantern |  | 89062EN3-46.jpg | 8462.jpg
8909PEN3-12 | One Light Outdoor Wall Lantern | Perfect for architectural enhancement and applications where less light is needed. Sea Gull Lighting outdoor wall fixtures are made to complement a wide range of architectural styles and crafted from high quality, durable materials to provide you sensible style that lasts. | OUTDOOR | Outdoor Wall | Outdoor Lighting | Black | 12 | Polycarbonate |  |  |  | White Plastic Acrylic | 1 Medium A19 9.3w |  | 1 | Yes | [14 empty] | 0 | [12 empty] | 36.48 | 72.96 | 109.44 | W:4 1/2'' H:7 1/2'' E:5 3/4'' | 1.1 |  |  | 4.5 | 7.5 | Center Lock-Up |  |  |  |  | 5.75 |  | No |  | No | [21 empty] | DP:5 1/2'' W:4 1/2'' H:4 3/4'' OB UP:2 1/2'' OB DOWN:5'' |  |  |  | 6.5 | Black/White |  |  | Hardwired | 0 | 0 | 0 | 1 | 1 | 1 | 0 | 0 | 0 | 0 | 0 | 785652065279 | 9.5 | 7 | 6.75 | 1.2 | 0.26 | 175 | Yes | 6 | 10785652065276 | 21 | 14.18 | 10.38 | 8.9 | 1.789 | Yes |  | cETL Wet | 1L WALL LANTERN-12 | One Light Outdoor Wall Lantern |  | 8909PEN3-12.jpg | 8909PEN3.jpg
89101-12 | One Light Outdoor Wall Lantern | The Wynfield collection by Sea Gull Lighting complements classical home designs with its soft curves and colonial accents. A Black Powdercoat finish over a durable cast aluminum body adds dependable quality to an enduring style. Either Frosted glass or Clear Beveled glass give the fixtures distinct appeal. The assortment includes small, medium and large one-light outdoor wall lanterns, a two-light outdoor wall lantern, a two-light, outdoor post lantern and a two-light outdoor ceiling flush mount. The fixtures with Frosted glass are also available in an ENERGY STAR-qualified LED version, and the one-light fixtures with Clear Beveled glass can easily convert to LED by purchasing LED replacement lamps sold separately. | OUTDOOR | Wynfield | Outdoor Lighting | Black | 12 | Die Cast Aluminum | Frosted Glass |  |  |  | 1 Medium A19 100w |  | 1 | No | [14 empty] | 0 | [12 empty] | 27.98 | 55.96 | 83.94 | W:6'' H:9 3/4'' E:6 3/4'' | 2.6 |  |  | 6 | 9.75 | Cap Nuts |  |  |  |  | 6.75 |  | No |  | No | [21 empty] | DP:3/4'' W:5'' H:5'' OB UP:2 1/2'' |  |  |  | 6.5 |  |  | N/A | Hardwired | 0 | 0 | 0 | 0 | 1 | 0 | 0 | 1 | 0 | 0 | 0 | 785652024993 | 12 | 8 | 8.5 | 3.2 | 0.472 | 125 | Yes | [9 empty] | cETL Wet | WYNFIELD 1L LANTERN-12 | One Light Outdoor Wall Lantern |  | 89101BLE-12.jpg | 89101BL.jpg
89101EN3-12 | One Light Outdoor Wall Lantern | The Wynfield collection by Sea Gull Lighting complements classical home designs with its soft curves and colonial accents. A Black Powdercoat finish over a durable cast aluminum body adds dependable quality to an enduring style. Either Frosted glass or Clear Beveled glass give the fixtures distinct appeal. The assortment includes small, medium and large one-light outdoor wall lanterns, a two-light outdoor wall lantern, a two-light, outdoor post lantern and a two-light outdoor ceiling flush mount. The fixtures with Frosted glass are also available in an ENERGY STAR-qualified LED version, and the one-light fixtures with Clear Beveled glass can easily convert to LED by purchasing LED replacement lamps sold separately. | OUTDOOR | Wynfield | Outdoor Lighting | Black | 12 | Die Cast Aluminum | Frosted Glass |  |  |  | 1 Medium A19 9.3w |  | 1 | Yes | [14 empty] | 0 | [12 empty] | 34.98 | 69.96 | 104.94 | W:6'' H:9 3/4'' E:6 3/4'' | 2.6 |  |  | 6 | 9.75 | Cap Nuts |  |  |  |  | 6.75 |  | No |  | No | [21 empty] | DP:3/4'' W:5'' H:5'' OB UP:2 1/2'' |  |  |  | 6.5 | Black/White |  | N/A | Hardwired | 0 | 0 | 0 | 1 | 1 | 0 | 0 | 0 | 0 | 0 | 0 | 785652053191 | 12 | 8 | 8.5 | 3.2 | 0.472 | 125 | Yes | [9 empty] | cETL Wet | WYNFIELD 1L LANTERN-12 | One Light Outdoor Wall Lantern |  | 89101EN3-12.jpg | 89101.jpg
89102-12 | One Light Outdoor Wall Lantern | The Wynfield collection by Sea Gull Lighting complements classical home designs with its soft curves and colonial accents. A Black Powdercoat finish over a durable cast aluminum body adds dependable quality to an enduring style. Either Frosted glass or Clear Beveled glass give the fixtures distinct appeal. The assortment includes small, medium and large one-light outdoor wall lanterns, a two-light outdoor wall lantern, a two-light, outdoor post lantern and a two-light outdoor ceiling flush mount. The fixtures with Frosted glass are also available in an ENERGY STAR-qualified LED version, and the one-light fixtures with Clear Beveled glass can easily convert to LED by purchasing LED replacement lamps sold separately. | OUTDOOR | Wynfield | Outdoor Lighting | Black | 12 | Die Cast Aluminum | Frosted Glass |  |  |  | 1 Medium A19 100w |  | 1 | No | [14 empty] | 0 | [12 empty] | 42.48 | 84.96 | 127.44 | W:6 1/4'' H:19 3/4'' E:10'' | 4.3 |  |  | 6.25 | 19.75 | Cap Nuts |  |  |  |  | 10 |  | No |  | No | [21 empty] | DP:1'' W:5'' H:9'' OB UP:15 1/4'' |  |  |  | 6.5 |  |  | N/A | Hardwired | 0 | 0 | 0 | 0 | 1 | 0 | 0 | 1 | 0 | 0 | 0 | 785652025006 | 17.5 | 12.25 | 8.25 | 5.4 | 1.023 | 175 | Yes | [9 empty] | cETL Wet | WYNFIELD 1L LANTERN-12 | One Light Outdoor Wall Lantern |  | 89102BLE-12.jpg | 89102BL.jpg
89102EN3-12 | One Light Outdoor Wall Lantern | The Wynfield collection by Sea Gull Lighting complements classical home designs with its soft curves and colonial accents. A Black Powdercoat finish over a durable cast aluminum body adds dependable quality to an enduring style. Either Frosted glass or Clear Beveled glass give the fixtures distinct appeal. The assortment includes small, medium and large one-light outdoor wall lanterns, a two-light outdoor wall lantern, a two-light, outdoor post lantern and a two-light outdoor ceiling flush mount. The fixtures with Frosted glass are also available in an ENERGY STAR-qualified LED version, and the one-light fixtures with Clear Beveled glass can easily convert to LED by purchasing LED replacement lamps sold separately. | OUTDOOR | Wynfield | Outdoor Lighting | Black | 12 | Die Cast Aluminum | Frosted Glass |  |  |  | 1 Medium A19 9.3w |  | 1 | Yes | [14 empty] | 0 | [12 empty] | 49.98 | 99.96 | 149.94 | W:6 1/4'' H:19 3/4'' E:10'' | 4.3 |  |  | 6.25 | 19.75 | Cap Nuts |  |  |  |  | 10 |  | No |  | No | [21 empty] | DP:1'' W:5'' H:9'' OB UP:15 1/4'' |  |  |  | 6.5 | Black/White |  | N/A | Hardwired | 0 | 0 | 0 | 1 | 1 | 0 | 0 | 0 | 0 | 0 | 0 | 785652053207 | 17.5 | 12.25 | 8.25 | 5.4 | 1.023 | 175 | Yes | [9 empty] | cUL Wet | WYNFIELD 1L LANTERN-12 | One Light Outdoor Wall Lantern |  | 89102EN3-12.jpg | 89102.jpg
89103-12 | One Light Outdoor Wall Lantern | The Wynfield collection by Sea Gull Lighting complements classical home designs with its soft curves and colonial accents. A Black Powdercoat finish over a durable cast aluminum body adds dependable quality to an enduring style. Either Frosted glass or Clear Beveled glass give the fixtures distinct appeal. The assortment includes small, medium and large one-light outdoor wall lanterns, a two-light outdoor wall lantern, a two-light, outdoor post lantern and a two-light outdoor ceiling flush mount. The fixtures with Frosted glass are also available in an ENERGY STAR-qualified LED version, and the one-light fixtures with Clear Beveled glass can easily convert to LED by purchasing LED replacement lamps sold separately. | OUTDOOR | Wynfield | Outdoor Lighting | Black | 12 | Die Cast Aluminum | Frosted Glass |  |  |  | 1 Medium A19 100w |  | 1 | No | [14 empty] | 0 | [12 empty] | 67.48 | 134.96 | 202.44 | W:7 3/4'' H:23 1/2'' E:10 3/4'' | 6.6 |  |  | 7.75 | 23.5 | Cap Nuts |  |  |  |  | 10.75 |  | No |  | No | [21 empty] | DP:1'' W:5'' H:12'' OB UP:16'' |  |  |  | 6.5 |  |  | N/A | Hardwired | 0 | 0 | 0 | 0 | 1 | 0 | 0 | 1 | 0 | 0 | 0 | 785652025013 | 21 | 14 | 10.5 | 8.2 | 1.786 | 175 | Yes | [9 empty] | cETL Wet | WYNFIELD 1L LANTERN-12 | One Light Outdoor Wall Lantern |  | 89103BLE-12.jpg | 89103BL.jpg
89103EN3-12 | One Light Outdoor Wall Lantern | The Wynfield collection by Sea Gull Lighting complements classical home designs with its soft curves and colonial accents. A Black Powdercoat finish over a durable cast aluminum body adds dependable quality to an enduring style. Either Frosted glass or Clear Beveled glass give the fixtures distinct appeal. The assortment includes small, medium and large one-light outdoor wall lanterns, a two-light outdoor wall lantern, a two-light, outdoor post lantern and a two-light outdoor ceiling flush mount. The fixtures with Frosted glass are also available in an ENERGY STAR-qualified LED version, and the one-light fixtures with Clear Beveled glass can easily convert to LED by purchasing LED replacement lamps sold separately. | OUTDOOR | Wynfield | Outdoor Lighting | Black | 12 | Die Cast Aluminum | Frosted Glass |  |  |  | 1 Medium A19 9.3w |  | 1 | Yes | [14 empty] | 0 | [12 empty] | 74.98 | 149.96 | 224.94 | W:7 3/4'' H:23 1/2'' E:10 3/4'' | 6.6 |  |  | 7.75 | 23.5 | Cap Nuts |  |  |  |  | 10.75 |  | No |  | No | [21 empty] | DP:1'' W:5'' H:12'' OB UP:16'' |  |  |  | 6.5 | Black/White |  | N/A | Hardwired | 0 | 0 | 0 | 1 | 1 | 0 | 0 | 0 | 0 | 0 | 0 | 785652053214 | 21 | 14 | 10.5 | 8.2 | 1.786 | 175 | Yes | [9 empty] | cETL Wet | WYNFIELD 1L LANTERN-12 | One Light Outdoor Wall Lantern |  | 89103EN3-12.jpg | 89103.jpg
89104-12 | Small One Light Outdoor Wall Lantern | The Wynfield collection by Sea Gull Lighting complements classical home designs with its soft curves and colonial accents. A Black Powdercoat finish over a durable cast aluminum body adds dependable quality to an enduring style. Either Frosted glass or Clear Beveled glass give the fixtures distinct appeal. The assortment includes small, medium and large one-light outdoor wall lanterns, a two-light outdoor wall lantern, a two-light, outdoor post lantern and a two-light outdoor ceiling flush mount. The fixtures with Frosted glass are also available in an ENERGY STAR-qualified LED version, and the one-light fixtures with Clear Beveled glass can easily convert to LED by purchasing LED replacement lamps sold separately. | OUTDOOR | Wynfield | Outdoor Lighting | Black | 12 | Die Cast Aluminum | Frosted Glass |  |  |  | 1 Medium A19 75w |  | 1 | No | [14 empty] | 0 | [12 empty] | 39.5 | 79 | 118.5 | W:5'' H:11 1/4'' E:8'' |  |  |  | 5 | 11.25 | Cap Nuts |  |  |  |  | 8 |  | No |  | No | [21 empty] | DP:7/8'' W:5'' H:7 1/2'' OB UP:4 5/16'' |  |  |  | 6.5 | Black/White |  |  | Hardwired | 0 | 0 | 0 | 0 | 1 | 0 | 0 | 1 | 0 | 0 | 0 | 785652078491 | [16 empty] | cETL Wet | WYNFIELD 1L LANTERN-12 | Small One Light Outdoor Wall Lantern |  | 89104-12.jpg | 89104.jpg
89104EN3-12 | Small One Light Outdoor Wall Lantern | The Wynfield collection by Sea Gull Lighting complements classical home designs with its soft curves and colonial accents. A Black Powdercoat finish over a durable cast aluminum body adds dependable quality to an enduring style. Either Frosted glass or Clear Beveled glass give the fixtures distinct appeal. The assortment includes small, medium and large one-light outdoor wall lanterns, a two-light outdoor wall lantern, a two-light, outdoor post lantern and a two-light outdoor ceiling flush mount. The fixtures with Frosted glass are also available in an ENERGY STAR-qualified LED version, and the one-light fixtures with Clear Beveled glass can easily convert to LED by purchasing LED replacement lamps sold separately. | OUTDOOR | Wynfield | Outdoor Lighting | Black | 12 | Die Cast Aluminum | Frosted Glass |  |  |  | 1 Medium A19 9.3w |  | 1 | Yes | [14 empty] | 0 | [12 empty] | 44.5 | 89 | 133.5 | W:5'' H:11 1/4'' E:8'' |  |  |  | 5 | 11.25 | Cap Nuts |  |  |  |  | 8 |  | No |  | No | [21 empty] | DP:7/8'' W:5'' H:7 1/2'' OB UP:4 5/16'' |  |  |  | 6.5 | Black/White |  |  | Hardwired | 0 | 0 | 0 | 1 | 1 | 0 | 0 | 0 | 0 | 0 | 0 | 785652082856 | [16 empty] | cETL Wet | WYNFIELD 1L LANTERN-12 | Small One Light Outdoor Wall Lantern |  | 89104EN3-12.jpg | 89104EN3.jpg
89129-12 | One Light Outdoor Post Lantern | A bit of Shaker minimalism mixed with Arts and Crafts styling defines the transitional Hunnington outdoor lighting collection by Sea Gull Lighting. Equally at home in the city or the country, this timeless style will enhance the appearance of a home’s entrance with its clean, crisp lines. Offered in Weathered Pewter or Black finishes, with either Etched Seeded glass or Clear Seeded glass, the assortment includes a one-light outdoor pendant, small and large one-light outdoor wall lanterns, a one-light out door post lantern and a two-light outdoor ceiling flush mount. Both incandescent lamping and ENERGY STAR-qualified LED lamping (for those fixtures with the Etched Seeded glass) are available for most of the fixtures, and some can easily convert to LED by purchasing LED replacement lamps sold separately (for those with the Clear Seeded glass). | OUTDOOR | Hunnington | Outdoor Lighting | Black | 12 | Aluminum | Etched Seeded Glass | L:4" W:4" H:8.75" |  |  | 1 Medium A19 100w |  | 1 | No | [14 empty] | 0 | [12 empty] | 78.48 | N/A | 235.44 | L:9'' W:9'' H:15'' | 4.5 |  | 9 | 9 | 15 | Post Mount | [6 empty] | No |  | No | [25 empty] | 6.5 |  |  |  | Hardwired | 0 | 0 | 0 | 0 | 1 | 0 | 0 | 1 | 0 | 0 | 0 | 785652024726 | 19.25 | 12 | 11.5 | 5.4 | 1.537 | 250 | Yes | [9 empty] | cETL Wet | HUNNINGTON 1L POST-12 | One Light Outdoor Post Lantern |  | 89129BL-12.jpg | 89129.jpg
89129-57 | One Light Outdoor Post Lantern | A bit of Shaker minimalism mixed with Arts and Crafts styling defines the transitional Hunnington outdoor lighting collection by Sea Gull Lighting. Equally at home in the city or the country, this timeless style will enhance the appearance of a home’s entrance with its clean, crisp lines. Offered in Weathered Pewter or Black finishes, with either Etched Seeded glass or Clear Seeded glass, the assortment includes a one-light outdoor pendant, small and large one-light outdoor wall lanterns, a one-light out door post lantern and a two-light outdoor ceiling flush mount. Both incandescent lamping and ENERGY STAR-qualified LED lamping (for those fixtures with the Etched Seeded glass) are available for most of the fixtures, and some can easily convert to LED by purchasing LED replacement lamps sold separately (for those with the Clear Seeded glass). | OUTDOOR | Hunnington | Outdoor Lighting | Weathered Pewter | 57 | Aluminum | Etched Seeded Glass | L:4" W:4" H:8.75" |  |  | 1 Medium A19 100w |  | 1 | No | [14 empty] | 0 | [12 empty] | 78.48 | N/A | 235.44 | L:9'' W:9'' H:15'' | 4.5 |  | 9 | 9 | 15 | Post Mount | [6 empty] | No |  | No | [25 empty] | 6.5 |  |  |  | Hardwired | 0 | 0 | 0 | 0 | 1 | 0 | 0 | 1 | 0 | 0 | 0 | 785652024733 | 19.25 | 12 | 11.5 | 5.4 | 1.537 | 250 | Yes | [9 empty] | cETL Wet | HUNNINGTON 1L POST-57 | One Light Outdoor Post Lantern |  | 89129BL-57.jpg | 89129.jpg
89129EN3-12 | One Light Outdoor Post Lantern | A bit of Shaker minimalism mixed with Arts and Crafts styling defines the transitional Hunnington outdoor lighting collection by Sea Gull Lighting. Equally at home in the city or the country, this timeless style will enhance the appearance of a home’s entrance with its clean, crisp lines. Offered in Weathered Pewter or Black finishes, with either Etched Seeded glass or Clear Seeded glass, the assortment includes a one-light outdoor pendant, small and large one-light outdoor wall lanterns, a one-light out door post lantern and a two-light outdoor ceiling flush mount. Both incandescent lamping and ENERGY STAR-qualified LED lamping (for those fixtures with the Etched Seeded glass) are available for most of the fixtures, and some can easily convert to LED by purchasing LED replacement lamps sold separately (for those with the Clear Seeded glass). | OUTDOOR | Hunnington | Outdoor Lighting | Black | 12 | Aluminum | Etched Seeded Glass | L:4" W:4" H:8.75" |  |  | 1 Medium A19 9.3w |  | 1 | Yes | [14 empty] | 0 | [12 empty] | 86.48 | N/A | 259.44 | L:9'' W:9'' H:15'' | 4.5 |  | 9 | 9 | 15 | Post Mount | [6 empty] | No |  | No | [25 empty] | 6.5 | Black/White |  |  | Hardwired | 0 | 0 | 0 | 1 | 1 | 0 | 0 | 0 | 0 | 0 | 0 | 785652046001 | 19.25 | 12 | 11.5 | 5.4 | 1.537 | 250 | Yes | [9 empty] | cETL Wet | HUNNINGTON 1L POST-12 | One Light Outdoor Post Lantern |  | 89129EN3-12.jpg | 89129.jpg
89129EN3-57 | One Light Outdoor Post Lantern | A bit of Shaker minimalism mixed with Arts and Crafts styling defines the transitional Hunnington outdoor lighting collection by Sea Gull Lighting. Equally at home in the city or the country, this timeless style will enhance the appearance of a home’s entrance with its clean, crisp lines. Offered in Weathered Pewter or Black finishes, with either Etched Seeded glass or Clear Seeded glass, the assortment includes a one-light outdoor pendant, small and large one-light outdoor wall lanterns, a one-light out door post lantern and a two-light outdoor ceiling flush mount. Both incandescent lamping and ENERGY STAR-qualified LED lamping (for those fixtures with the Etched Seeded glass) are available for most of the fixtures, and some can easily convert to LED by purchasing LED replacement lamps sold separately (for those with the Clear Seeded glass). | OUTDOOR | Hunnington | Outdoor Lighting | Weathered Pewter | 57 | Aluminum | Etched Seeded Glass | L:4" W:4" H:8.75" |  |  | 1 Medium A19 9.3w |  | 1 | Yes | [14 empty] | 0 | [12 empty] | 86.48 | N/A | 259.44 | L:9'' W:9'' H:15'' | 4.5 |  | 9 | 9 | 15 | Post Mount | [6 empty] | No |  | No | [25 empty] | 6.5 | Black/White |  |  | Hardwired | 0 | 0 | 0 | 1 | 1 | 0 | 0 | 0 | 0 | 0 | 0 | 785652046018 | 19.25 | 12 | 11.5 | 5.4 | 1.537 | 250 | Yes | [9 empty] | cETL Wet | HUNNINGTON 1L POST-57 | One Light Outdoor Post Lantern |  | 89129EN3-57.jpg | 89129.jpg
89131-12 | One Light Outdoor Wall Lantern | There is real curb appeal in the design details of the Herrington outdoor lighting collection by Sea Gull Lighting. Traditional elements are updated with contemporary lines with a sense of Asian-inspired styling. In a classic Black finish, the assortment is offered in both Clear Seeded and Etched White glass and includes a small and large one-light outdoor wall lanterns, a one-light outdoor pendant, a one-light outdoor post lantern and a two-light outdoor ceiling flush mount. Herrington is available in incandescent and ENERGY STAR-qualified LED models (Etched White Glass fixtures only), and all fixtures can easily convert to LED by purchasing LED replacement lamps sold separately. | OUTDOOR | Herrington | Outdoor Lighting | Black | 12 | Aluminum | Etched / White Inside Glass | L:3.25" W:4.9375" H:5.25" |  |  | 1 Medium A19 100w |  | 1 | No | [14 empty] | 0 | [12 empty] | 30.48 | N/A | 91.44 | W:6'' H:10'' E:9'' | 2.8 |  |  | 6 | 10 | Cap Nuts |  |  |  |  | 9 |  | No |  | No | [21 empty] | DP:13/16'' W:4 1/4'' H:6 5/16'' OB UP:3 1/4'' OB DOWN:6 3/4'' Rectangular |  |  |  | 6.5 |  |  |  | Hardwired | 0 | 0 | 0 | 0 | 1 | 0 | 0 | 1 | 0 | 0 | 0 | 785652025136 | 12.5 | 11 | 8 | 3.3 | 0.637 | 175 | Yes | [8 empty] | ETL Wet | cETL Wet | HERRINGTON 1L LANTERN-12 | One Light Outdoor Wall Lantern |  | 89131BLE-12.jpg | 89131BLE.jpg
89131EN3-12 | One Light Outdoor Wall Lantern | There is real curb appeal in the design details of the Herrington outdoor lighting collection by Sea Gull Lighting. Traditional elements are updated with contemporary lines with a sense of Asian-inspired styling. In a classic Black finish, the assortment is offered in both Clear Seeded and Etched White glass and includes a small and large one-light outdoor wall lanterns, a one-light outdoor pendant, a one-light outdoor post lantern and a two-light outdoor ceiling flush mount. Herrington is available in incandescent and ENERGY STAR-qualified LED models (Etched White Glass fixtures only), and all fixtures can easily convert to LED by purchasing LED replacement lamps sold separately. | OUTDOOR | Herrington | Outdoor Lighting | Black | 12 | Aluminum | Etched / White Inside Glass | L:3.25" W:4.9375" H:5.25" |  |  | 1 Medium A19 9.3w |  | 1 | Yes | [14 empty] | 0 | [12 empty] | 36.98 | N/A | 110.94 | W:6'' H:10'' E:9'' | 2.8 |  |  | 6 | 10 | Cap Nuts |  |  |  |  | 9 |  | No |  | No | [21 empty] | DP:13/16'' W:4 1/4'' H:6 5/16'' OB UP:3 1/4'' OB DOWN:6 3/4'' Rectangular |  |  |  | 6.5 | Black/White |  |  | Hardwired | 0 | 0 | 0 | 1 | 1 | 0 | 0 | 0 | 0 | 0 | 0 | 785652053221 | 13.25 | 11 | 8 | 3.8 | 0.675 | 175 | Yes | [8 empty] | ETL Wet | cETL Wet | HERRINGTON 1L LANTERN-12 | One Light Outdoor Wall Lantern |  | 89131EN3-12.jpg | 89131.jpg
89132-12 | One Light Outdoor Wall Lantern | There is real curb appeal in the design details of the Herrington outdoor lighting collection by Sea Gull Lighting. Traditional elements are updated with contemporary lines with a sense of Asian-inspired styling. In a classic Black finish, the assortment is offered in both Clear Seeded and Etched White glass and includes a small and large one-light outdoor wall lanterns, a one-light outdoor pendant, a one-light outdoor post lantern and a two-light outdoor ceiling flush mount. Herrington is available in incandescent and ENERGY STAR-qualified LED models (Etched White Glass fixtures only), and all fixtures can easily convert to LED by purchasing LED replacement lamps sold separately. | OUTDOOR | Herrington | Outdoor Lighting | Black | 12 | Aluminum | Etched / White Inside Glass | L:3.1875" W:5.15625" H:6.25" |  |  | 1 Medium A19 100w |  | 1 | No | [14 empty] | 0 | [12 empty] | 33.98 | N/A | 101.94 | W:7 1/4'' H:11 3/4'' E:9 1/2'' | 3.4 |  |  | 7.25 | 11.75 | Cap Nuts |  |  |  |  | 9.5 |  | No |  | No | [21 empty] | DP:13/16'' W:4 1/4'' H:6 5/16'' OB UP:3 1/4'' OB DOWN:8 1/2'' Rectangular |  |  |  | 6.5 |  |  |  | Hardwired | 0 | 0 | 0 | 0 | 1 | 0 | 0 | 1 | 0 | 0 | 0 | 785652025143 | 14.5 | 11.25 | 9.5 | 4.2 | 0.897 | 175 | Yes | [9 empty] | cETL Wet | HERRINGTON 1L LANTERN-12 | One Light Outdoor Wall Lantern |  | 89132BLE-12.jpg | 89132BLE.jpg
89132EN3-12 | One Light Outdoor Wall Lantern | There is real curb appeal in the design details of the Herrington outdoor lighting collection by Sea Gull Lighting. Traditional elements are updated with contemporary lines with a sense of Asian-inspired styling. In a classic Black finish, the assortment is offered in both Clear Seeded and Etched White glass and includes a small and large one-light outdoor wall lanterns, a one-light outdoor pendant, a one-light outdoor post lantern and a two-light outdoor ceiling flush mount. Herrington is available in incandescent and ENERGY STAR-qualified LED models (Etched White Glass fixtures only), and all fixtures can easily convert to LED by purchasing LED replacement lamps sold separately. | OUTDOOR | Herrington | Outdoor Lighting | Black | 12 | Aluminum | Etched / White Inside Glass | L:3.1875" W:5.15625" H:6.25" |  |  | 1 Medium A19 9.3w |  | 1 | Yes | [14 empty] | 0 | [12 empty] | 41.98 | N/A | 125.94 | W:7 1/4'' H:11 3/4'' E:9 1/2'' | 3.4 |  |  | 7.25 | 11.75 | Cap Nuts |  |  |  |  | 9.5 |  | No |  | No | [21 empty] | DP:13/16'' W:4 1/4'' H:6 5/16'' OB UP:3 1/4'' OB DOWN:8 1/2'' Rectangular |  |  |  | 6.5 | Black/White |  |  | Hardwired | 0 | 0 | 0 | 1 | 1 | 0 | 0 | 0 | 0 | 0 | 0 | 785652053238 | 14.5 | 11.25 | 9.5 | 4.2 | 0.897 | 175 | Yes | [9 empty] | cETL Wet | HERRINGTON 1L LANTERN-12 | One Light Outdoor Wall Lantern |  | 89132EN3-12.jpg | 89132EN3.jpg
89181-71 | One Light Outdoor Wall Lantern | Create a warm and inviting welcome day or night with the pagoda-inspired, transitional styling of the Hermitage outdoor lighting collection by Sea Gull Lighting offered in three, rich combinations -- Antique Bronze with Frosted glass (available with incandescent or ENERGY STAR-qualified LED lamping), Antique Bronze with Clear glass or Antique Brushed Nickel with Clear glass (some of which can easily convert to LED by purchasing LED replacement lamps sold separately). The assortment includes a small one-light outdoor wall lantern, a large one-light outdoor wall lantern, a three-light outdoor wall lantern, a three-light outdoor pendant and a three-light outdoor post lantern. | OUTDOOR | Hermitage | Outdoor Lighting | Antique Bronze | 71 | Aluminum | Frosted Glass | D:5.25" H:6.625" |  |  | 1 Medium A19 100w |  | 1 | No | [14 empty] | 0 | [12 empty] | 89.48 | 178.96 | 268.44 | W:7'' H:13 1/2'' E:8 1/4'' | 3.6 |  |  | 7 | 13.5 | Cap Nuts |  |  |  |  | 8.25 |  | No |  | No | [21 empty] | DP:1 1/8'' W:4 1/2'' H:8'' OB UP:4 3/4'' OB DOWN:9'' |  |  |  | 6.5 | Black/White |  |  | Hardwired | 0 | 0 | 0 | 0 | 1 | 0 | 0 | 1 | 0 | 0 | 0 | 785652026768 | 18 | 9.75 | 11.5 | 4.4 | 1.168 | 250 | Yes | [9 empty] | cETL Wet | HERMITAGE 1L LANTERN-71 | One Light Outdoor Wall Lantern |  | 89181BLE-71.jpg | 8918191S.jpg
89181DEN3-71 | One Light Outdoor Wall Lantern | Create a warm and inviting welcome day or night with the pagoda-inspired, transitional styling of the Hermitage outdoor lighting collection by Sea Gull Lighting offered in three, rich combinations -- Antique Bronze with Frosted glass (available with incandescent or ENERGY STAR-qualified LED lamping), Antique Bronze with Clear glass or Antique Brushed Nickel with Clear glass (some of which can easily convert to LED by purchasing LED replacement lamps sold separately). The assortment includes a small one-light outdoor wall lantern, a large one-light outdoor wall lantern, a three-light outdoor wall lantern, a three-light outdoor pendant and a three-light outdoor post lantern. | OUTDOOR | Hermitage | Outdoor Lighting | Antique Bronze | 71 | Aluminum | Frosted Glass | D:5.25" H:6.625" |  |  | 1 Medium A19 9.3w |  | 1 | Yes | [14 empty] | 0 | [12 empty] | 99.98 | 199.96 | 299.94 | W:7'' H:13 1/2'' E:8 1/4'' | 3.6 |  |  | 7 | 13.5 | Cap Nuts |  |  |  |  | 8.25 |  | No |  | No | [21 empty] | DP:1 1/8'' W:4 1/2'' H:8'' OB UP:4 3/4'' OB DOWN:9'' |  |  |  | 6.5 | Black/White |  |  | Hardwired | 0 | 0 | 0 | 1 | 1 | 0 | 0 | 0 | 0 | 0 | 0 | 785652065712 | 20.5 | 16.5 | 14.5 | 10.8 | 2.838 | 250 | Yes | [9 empty] | cETL Wet | HERMITAGE 1L LANTERN-71 | One Light Outdoor Wall Lantern |  | 89181DEN3-71.png | 89181DEN3.jpg
89181EN3-71 | One Light Outdoor Wall Lantern | Create a warm and inviting welcome day or night with the pagoda-inspired, transitional styling of the Hermitage outdoor lighting collection by Sea Gull Lighting offered in three, rich combinations -- Antique Bronze with Frosted glass (available with incandescent or ENERGY STAR-qualified LED lamping), Antique Bronze with Clear glass or Antique Brushed Nickel with Clear glass (some of which can easily convert to LED by purchasing LED replacement lamps sold separately). The assortment includes a small one-light outdoor wall lantern, a large one-light outdoor wall lantern, a three-light outdoor wall lantern, a three-light outdoor pendant and a three-light outdoor post lantern. | OUTDOOR | Hermitage | Outdoor Lighting | Antique Bronze | 71 | Aluminum | Frosted Glass | D:5.25" H:6.625" |  |  | 1 Medium A19 9.3w |  | 1 | Yes | [14 empty] | 0 | [12 empty] | 94.98 | 189.96 | 284.94 | W:7'' H:13 1/2'' E:8 1/4'' | 3.6 |  |  | 7 | 13.5 | Cap Nuts |  |  |  |  | 8.25 |  | No |  | No | [21 empty] | DP:1 1/8'' W:4 1/2'' H:8'' OB UP:4 3/4'' OB DOWN:9'' |  |  |  | 6.5 | Black/White |  |  | Hardwired | 0 | 0 | 0 | 1 | 1 | 0 | 0 | 0 | 0 | 0 | 0 | 785652045929 | 18 | 9.75 | 11.25 | 4.4 | 1.143 | 250 | Yes | [9 empty] | cETL Wet | HERMITAGE 1L LANTERN-71 | One Light Outdoor Wall Lantern |  | 89181EN3-71.jpg | 89181.jpg
89192-71 | One Light Outdoor Wall Lantern | Create a warm and inviting welcome day or night with the pagoda-inspired, transitional styling of the Hermitage outdoor lighting collection by Sea Gull Lighting offered in three, rich combinations -- Antique Bronze with Frosted glass (available with incandescent or ENERGY STAR-qualified LED lamping), Antique Bronze with Clear glass or Antique Brushed Nickel with Clear glass (some of which can easily convert to LED by purchasing LED replacement lamps sold separately). The assortment includes a small one-light outdoor wall lantern, a large one-light outdoor wall lantern, a three-light outdoor wall lantern, a three-light outdoor pendant and a three-light outdoor post lantern. | OUTDOOR | Hermitage | Outdoor Lighting | Antique Bronze | 71 | Aluminum | Frosted Glass | D:6.75" H:8.625" |  |  | 1 Medium A19 100w |  | 1 | No | [14 empty] | 0 | [12 empty] | 149.98 | 299.96 | 449.94 | W:9'' H:15 1/4'' E:10 1/2'' | 5.57 |  |  | 9 | 15.25 | Cap Nuts |  |  |  |  | 10.5 |  | No |  | No | [21 empty] | DP:1 1/8'' W:4 1/2'' H:8'' OB UP:6'' OB DOWN:9 1/4'' |  |  |  | 6.5 | Black/White |  |  | Hardwired | 0 | 0 | 0 | 0 | 1 | 0 | 0 | 1 | 0 | 0 | 0 | 785652026775 | 18.25 | 13.25 | 12.25 | 5.9 | 1.714 | 250 | Yes | [9 empty] | cETL Wet | HERMITAGE 1L LANTERN-71 | One Light Outdoor Wall Lantern |  | 89192BLE-71.jpg | 8919291S.jpg
89192DEN3-71 | One Light Outdoor Wall Lantern | Create a warm and inviting welcome day or night with the pagoda-inspired, transitional styling of the Hermitage outdoor lighting collection by Sea Gull Lighting offered in three, rich combinations -- Antique Bronze with Frosted glass (available with incandescent or ENERGY STAR-qualified LED lamping), Antique Bronze with Clear glass or Antique Brushed Nickel with Clear glass (some of which can easily convert to LED by purchasing LED replacement lamps sold separately). The assortment includes a small one-light outdoor wall lantern, a large one-light outdoor wall lantern, a three-light outdoor wall lantern, a three-light outdoor pendant and a three-light outdoor post lantern. | OUTDOOR | Hermitage | Outdoor Lighting | Antique Bronze | 71 | Aluminum | Frosted Glass | D:6.75" H:8.625" |  |  | 1 Medium A19 9.3w |  | 1 | Yes | [14 empty] | 0 | [12 empty] | 165.98 | 331.96 | 497.94 | W:9'' H:15 1/4'' E:10 1/2'' | 5.57 |  |  | 9 | 15.25 | Cap Nuts |  |  |  |  | 10.5 |  | No |  | No | [21 empty] | DP:1 1/8'' W:4 1/2'' H:7 7/8'' OB UP:6'' OB DOWN:9 1/4'' |  |  |  | 6.5 | Black/White |  |  | Hardwired | 0 | 0 | 0 | 1 | 1 | 0 | 0 | 0 | 0 | 0 | 0 | 785652065729 | 18.25 | 13.25 | 12.25 | 5.9 | 1.714 | 250 | Yes | [9 empty] | cETL Wet | HERMITAGE 1L LANTERN-71 | One Light Outdoor Wall Lantern |  | 89192DEN3-71.png | 89192DEN3.jpg
89192EN3-71 | One Light Outdoor Wall Lantern | Create a warm and inviting welcome day or night with the pagoda-inspired, transitional styling of the Hermitage outdoor lighting collection by Sea Gull Lighting offered in three, rich combinations -- Antique Bronze with Frosted glass (available with incandescent or ENERGY STAR-qualified LED lamping), Antique Bronze with Clear glass or Antique Brushed Nickel with Clear glass (some of which can easily convert to LED by purchasing LED replacement lamps sold separately). The assortment includes a small one-light outdoor wall lantern, a large one-light outdoor wall lantern, a three-light outdoor wall lantern, a three-light outdoor pendant and a three-light outdoor post lantern. | OUTDOOR | Hermitage | Outdoor Lighting | Antique Bronze | 71 | Aluminum | Frosted Glass | D:6.75" H:8.625" |  |  | 1 Medium A19 9.3w |  | 1 | Yes | [14 empty] | 0 | [12 empty] | 158.48 | 316.96 | 475.44 | W:9'' H:15 1/4'' E:10 1/2'' | 5.57 |  |  | 9 | 15.25 | Cap Nuts |  |  |  |  | 10.5 |  | No |  | No | [21 empty] | DP:1 1/8'' W:4 1/2'' H:7 7/8'' OB UP:6'' OB DOWN:9 1/4'' |  |  |  | 6.5 | Black/White |  |  | Hardwired | 0 | 0 | 0 | 1 | 1 | 0 | 0 | 0 | 0 | 0 | 0 | 785652045936 | 18.25 | 13.25 | 12.25 | 5.9 | 1.714 | 250 | Yes | [9 empty] | cETL Wet | HERMITAGE 1L LANTERN-71 | One Light Outdoor Wall Lantern |  | 89192EN3-71.jpg | 89192.jpg
89193-71 | One Light Outdoor Wall Lantern | Create a warm and inviting welcome day or night with the pagoda-inspired, transitional styling of the Hermitage outdoor lighting collection by Sea Gull Lighting offered in three, rich combinations -- Antique Bronze with Frosted glass (available with incandescent or ENERGY STAR-qualified LED lamping), Antique Bronze with Clear glass or Antique Brushed Nickel with Clear glass (some of which can easily convert to LED by purchasing LED replacement lamps sold separately). The assortment includes a small one-light outdoor wall lantern, a large one-light outdoor wall lantern, a three-light outdoor wall lantern, a three-light outdoor pendant and a three-light outdoor post lantern. | OUTDOOR | Hermitage | Outdoor Lighting | Antique Bronze | 71 | Aluminum | Frosted Glass | D:8.375" H:10.75" |  |  | 1 Medium A19 100w |  | 1 | No | [14 empty] | 0 | [12 empty] | 224.98 | 449.96 | 674.94 | W:11'' H:19 3/4'' E:12 3/4'' | 8.8 |  |  | 11 | 19.75 | Cap Nuts |  |  |  |  | 12.75 |  | No |  | No | [21 empty] | DP:1 3/8'' W:5 1/2'' H:9 5/8'' OB UP:7 3/4'' OB DOWN:12'' |  |  |  | 6.5 | Black/White |  |  | Hardwired | 0 | 0 | 0 | 0 | 1 | 0 | 0 | 1 | 0 | 0 | 0 | 785652026782 | 23.5 | 15 | 13.75 | 9 | 2.805 | 250 | Yes | [9 empty] | cETL Wet | HERMITAGE 1L LANTERN-71 | One Light Outdoor Wall Lantern |  | 89193BLE-71.jpg | 8919391S.jpg
89193DEN3-71 | One Light Outdoor Wall Lantern | Create a warm and inviting welcome day or night with the pagoda-inspired, transitional styling of the Hermitage outdoor lighting collection by Sea Gull Lighting offered in three, rich combinations -- Antique Bronze with Frosted glass (available with incandescent or ENERGY STAR-qualified LED lamping), Antique Bronze with Clear glass or Antique Brushed Nickel with Clear glass (some of which can easily convert to LED by purchasing LED replacement lamps sold separately). The assortment includes a small one-light outdoor wall lantern, a large one-light outdoor wall lantern, a three-light outdoor wall lantern, a three-light outdoor pendant and a three-light outdoor post lantern. | OUTDOOR | Hermitage | Outdoor Lighting | Antique Bronze | 71 | Aluminum | White Aluminum | D:8" H:10.5" |  |  | 1 Medium A19 9.3w |  | 1 | Yes | [14 empty] | 0 | [12 empty] | 242.98 | 485.96 | 728.94 | W:11'' H:19 3/4'' E:12 3/4'' | 8.8 |  |  | 11 | 19.75 | Cap Nuts |  |  |  |  | 12.75 |  | No |  | No | [21 empty] | DP:1 3/8'' W:5 1/2'' H:9 5/8'' OB UP:7 3/4'' OB DOWN:12'' |  |  |  | 6.5 | Black/White |  |  | Hardwired | 0 | 0 | 0 | 1 | 1 | 0 | 0 | 0 | 0 | 0 | 0 | 785652065736 | 23.5 | 15 | 13.75 | 9 | 2.805 | 250 | Yes | [9 empty] | cETL Wet | HERMITAGE 1L LANTERN-71 | One Light Outdoor Wall Lantern |  | 89193DEN3-71.png | 89193DEN3.jpg
89193EN3-71 | One Light Outdoor Wall Lantern | Create a warm and inviting welcome day or night with the pagoda-inspired, transitional styling of the Hermitage outdoor lighting collection by Sea Gull Lighting offered in three, rich combinations -- Antique Bronze with Frosted glass (available with incandescent or ENERGY STAR-qualified LED lamping), Antique Bronze with Clear glass or Antique Brushed Nickel with Clear glass (some of which can easily convert to LED by purchasing LED replacement lamps sold separately). The assortment includes a small one-light outdoor wall lantern, a large one-light outdoor wall lantern, a three-light outdoor wall lantern, a three-light outdoor pendant and a three-light outdoor post lantern. | OUTDOOR | Hermitage | Outdoor Lighting | Antique Bronze | 71 | Aluminum | Frosted Glass | D:8.375" H:10.75" |  |  | 1 Medium A19 9.3w |  | 1 | Yes | [14 empty] | 0 | [12 empty] | 237.98 | 475.96 | 713.94 | W:11'' H:19 3/4'' E:12 3/4'' | 8.8 |  |  | 11 | 19.75 | Cap Nuts |  |  |  |  | 12.75 |  | No |  | No | [21 empty] | DP:1 3/8'' W:5 1/2'' H:9 5/8'' OB UP:7 3/4'' OB DOWN:12'' |  |  |  | 6.5 | Black/White |  |  | Hardwired | 0 | 0 | 0 | 1 | 1 | 0 | 0 | 0 | 0 | 0 | 0 | 785652045943 | 23.5 | 15 | 13.75 | 9 | 2.805 | 250 | Yes | [9 empty] | cETL Wet | HERMITAGE 1L LANTERN-71 | One Light Outdoor Wall Lantern |  | 89193EN3-71.jpg | 89193.jpg
89200BL-821 | One Light Tawny Bronze Post Fixture | The Wynfield collection by Sea Gull Lighting complements classical home designs with its soft curves and colonial accents. A Black Powdercoat finish over a durable cast aluminum body adds dependable quality to an enduring style. Either Frosted glass or Clear Beveled glass give the fixtures distinct appeal. The assortment includes small, medium and large one-light outdoor wall lanterns, a two-light outdoor wall lantern, a two-light, outdoor post lantern and a two-light outdoor ceiling flush mount. The fixtures with Frosted glass are also available in an ENERGY STAR-qualified LED version, and the one-light fixtures with Clear Beveled glass can easily convert to LED by purchasing LED replacement lamps sold separately. | Outdoor Wall Lantern | Wynfield | Builder Exclusive (Custom Select) | Tawny Bronze | 821 | Die Cast Aluminum | Frosted Glass |  |  |  | 1 GU24 Self Ballasted CFL 13w |  | 1 | Yes | [14 empty] | 0 | [12 empty] | 45 | 90 | 135 | D:7 3/4'' H:22 3/4'' |  | 7.75 |  |  | 22.75 | Other | [6 empty] | No |  | No | [25 empty] | 6.5 |  |  | N/A |  | 0 | 0 | 1 | 0 | 1 | 0 | 0 | 0 | 0 | 0 | 0 | 785652920011 | 10.25 | 10 | 20 | 7.05 | 1.186 | 150 | Yes | [9 empty] | cETL Wet | Fluorescent One Light Outdoor Post Lantern Tawny Bronze Finish | One Light Outdoor Post Lantern |  | 89200BL-821.jpg | 89200BL.jpg
89202-12 | Small One Light Outdoor Wall Lantern | The Wynfield collection by Sea Gull Lighting complements classical home designs with its soft curves and colonial accents. A Black Powdercoat finish over a durable cast aluminum body adds dependable quality to an enduring style. Either Frosted glass or Clear Beveled glass give the fixtures distinct appeal. The assortment includes small, medium and large one-light outdoor wall lanterns, a two-light outdoor wall lantern, a two-light, outdoor post lantern and a two-light outdoor ceiling flush mount. The fixtures with Frosted glass are also available in an ENERGY STAR-qualified LED version, and the one-light fixtures with Clear Beveled glass can easily convert to LED by purchasing LED replacement lamps sold separately. | OUTDOOR | Wynfield | Outdoor Lighting | Black | 12 | Die Cast Aluminum | Frosted Glass |  |  |  | 1 Medium A19 75w |  | 1 | No | [14 empty] | 0 | [12 empty] | 39.5 | 79 | 118.5 | D:6 1/8'' H:18 1/2'' |  | 6.125 |  |  | 18.5 | Post Mount | [6 empty] | No |  | No | [22 empty] | D:3 5/16'' H:3 1/2'' Round |  |  | 6.5 | Black/White |  |  | Hardwired | 0 | 0 | 0 | 0 | 1 | 0 | 0 | 1 | 0 | 0 | 0 | 785652078477 | [16 empty] | cETL Wet | WYNFIELD 1L POST MOUNT-12 | Small One Light Outdoor Post Lantern |  | 89202-12.jpg | 89202.jpg
89202EN3-12 | Small One Light Outdoor Wall Lantern | The Wynfield collection by Sea Gull Lighting complements classical home designs with its soft curves and colonial accents. A Black Powdercoat finish over a durable cast aluminum body adds dependable quality to an enduring style. Either Frosted glass or Clear Beveled glass give the fixtures distinct appeal. The assortment includes small, medium and large one-light outdoor wall lanterns, a two-light outdoor wall lantern, a two-light, outdoor post lantern and a two-light outdoor ceiling flush mount. The fixtures with Frosted glass are also available in an ENERGY STAR-qualified LED version, and the one-light fixtures with Clear Beveled glass can easily convert to LED by purchasing LED replacement lamps sold separately. | OUTDOOR | Wynfield | Outdoor Lighting | Black | 12 | Die Cast Aluminum | Frosted Glass |  |  |  | 1 Medium A19 9.3w |  | 1 | Yes | [14 empty] | 0 | [12 empty] | 44.5 | 89 | 133.5 | D:6 1/8'' H:18 1/2'' |  | 6.125 |  |  | 18.5 | Post Mount | [6 empty] | No |  | No | [22 empty] | D:3 5/16'' H:3 1/2'' Round |  |  | 6.5 | Black/White |  |  | Hardwired | 0 | 0 | 0 | 1 | 1 | 0 | 0 | 0 | 0 | 0 | 0 | 785652082849 | [16 empty] | cETL Wet | WYNFIELD 1L POST MOUNT-12 | Small One Light Outdoor Post Lantern |  | 89202EN3-12.jpg | 89202EN3.jpg
89204BL-821 | Single Light Outdoor Wall | The Wynfield collection by Sea Gull Lighting complements classical home designs with its soft curves and colonial accents. A Black Powdercoat finish over a durable cast aluminum body adds dependable quality to an enduring style. Either Frosted glass or Clear Beveled glass give the fixtures distinct appeal. The assortment includes small, medium and large one-light outdoor wall lanterns, a two-light outdoor wall lantern, a two-light, outdoor post lantern and a two-light outdoor ceiling flush mount. The fixtures with Frosted glass are also available in an ENERGY STAR-qualified LED version, and the one-light fixtures with Clear Beveled glass can easily convert to LED by purchasing LED replacement lamps sold separately. | Outdoor Wall Lantern | Wynfield | Builder Exclusive (Custom Select) | Tawny Bronze | 821 | Glass |  |  |  |  | 1 GU24 Self Ballasted CFL 26w |  | 1 | Yes | [14 empty] | 0 | [12 empty] | 107.75 | 215.5 | 323.25 | W:10 3/4'' H:32'' E:13 3/4'' |  |  |  | 10.75 | 32 | Cap Nuts |  |  |  |  | 13.75 |  | No |  | No | [21 empty] | DP:1'' W:5 1/2'' H:16'' OB UP:21 1/2'' OB DOWN:10 1/2'' |  |  |  | 6.5 |  |  | N/A | Hardwired | 0 | 0 | 1 | 0 | 1 | 0 | 0 | 0 | 0 | 0 | 0 | 785652892066 | 16.5 | 13.5 | 28 | 15.5 | 3.609 | [11 empty] | cETL Wet | Fluorescent One Light Outdoor Wall Lantern in Tawny Bronze Finish | One Light Outdoor Wall Lantern |  | 89204BL-821.jpg | 89204BL.jpg
89231-12 | One Light Outdoor Post Lantern | There is real curb appeal in the design details of the Herrington outdoor lighting collection by Sea Gull Lighting. Traditional elements are updated with contemporary lines with a sense of Asian-inspired styling. In a classic Black finish, the assortment is offered in both Clear Seeded and Etched White glass and includes a small and large one-light outdoor wall lanterns, a one-light outdoor pendant, a one-light outdoor post lantern and a two-light outdoor ceiling flush mount. Herrington is available in incandescent and ENERGY STAR-qualified LED models (Etched White Glass fixtures only), and all fixtures can easily convert to LED by purchasing LED replacement lamps sold separately. | OUTDOOR | Herrington | Outdoor Lighting | Black | 12 | Aluminum | Etched / White Inside Glass | L:3.1875" W:5.09375" H:6.25" |  |  | 1 Medium A19 100w |  | 1 | No | [14 empty] | 0 | [12 empty] | 32.48 | N/A | 97.44 | L:7 1/4'' W:7 1/4'' H:16 1/2'' | 3.4 |  | 7.25 | 7.25 | 16.5 | Post | [6 empty] | No |  | No | [25 empty] | 6.5 |  |  |  | Hardwired | 0 | 0 | 0 | 0 | 1 | 0 | 0 | 1 | 0 | 0 | 0 | 785652024788 | 16.75 | 9.5 | 9 | 4.3 | 0.829 | 175 | Yes | [9 empty] | cETL Wet | HERRINGTON 1L POST-12 | One Light Outdoor Post Lantern |  | 89231BL-12.jpg | 89231BL.jpg
89231EN3-12 | One Light Outdoor Post Lantern | There is real curb appeal in the design details of the Herrington outdoor lighting collection by Sea Gull Lighting. Traditional elements are updated with contemporary lines with a sense of Asian-inspired styling. In a classic Black finish, the assortment is offered in both Clear Seeded and Etched White glass and includes a small and large one-light outdoor wall lanterns, a one-light outdoor pendant, a one-light outdoor post lantern and a two-light outdoor ceiling flush mount. Herrington is available in incandescent and ENERGY STAR-qualified LED models (Etched White Glass fixtures only), and all fixtures can easily convert to LED by purchasing LED replacement lamps sold separately. | OUTDOOR | Herrington | Outdoor Lighting | Black | 12 | Aluminum | Etched / White Inside Glass | L:3.1875" W:5.09375" H:6.25" |  |  | 1 Medium A19 9.3w |  | 1 | Yes | [14 empty] | 0 | [12 empty] | 39.98 | N/A | 119.94 | L:7 1/4'' W:7 1/4'' H:16 1/2'' | 3.4 |  | 7.25 | 7.25 | 16.5 | Post | [6 empty] | No |  | No | [25 empty] | 6.5 | Black/White |  |  | Hardwired | 0 | 0 | 0 | 1 | 1 | 0 | 0 | 0 | 0 | 0 | 0 | 785652053252 | 16.75 | 9.5 | 9 | 4.3 | 0.829 | 175 | Yes | [9 empty] | cETL Wet | HERRINGTON 1L POST-12 | One Light Outdoor Post Lantern |  | 89231EN3-12.jpg | 89231.jpg
89273-46 | One Light Outdoor Wall Lantern | The Chatham outdoor lighting collection by Sea Gull Lighting offers a timeless, traditional design with a classic window pane detailing over Frosted Seeded glass or Clear Seeded glass, and crowed with a cupola atop the dramatic mansard roofline. Offered in either a Weathered Copper finish or an Oxidized Bronze finish, the assortment includes a small one-light outdoor wall lantern (available in a Dark Sky version too), a large one-light outdoor wall lantern (available in a Dark Sky version too), a large two-light outdoor wall lantern, one-light or two-light outdoor post lanterns, as well as one-light or two-light outdoor pendants. Both incandescent lamping and ENERGY STAR-qualified LED lamping are available for all of the fixtures, and all incandescent fixtures can convert to LED by purchasing LED replacement lamps sold separately. | OUTDOOR | Chatham | Outdoor Lighting | Oxidized Bronze | 46 | Brass | Frosted Seeded Glass |  |  |  | 1 Medium A19 100w |  | 1 | No | [14 empty] | 0 | [12 empty] | 182.48 | 364.96 | 547.44 | L:9 1/4'' W:9 1/4'' H:21'' E:10'' | 6.9 |  | 9.25 | 9.25 | 21 | Cap Nuts |  |  |  |  | 10 |  | No |  | No | [21 empty] | DP:5/8'' W:4 3/4'' H:8'' OB UP:8 1/2'' OB DOWN:12 1/2'' |  |  |  | 6.5 |  |  | N/A | Hardwired | 0 | 0 | 0 | 0 | 1 | 0 | 0 | 1 | 0 | 0 | 0 | 785652025228 | 24.75 | 14 | 13 | 8.2 | 2.607 | 250 | Yes | [8 empty] | ETL Wet | cETL Wet | CHATHAM 1L LANTERN-46 | One Light Outdoor Wall Lantern |  | 89273BLE-46.jpg | 846391S.jpg
89273EN3-46 | One Light Outdoor Wall Lantern | The Chatham outdoor lighting collection by Sea Gull Lighting offers a timeless, traditional design with a classic window pane detailing over Frosted Seeded glass or Clear Seeded glass, and crowed with a cupola atop the dramatic mansard roofline. Offered in either a Weathered Copper finish or an Oxidized Bronze finish, the assortment includes a small one-light outdoor wall lantern (available in a Dark Sky version too), a large one-light outdoor wall lantern (available in a Dark Sky version too), a large two-light outdoor wall lantern, one-light or two-light outdoor post lanterns, as well as one-light or two-light outdoor pendants. Both incandescent lamping and ENERGY STAR-qualified LED lamping are available for all of the fixtures, and all incandescent fixtures can convert to LED by purchasing LED replacement lamps sold separately. | OUTDOOR | Chatham | Outdoor Lighting | Oxidized Bronze | 46 | Brass | Frosted Seeded Glass |  |  |  | 1 Medium A19 9.3w |  | 1 | Yes | [14 empty] | 0 | [12 empty] | 192.48 | 384.96 | 577.44 | L:9 1/4'' W:9 1/4'' H:21'' E:10'' | 6.9 |  | 9.25 | 9.25 | 21 | Cap Nuts |  |  |  |  | 10 |  | No |  | No | [21 empty] | DP:5/8'' W:4 3/4'' H:8'' OB UP:8 1/2'' OB DOWN:12 1/2'' |  |  |  | 6.5 | Black/White |  | N/A | Hardwired | 0 | 0 | 0 | 1 | 1 | 0 | 0 | 0 | 0 | 0 | 0 | 785652044908 | 23.75 | 13.75 | 13 | 8.25 | 2.457 | 250 | Yes | [8 empty] | ETL Wet | cETL Wet | CHATHAM 1L LANTERN-46 | One Light Outdoor Wall Lantern |  | 89273EN3-46.jpg | 8462.jpg
89298EN3-71 | One Light Outdoor Post Lantern | Create a warm and inviting welcome day or night with the pagoda-inspired, transitional styling of the Hermitage outdoor lighting collection by Sea Gull Lighting offered in three, rich combinations -- Antique Bronze with Frosted glass (available with incandescent or ENERGY STAR-qualified LED lamping), Antique Bronze with Clear glass or Antique Brushed Nickel with Clear glass (some of which can easily convert to LED by purchasing LED replacement lamps sold separately). The assortment includes a small one-light outdoor wall lantern, a large one-light outdoor wall lantern, a three-light outdoor wall lantern, a three-light outdoor pendant and a three-light outdoor post lantern. | OUTDOOR | Hermitage | Outdoor Lighting | Antique Bronze | 71 | Aluminum | Frosted Glass | D:8.125" |  |  | 1 Medium A19 9.3w |  | 1 | Yes | [14 empty] | 0 | [12 empty] | 179.95 | 359.9 | 539.85 | D:11'' H:20 1/4'' | 7.75 | 11 |  |  | 20.25 | Other | [6 empty] | No |  | No | [25 empty] | 6.5 | Black/White |  | N/A | Hardwired | 0 | 0 | 0 | 1 | 1 | 0 | 0 | 0 | 0 | 0 | 0 | 785652062155 | 23.25 | 13.75 | 13.5 | 8.7 | 2.498 | 250 | Yes | [8 empty] | ETL Wet | cETL Wet | HERMITAGE 1L POST-71 | One Light Outdoor Post Lantern |  | 89298EN3-71.jpg | 89298.jpg
8938701-12 | Medium One Light Downlight Outdoor Wall Lantern | The Sevier outdoor collection by Sea Gull Lighting brings timeless design to new heights with its traditional design details found in classic outdoor fixtures as well as an open bottom for easy maintenance. Made of durable cast aluminum, a multi-level crown, top finial and stepped-edge back plate complete the traditional look. Offered in Antique Bronze or Black finish, both with Clear glass, the collection includes a one-light outdoor pendant, one-light post lantern, a large one-light uplight outdoor wall lantern, a small one-light uplight outdoor wall lantern, a small one-light downlight outdoor wall lantern, and a large one-light downlight outdoor wall lantern. | OUTDOOR | Sevier | Outdoor Lighting | Black | 12 |  | Clear Glass | L:3.125" W:0.125" H:7.125" |  |  | 1 Medium A19 100w |  | 1 | No | [14 empty] | 0 | [12 empty] | 54.5 | 109 | 163.5 | W:8 1/8'' H:15 7/8'' E:8 1/2'' |  |  |  | 8.125 | 15.875 | Cap Nuts |  |  |  |  | 8.5 |  | No |  | No | [21 empty] | DP:1'' W:5 1/4'' H:6 1/2'' OB UP:3 1/4'' |  |  |  | 6.5 | Black/White |  |  | Hardwired | 0 | 0 | 0 | 0 | 1 | 0 | 0 | 1 | 0 | 0 | 0 | 785652078620 | [16 empty] | cETL Wet | SEVIER 1L LANTERN-12 | Medium One Light Downlight Outdoor Wall Lantern |  | 8938701-12.jpg | 8938701.jpg
8938701-71 | Medium One Light Downlight Outdoor Wall Lantern | The Sevier outdoor collection by Sea Gull Lighting brings timeless design to new heights with its traditional design details found in classic outdoor fixtures as well as an open bottom for easy maintenance. Made of durable cast aluminum, a multi-level crown, top finial and stepped-edge back plate complete the traditional look. Offered in Antique Bronze or Black finish, both with Clear glass, the collection includes a one-light outdoor pendant, one-light post lantern, a large one-light uplight outdoor wall lantern, a small one-light uplight outdoor wall lantern, a small one-light downlight outdoor wall lantern, and a large one-light downlight outdoor wall lantern. | OUTDOOR | Sevier | Outdoor Lighting | Antique Bronze | 71 |  | Clear Glass | L:3.125" W:0.125" H:7.125" |  |  | 1 Medium A19 100w |  | 1 | No | [14 empty] | 0 | [12 empty] | 54.5 | 109 | 163.5 | W:8 1/8'' H:15 7/8'' E:8 1/2'' |  |  |  | 8.125 | 15.875 | Cap Nuts |  |  |  |  | 8.5 |  | No |  | No | [21 empty] | DP:1'' W:5 1/4'' H:6 1/2'' OB UP:3 1/4'' |  |  |  | 6.5 | Black/White |  |  | Hardwired | 0 | 0 | 0 | 0 | 1 | 0 | 0 | 1 | 0 | 0 | 0 | 785652078637 | [16 empty] | cETL Wet | SEVIER 1L LANTERN-71 | Medium One Light Downlight Outdoor Wall Lantern |  | 8938701-71.jpg | 8938701.jpg
8938751-12 | Medium One Light Downlight Outdoor Wall Lantern | The Sevier outdoor collection by Sea Gull Lighting brings timeless design to new heights with its traditional design details found in classic outdoor fixtures as well as an open bottom for easy maintenance. Made of durable cast aluminum, a multi-level crown, top finial and stepped-edge back plate complete the traditional look. Offered in Antique Bronze or Black finish, both with Clear glass, the collection includes a one-light outdoor pendant, one-light post lantern, a large one-light uplight outdoor wall lantern, a small one-light uplight outdoor wall lantern, a small one-light downlight outdoor wall lantern, and a large one-light downlight outdoor wall lantern. | OUTDOOR | Sevier | Outdoor Lighting | Black | 12 |  | Satin Etched Glass | L:3.125" W:0.125" H:7.125" |  |  | 1 Medium A19 100w |  | 1 | No | [14 empty] | 0 | [12 empty] | 54.5 | 109 | 163.5 | W:8 1/8'' H:15 7/8'' E:8 1/2'' |  |  |  | 8.125 | 15.875 | Cap Nuts |  |  |  |  | 8.5 |  | No |  | No | [21 empty] | DP:1'' W:5 1/4'' H:6 1/2'' OB UP:3 1/4'' |  |  |  | 6.5 | Black/White |  |  | Hardwired | 0 | 0 | 0 | 0 | 1 | 0 | 0 | 1 | 0 | 0 | 0 | 785652078644 | [16 empty] | cETL Wet | SEVIER 1L LANTERN-12 | Medium One Light Downlight Outdoor Wall Lantern |  | 8938751-12.jpg | 8938751.jpg
8938751-71 | Medium One Light Downlight Outdoor Wall Lantern | The Sevier outdoor collection by Sea Gull Lighting brings timeless design to new heights with its traditional design details found in classic outdoor fixtures as well as an open bottom for easy maintenance. Made of durable cast aluminum, a multi-level crown, top finial and stepped-edge back plate complete the traditional look. Offered in Antique Bronze or Black finish, both with Clear glass, the collection includes a one-light outdoor pendant, one-light post lantern, a large one-light uplight outdoor wall lantern, a small one-light uplight outdoor wall lantern, a small one-light downlight outdoor wall lantern, and a large one-light downlight outdoor wall lantern. | OUTDOOR | Sevier | Outdoor Lighting | Antique Bronze | 71 |  | Satin Etched Glass | L:3.125" W:0.125" H:7.125" |  |  | 1 Medium A19 100w |  | 1 | No | [14 empty] | 0 | [12 empty] | 54.5 | 109 | 163.5 | W:8 1/8'' H:15 7/8'' E:8 1/2'' |  |  |  | 8.125 | 15.875 | Cap Nuts |  |  |  |  | 8.5 |  | No |  | No | [21 empty] | DP:1'' W:5 1/4'' H:6 1/2'' OB UP:3 1/4'' |  |  |  | 6.5 | Black/White |  |  | Hardwired | 0 | 0 | 0 | 0 | 1 | 0 | 0 | 1 | 0 | 0 | 0 | 785652078651 | [16 empty] | cETL Wet | SEVIER 1L LANTERN-71 | Medium One Light Downlight Outdoor Wall Lantern |  | 8938751-71.jpg | 8938751.jpg
8938751EN3-12 | Medium One Light Downlight Outdoor Wall Lantern | The Sevier outdoor collection by Sea Gull Lighting brings timeless design to new heights with its traditional design details found in classic outdoor fixtures as well as an open bottom for easy maintenance. Made of durable cast aluminum, a multi-level crown, top finial and stepped-edge back plate complete the traditional look. Offered in Antique Bronze or Black finish, both with Clear glass, the collection includes a one-light outdoor pendant, one-light post lantern, a large one-light uplight outdoor wall lantern, a small one-light uplight outdoor wall lantern, a small one-light downlight outdoor wall lantern, and a large one-light downlight outdoor wall lantern. | OUTDOOR | Sevier | Outdoor Lighting | Black | 12 |  | Satin Etched Glass | L:3.125" W:0.125" H:7.125" |  |  | 1 Medium A19 9.3w |  | 1 | Yes | [14 empty] | 0 | [12 empty] | 59.5 | 119 | 178.5 | W:8 1/8'' H:15 7/8'' E:8 1/2'' |  |  |  | 8.125 | 15.875 | Cap Nuts |  |  |  |  | 8.5 |  | No |  | No | [21 empty] | DP:1'' W:5 1/4'' H:6 1/2'' OB UP:3 1/4'' |  |  |  | 6.5 | Black/White |  |  | Hardwired | 0 | 0 | 0 | 1 | 1 | 0 | 0 | 0 | 0 | 0 | 0 | 785652082924 | [16 empty] | cETL Wet | SEVIER 1L LANTERN-12 | Medium One Light Downlight Outdoor Wall Lantern |  | 8938751EN3-12.jpg | 8938751EN3.jpg
8938751EN3-71 | Medium One Light Downlight Outdoor Wall Lantern | The Sevier outdoor collection by Sea Gull Lighting brings timeless design to new heights with its traditional design details found in classic outdoor fixtures as well as an open bottom for easy maintenance. Made of durable cast aluminum, a multi-level crown, top finial and stepped-edge back plate complete the traditional look. Offered in Antique Bronze or Black finish, both with Clear glass, the collection includes a one-light outdoor pendant, one-light post lantern, a large one-light uplight outdoor wall lantern, a small one-light uplight outdoor wall lantern, a small one-light downlight outdoor wall lantern, and a large one-light downlight outdoor wall lantern. | OUTDOOR | Sevier | Outdoor Lighting | Antique Bronze | 71 |  | Satin Etched Glass | L:3.125" W:0.125" H:7.125" |  |  | 1 Medium A19 9.3w |  | 1 | Yes | [14 empty] | 0 | [12 empty] | 59.5 | 119 | 178.5 | W:8 1/8'' H:15 7/8'' E:8 1/2'' |  |  |  | 8.125 | 15.875 | Cap Nuts |  |  |  |  | 8.5 |  | No |  | No | [21 empty] | DP:1'' W:5 1/4'' H:6 1/2'' OB UP:3 1/4'' |  |  |  | 6.5 | Black/White |  |  | Hardwired | 0 | 0 | 0 | 1 | 1 | 0 | 0 | 0 | 0 | 0 | 0 | 785652082931 | [16 empty] | cETL Wet | SEVIER 1L LANTERN-71 | Medium One Light Downlight Outdoor Wall Lantern |  | 8938751EN3-71.jpg | 8938751EN3.jpg
89805-12 | One Light Outdoor Wall Lantern | Bayside outdoor lighting fixtures from Sea Gull Lighting are crafted from high quality and durable polycarbonate for efficient design and long-lasting endurance. Bayside features incandescent and ENERGY STAR-qualified LED lighting fixtures. Offered in White Polycarbonate and Black Polycarbonate, the assortment includes five sizes of wall and/or ceiling mount enclosed fixtures, all of which come with Frosted Ribbed diffusers. Several styles can be mounted vertically or horizontally. Several styles are also ADA Compliant. | OUTDOOR | Bayside | Outdoor Lighting | Black | 12 | Polycarbonate |  |  |  | Frosted Ribbed Polycarbonate | 1 Medium A19 60w |  | 1 | No | [14 empty] | 0 | [12 empty] | 32.98 | 65.96 | 98.94 | W:10'' H:5'' E:4'' | 1.3 |  |  | 10 | 5 | Single Cap Nut |  |  |  |  | 4 |  | No |  | No | [21 empty] | OB UP:2 1/2'' Oval |  |  |  | 6.5 | Black/White |  |  | Hardwired | 1 | 0 | 0 | 0 | 1 | 0 | 0 | 1 | 0 | 0 | 0 | 785652040474 | 9.75 | 8.5 | 8.25 | 1.6 | 0.396 | 175 | Yes | 6 | 10785652040471 | 25.75 | 17.5 | 10.75 | 11.4 | 2.803 | Yes | UL Wet | cUL Wet | BAYSIDE 1L WALL LANTERN-12 | One Light Outdoor Wall Lantern |  | 89805BLE-12.jpg | 89805BLE.jpg
89805-15 | One Light Outdoor Wall Lantern | Bayside outdoor lighting fixtures from Sea Gull Lighting are crafted from high quality and durable polycarbonate for efficient design and long-lasting endurance. Bayside features incandescent and ENERGY STAR-qualified LED lighting fixtures. Offered in White Polycarbonate and Black Polycarbonate, the assortment includes five sizes of wall and/or ceiling mount enclosed fixtures, all of which come with Frosted Ribbed diffusers. Several styles can be mounted vertically or horizontally. Several styles are also ADA Compliant. | OUTDOOR | Bayside | Outdoor Lighting | White | 15 | Polycarbonate |  |  |  | Frosted Ribbed Polycarbonate | 1 Medium A19 60w |  | 1 | No | [14 empty] | 0 | [12 empty] | 32.98 | 65.96 | 98.94 | W:10'' H:5'' E:4'' | 1.3 |  |  | 10 | 5 | Single Cap Nut |  |  |  |  | 4 |  | No |  | No | [21 empty] | OB UP:2 1/2'' Oval |  |  |  | 6.5 | Black/White |  |  | Hardwired | 1 | 0 | 0 | 0 | 1 | 0 | 0 | 1 | 0 | 0 | 0 | 785652040481 | 9.75 | 8.5 | 8.25 | 1.6 | 0.396 | 175 | Yes | 6 | 10785652040488 | 25.75 | 17.5 | 10.75 | 11.4 | 2.803 | Yes | UL Wet | cUL Wet | BAYSIDE 1L WALL LANTERN-15 | One Light Outdoor Wall Lantern |  | 89805BLE-15.jpg | 89805.jpg
89805EN3-12 | One Light Outdoor Wall Lantern | Bayside outdoor lighting fixtures from Sea Gull Lighting are crafted from high quality and durable polycarbonate for efficient design and long-lasting endurance. Bayside features incandescent and ENERGY STAR-qualified LED lighting fixtures. Offered in White Polycarbonate and Black Polycarbonate, the assortment includes five sizes of wall and/or ceiling mount enclosed fixtures, all of which come with Frosted Ribbed diffusers. Several styles can be mounted vertically or horizontally. Several styles are also ADA Compliant. | OUTDOOR | Bayside | Outdoor Lighting | Black | 12 | Polycarbonate |  |  |  | Frosted Ribbed Polycarbonate | 1 Medium A19 9.3w |  | 1 | Yes | [14 empty] | 0 | [12 empty] | 38.98 | 77.96 | 116.94 | W:10'' H:5'' E:4'' | 1.3 |  |  | 10 | 5 | Single Cap Nut |  |  |  |  | 4 |  | No |  | No | [21 empty] | OB UP:2 1/2'' Oval |  |  |  | 6.5 | Black/White |  |  | Hardwired | 1 | 0 | 0 | 1 | 1 | 0 | 0 | 0 | 0 | 0 | 0 | 785652053269 | 9.75 | 8.5 | 8.25 | 1.6 | 0.396 | 175 | Yes | 6 | 10785652053266 | 25.75 | 17.5 | 10.75 | 11.4 | 2.803 | Yes | UL Wet | cUL Wet | BAYSIDE 1L WALL LANTERN-12 | One Light Outdoor Wall Lantern |  | 89805EN3-12.jpg | 89805.jpg
89805EN3-15 | One Light Outdoor Wall Lantern | Bayside outdoor lighting fixtures from Sea Gull Lighting are crafted from high quality and durable polycarbonate for efficient design and long-lasting endurance. Bayside features incandescent and ENERGY STAR-qualified LED lighting fixtures. Offered in White Polycarbonate and Black Polycarbonate, the assortment includes five sizes of wall and/or ceiling mount enclosed fixtures, all of which come with Frosted Ribbed diffusers. Several styles can be mounted vertically or horizontally. Several styles are also ADA Compliant. | OUTDOOR | Bayside | Outdoor Lighting | White | 15 | Polycarbonate |  |  |  | Frosted Ribbed Polycarbonate | 1 Medium A19 9.3w |  | 1 | Yes | [14 empty] | 0 | [12 empty] | 38.98 | 77.96 | 116.94 | W:10'' H:5'' E:4'' | 1.3 |  |  | 10 | 5 | Single Cap Nut |  |  |  |  | 4 |  | No |  | No | [21 empty] | OB UP:2 1/2'' Oval |  |  |  | 6.5 | Black/White |  |  | Hardwired | 1 | 0 | 0 | 1 | 1 | 0 | 0 | 0 | 0 | 0 | 0 | 785652053276 | 9.75 | 8.5 | 8.25 | 1.6 | 0.396 | 175 | Yes | 6 | 10785652053273 | 25.75 | 17.5 | 10.75 | 11.4 | 2.803 | Yes | UL Wet | cUL Wet | BAYSIDE 1L WALL LANTERN-15 | One Light Outdoor Wall Lantern |  | 89805EN3-15.jpg | 8980.jpg
89806-12 | One Light Outdoor Wall Lantern | Bayside outdoor lighting fixtures from Sea Gull Lighting are crafted from high quality and durable polycarbonate for efficient design and long-lasting endurance. Bayside features incandescent and ENERGY STAR-qualified LED lighting fixtures. Offered in White Polycarbonate and Black Polycarbonate, the assortment includes five sizes of wall and/or ceiling mount enclosed fixtures, all of which come with Frosted Ribbed diffusers. Several styles can be mounted vertically or horizontally. Several styles are also ADA Compliant. | OUTDOOR | Bayside | Outdoor Lighting | Black | 12 | Polycarbonate |  |  |  | Frosted Ribbed Polycarbonate | 1 Medium A19 60w |  | 1 | No | [14 empty] | 0 | [12 empty] | 31.98 | 63.96 | 95.94 | W:10'' H:5'' E:4'' | 1.3 |  |  | 10 | 5 | Single Cap Nut |  |  |  |  | 4 |  | No |  | No | [21 empty] | OB UP:2 1/2'' Oval |  |  |  | 6.5 | Black/White |  |  | Hardwired | 1 | 0 | 0 | 0 | 1 | 0 | 0 | 1 | 0 | 0 | 0 | 785652040498 | 9.75 | 8.5 | 8.5 | 1.5 | 0.408 | 250 | Yes | 6 | 10785652040495 | 25.75 | 17.5 | 10.75 | 10.7 | 2.803 | Yes | UL Wet | cUL Wet | BAYSIDE 1L WALL LANTERN-12 | One Light Outdoor Wall Lantern |  | 89806BLE-12.jpg | 89806.jpg
89806-15 | One Light Outdoor Wall Lantern | Bayside outdoor lighting fixtures from Sea Gull Lighting are crafted from high quality and durable polycarbonate for efficient design and long-lasting endurance. Bayside features incandescent and ENERGY STAR-qualified LED lighting fixtures. Offered in White Polycarbonate and Black Polycarbonate, the assortment includes five sizes of wall and/or ceiling mount enclosed fixtures, all of which come with Frosted Ribbed diffusers. Several styles can be mounted vertically or horizontally. Several styles are also ADA Compliant. | OUTDOOR | Bayside | Outdoor Lighting | White | 15 | Polycarbonate |  |  |  | Frosted Ribbed Polycarbonate | 1 Medium A19 60w |  | 1 | No | [14 empty] | 0 | [12 empty] | 31.98 | 63.96 | 95.94 | W:10'' H:5'' E:4'' | 1.3 |  |  | 10 | 5 | Single Cap Nut |  |  |  |  | 4 |  | No |  | No | [21 empty] | OB UP:2 1/2'' Oval |  |  |  | 6.5 | Black/White |  |  | Hardwired | 1 | 0 | 0 | 0 | 1 | 0 | 0 | 1 | 0 | 0 | 0 | 785652040504 | 9.75 | 8.5 | 8.5 | 1.5 | 0.408 | 250 | Yes | 6 | 10785652040501 | 25.75 | 17.5 | 10.75 | 10.7 | 2.803 | Yes | UL Wet | cUL Wet | BAYSIDE 1L WALL LANTERN-15 | One Light Outdoor Wall Lantern |  | 89806BLE-15.jpg | 89806.jpg
89806EN3-12 | One Light Outdoor Wall Lantern | Bayside outdoor lighting fixtures from Sea Gull Lighting are crafted from high quality and durable polycarbonate for efficient design and long-lasting endurance. Bayside features incandescent and ENERGY STAR-qualified LED lighting fixtures. Offered in White Polycarbonate and Black Polycarbonate, the assortment includes five sizes of wall and/or ceiling mount enclosed fixtures, all of which come with Frosted Ribbed diffusers. Several styles can be mounted vertically or horizontally. Several styles are also ADA Compliant. | OUTDOOR | Bayside | Outdoor Lighting | Black | 12 | Polycarbonate |  |  |  | Frosted Ribbed Polycarbonate | 1 Medium A19 9.3w |  | 1 | Yes | [14 empty] | 0 | [12 empty] | 37.98 | 75.96 | 113.94 | W:10'' H:5'' E:4'' | 1.3 |  |  | 10 | 5 | Single Cap Nut |  |  |  |  | 4 |  | No |  | No | [21 empty] | OB UP:2 1/2'' Oval |  |  |  | 6.5 | Black/White |  |  | Hardwired | 1 | 0 | 0 | 1 | 1 | 0 | 0 | 0 | 0 | 0 | 0 | 785652053283 | 9.75 | 8.5 | 8.5 | 1.5 | 0.408 | 250 | Yes | 6 | 10785652053280 | 25.75 | 17.5 | 10.75 | 10.7 | 2.803 | Yes | UL Wet | cUL Wet | BAYSIDE 1L WALL LANTERN-12 | One Light Outdoor Wall Lantern |  | 89806EN3-12.jpg | 89806.jpg
89806EN3-15 | One Light Outdoor Wall Lantern | Bayside outdoor lighting fixtures from Sea Gull Lighting are crafted from high quality and durable polycarbonate for efficient design and long-lasting endurance. Bayside features incandescent and ENERGY STAR-qualified LED lighting fixtures. Offered in White Polycarbonate and Black Polycarbonate, the assortment includes five sizes of wall and/or ceiling mount enclosed fixtures, all of which come with Frosted Ribbed diffusers. Several styles can be mounted vertically or horizontally. Several styles are also ADA Compliant. | OUTDOOR | Bayside | Outdoor Lighting | White | 15 | Polycarbonate |  |  |  | Frosted Ribbed Polycarbonate | 1 Medium A19 9.3w |  | 1 | Yes | [14 empty] | 0 | [12 empty] | 37.98 | 75.96 | 113.94 | W:10'' H:5'' E:4'' | 1.3 |  |  | 10 | 5 | Single Cap Nut |  |  |  |  | 4 |  | No |  | No | [21 empty] | OB UP:2 1/2'' Oval |  |  |  | 6.5 | Black/White |  |  | Hardwired | 1 | 0 | 0 | 1 | 1 | 0 | 0 | 0 | 0 | 0 | 0 | 785652053290 | 9.75 | 8.5 | 8.5 | 1.5 | 0.408 | 250 | Yes | 6 | 10785652053297 | 25.75 | 17.5 | 10.75 | 10.7 | 2.803 | Yes | UL Wet | cUL Wet | BAYSIDE 1L WALL LANTERN-15 | One Light Outdoor Wall Lantern |  | 89806EN3-15.jpg | 89806.jpg
89807-12 | One Light Outdoor Wall / Ceiling Mount | Bayside outdoor lighting fixtures from Sea Gull Lighting are crafted from high quality and durable polycarbonate for efficient design and long-lasting endurance. Bayside features incandescent and ENERGY STAR-qualified LED lighting fixtures. Offered in White Polycarbonate and Black Polycarbonate, the assortment includes five sizes of wall and/or ceiling mount enclosed fixtures, all of which come with Frosted Ribbed diffusers. Several styles can be mounted vertically or horizontally. Several styles are also ADA Compliant. | OUTDOOR | Bayside | Outdoor Lighting | Black | 12 | Polycarbonate |  |  |  | Frosted Ribbed Polycarbonate | 1 Medium A19 75w |  | 1 | No | [14 empty] | 0 | [12 empty] | 40.48 | 80.96 | 121.44 | D:10'' H:5'' E:5'' | 1.8 | 10 |  |  | 5 | Cap Nuts |  |  |  |  | 5 |  | No |  | No | [21 empty] | OB UP:5'' Round |  |  |  | 6.5 | Black/White |  |  | Hardwired | 0 | 0 | 0 | 0 | 1 | 0 | 0 | 1 | 0 | 0 | 1 | 785652040528 | 10.5 | 10.75 | 6.25 | 2.2 | 0.408 | 175 | Yes | 12 | 10785652040525 | 22.75 | 19 | 22 | 29.2 | 5.503 | Yes | UL Wet | cUL Wet | BAYSIDE 1L WALL / CEILING-12 | One Light Outdoor Wall / Ceiling Mount |  | 89807BLE-12.jpg | 89807.jpg
89807-15 | One Light Outdoor Wall / Ceiling Mount | Bayside outdoor lighting fixtures from Sea Gull Lighting are crafted from high quality and durable polycarbonate for efficient design and long-lasting endurance. Bayside features incandescent and ENERGY STAR-qualified LED lighting fixtures. Offered in White Polycarbonate and Black Polycarbonate, the assortment includes five sizes of wall and/or ceiling mount enclosed fixtures, all of which come with Frosted Ribbed diffusers. Several styles can be mounted vertically or horizontally. Several styles are also ADA Compliant. | OUTDOOR | Bayside | Outdoor Lighting | White | 15 | Polycarbonate |  |  |  | Frosted Ribbed Polycarbonate | 1 Medium A19 75w |  | 1 | No | [14 empty] | 0 | [12 empty] | 40.48 | 80.96 | 121.44 | D:10'' H:5'' E:5'' | 1.8 | 10 |  |  | 5 | Cap Nuts |  |  |  |  | 5 |  | No |  | No | [21 empty] | OB UP:5'' Round |  |  |  | 6.5 | Black/White |  |  | Hardwired | 0 | 0 | 0 | 0 | 1 | 0 | 0 | 1 | 0 | 0 | 1 | 785652040535 | 10.5 | 10.75 | 6.25 | 2.2 | 0.408 | 175 | Yes | 12 | 10785652040532 | 22.75 | 19 | 22 | 29.2 | 5.503 | Yes | UL Wet | cUL Wet | BAYSIDE 1L WALL LANTERN-15 | One Light Outdoor Wall / Ceiling Mount |  | 89807-15.jpg | 89807.jpg
89807EN3-12 | One Light Outdoor Wall / Ceiling Mount | Bayside outdoor lighting fixtures from Sea Gull Lighting are crafted from high quality and durable polycarbonate for efficient design and long-lasting endurance. Bayside features incandescent and ENERGY STAR-qualified LED lighting fixtures. Offered in White Polycarbonate and Black Polycarbonate, the assortment includes five sizes of wall and/or ceiling mount enclosed fixtures, all of which come with Frosted Ribbed diffusers. Several styles can be mounted vertically or horizontally. Several styles are also ADA Compliant. | OUTDOOR | Bayside | Outdoor Lighting | Black | 12 | Polycarbonate |  |  |  | Frosted Ribbed Polycarbonate | 1 Medium A19 9.3w |  | 1 | Yes | [14 empty] | 0 | [12 empty] | 46.48 | 92.96 | 139.44 | D:10'' H:5'' E:5'' | 1.8 | 10 |  |  | 5 | Cap Nuts |  |  |  |  | 5 |  | No |  | No | [21 empty] | OB UP:5'' Round |  |  |  | 6.5 | Black/White |  |  | Hardwired | 0 | 0 | 0 | 1 | 1 | 0 | 0 | 0 | 0 | 0 | 1 | 785652053306 | 10.5 | 10.75 | 6.25 | 2.2 | 0.408 | 175 | Yes | 12 | 10785652053303 | 22.75 | 19 | 22 | 29.2 | 5.503 | Yes | UL Wet | cUL Wet | BAYSIDE 1L WALL / CEILING-12 | One Light Outdoor Wall / Ceiling Mount |  | 89807EN3-12.jpg | 89807.jpg
89807EN3-15 | One Light Outdoor Wall / Ceiling Mount | Bayside outdoor lighting fixtures from Sea Gull Lighting are crafted from high quality and durable polycarbonate for efficient design and long-lasting endurance. Bayside features incandescent and ENERGY STAR-qualified LED lighting fixtures. Offered in White Polycarbonate and Black Polycarbonate, the assortment includes five sizes of wall and/or ceiling mount enclosed fixtures, all of which come with Frosted Ribbed diffusers. Several styles can be mounted vertically or horizontally. Several styles are also ADA Compliant. | OUTDOOR | Bayside | Outdoor Lighting | White | 15 | Polycarbonate |  |  |  | Frosted Ribbed Polycarbonate | 1 Medium A19 9.3w |  | 1 | Yes | [14 empty] | 0 | [12 empty] | 46.48 | 92.96 | 139.44 | D:10'' H:5'' E:5'' | 1.8 | 10 |  |  | 5 | Cap Nuts |  |  |  |  | 5 |  | No |  | No | [21 empty] | OB UP:5'' Round |  |  |  | 6.5 | Black/White |  |  | Hardwired | 0 | 0 | 0 | 1 | 1 | 0 | 0 | 0 | 0 | 0 | 1 | 785652053313 | 10.5 | 10.75 | 6.25 | 2.2 | 0.408 | 175 | Yes | 12 | 10785652053310 | 22.75 | 19 | 22 | 29.2 | 5.503 | Yes | UL Wet | cUL Wet | BAYSIDE 1L WALL / CEILING-15 | One Light Outdoor Wall / Ceiling Mount |  | 89807EN3-15.jpg | 89807.jpg
89822-12 | Small One Light Outdoor Wall Lantern | The traditional design accents and pleasant proportions of the Brentwood outdoor lighting collection from Sea Gull Lighting make it a versatile selection for any home. Offered in either a Black Powdercoat or White Powdercoat finish, and either Clear or White Glass. The assortment offered in both finishes includes a small one-light outdoor wall lantern, a medium one-uplight outdoor wall lantern, a medium one-downlight outdoor wall lantern, a large one-light wall lantern, a one-light outdoor pendant and a one-light outdoor post lantern. In the Black Powdercoat finish only, a two-light outdoor ceiling flush mount is also available. Most of these fixtures easily convert to LED by purchasing LED replacement lamps sold separately. | OUTDOOR | Brentwood | Outdoor Lighting | Black | 12 | Die Cast Aluminum | Smooth White Glass | W:2.1875" H:5.75" |  |  | 1 Medium A19 60w |  | 1 | No | [14 empty] | 0 | [12 empty] | 33.48 | 66.96 | 100.44 | W:7'' H:10 1/4'' E:7'' | 2.5 |  |  | 7 | 10.25 | Center Lock-Up |  |  |  |  | 7 |  | No |  | No | [21 empty] | DP:3/8'' W:4 3/8'' H:5 3/16'' OB UP:6'' OB DOWN:4 1/4'' |  |  |  | 6.5 | Black/White |  |  | Hardwired | 0 | 0 | 0 | 0 | 1 | 0 | 0 | 1 | 0 | 0 | 0 | 785652024801 | 12 | 10 | 9 | 2.8 | 0.625 | 175 | Yes | 3 | 10785652024808 | 27.25 | 13 | 10.25 | 9.8 | 2.101 | Yes | UL Wet | cUL Wet | BRENTWOOD 1L LANTERN-12 | Small One Light Outdoor Wall Lantern |  | 89822-12.jpg | 8822BLE.jpg
89822EN3-12 | Small One Light Outdoor Wall Lantern | The traditional design accents and pleasant proportions of the Brentwood outdoor lighting collection from Sea Gull Lighting make it a versatile selection for any home. Offered in either a Black Powdercoat or White Powdercoat finish, and either Clear or White Glass. The assortment offered in both finishes includes a small one-light outdoor wall lantern, a medium one-uplight outdoor wall lantern, a medium one-downlight outdoor wall lantern, a large one-light wall lantern, a one-light outdoor pendant and a one-light outdoor post lantern. In the Black Powdercoat finish only, a two-light outdoor ceiling flush mount is also available. Most of these fixtures easily convert to LED by purchasing LED replacement lamps sold separately. | OUTDOOR | Brentwood | Outdoor Lighting | Black | 12 | Die Cast Aluminum | Smooth White Glass | W:2.1875" H:5.75" |  |  | 1 Medium A19 9.3w |  | 1 | Yes | [14 empty] | 0 | [12 empty] | 40.98 | 81.96 | 122.94 | W:7'' H:10 1/4'' E:7'' | 2.5 |  |  | 7 | 10.25 | Center Lock-Up |  |  |  |  | 7 |  | No |  | No | [21 empty] | DP:3/8'' W:4 3/8'' H:5 3/16'' OB UP:6'' OB DOWN:4 1/4'' |  |  |  | 6.5 | Black/White |  |  | Hardwired | 0 | 0 | 0 | 1 | 1 | 0 | 0 | 0 | 0 | 0 | 0 | 785652053320 | 12 | 10 | 9 | 2.8 | 0.625 | 175 | Yes | 3 | 10785652053327 | 27.25 | 13 | 10.25 | 9.8 | 2.101 | Yes | UL Wet | cUL Wet | BRENTWOOD 1L LANTERN-12 | Small One Light Outdoor Wall Lantern |  | 89822EN3-12.jpg | 89822.jpg
89823-12 | Large One Light Outdoor Wall Lantern | The traditional design accents and pleasant proportions of the Brentwood outdoor lighting collection from Sea Gull Lighting make it a versatile selection for any home. Offered in either a Black Powdercoat or White Powdercoat finish, and either Clear or White Glass. The assortment offered in both finishes includes a small one-light outdoor wall lantern, a medium one-uplight outdoor wall lantern, a medium one-downlight outdoor wall lantern, a large one-light wall lantern, a one-light outdoor pendant and a one-light outdoor post lantern. In the Black Powdercoat finish only, a two-light outdoor ceiling flush mount is also available. Most of these fixtures easily convert to LED by purchasing LED replacement lamps sold separately. | OUTDOOR | Brentwood | Outdoor Lighting | Black | 12 | Die Cast Aluminum | Smooth White Glass | W:3.625" H:7.6875" |  |  | 1 Medium A19 100w |  | 1 | No | [14 empty] | 0 | [12 empty] | 55.98 | 111.96 | 167.94 | W:10 1/4'' H:28'' E:10 3/4'' | 5.4 |  |  | 10.25 | 28 | Center Lock-Up |  |  |  |  | 10.75 |  | No |  | No | [21 empty] | DP:3/4'' W:4 1/4'' H:6 7/16'' OB UP:15'' OB DOWN:13'' |  |  |  | 6.5 | Black/White |  |  | Hardwired | 0 | 0 | 0 | 0 | 1 | 0 | 0 | 1 | 0 | 0 | 0 | 785652024825 | 15 | 13 | 12.25 | 6.1 | 1.382 | 175 | Yes | [8 empty] | UL Wet | cUL Wet | BRENTWOOD 1L LANTERN-12 | Large One Light Outdoor Wall Lantern |  | 8823BLE-12.jpg | 8823BLE.jpg
89823EN3-12 | Large One Light Outdoor Wall Lantern | The traditional design accents and pleasant proportions of the Brentwood outdoor lighting collection from Sea Gull Lighting make it a versatile selection for any home. Offered in either a Black Powdercoat or White Powdercoat finish, and either Clear or White Glass. The assortment offered in both finishes includes a small one-light outdoor wall lantern, a medium one-uplight outdoor wall lantern, a medium one-downlight outdoor wall lantern, a large one-light wall lantern, a one-light outdoor pendant and a one-light outdoor post lantern. In the Black Powdercoat finish only, a two-light outdoor ceiling flush mount is also available. Most of these fixtures easily convert to LED by purchasing LED replacement lamps sold separately. | OUTDOOR | Brentwood | Outdoor Lighting | Black | 12 | Die Cast Aluminum | Smooth White Glass | W:3.625" H:7.6875" |  |  | 1 Medium A19 9.3w |  | 1 | Yes | [14 empty] | 0 | [12 empty] | 64.48 | 128.96 | 193.44 | W:10 1/4'' H:28'' E:10 3/4'' | 6.4 |  |  | 10.25 | 28 | Center Lock-Up |  |  |  |  | 10.75 |  | No |  | No | [21 empty] | DP:3/4'' W:4 1/4'' H:6 7/16'' OB UP:15'' OB DOWN:13'' |  |  |  | 6.5 | Black/White |  |  | Hardwired | 0 | 0 | 0 | 1 | 1 | 0 | 0 | 0 | 0 | 0 | 0 | 785652053337 | 15 | 13 | 12.25 | 6.1 | 1.382 | 175 | Yes | [8 empty] | UL Wet | cUL Wet | BRENTWOOD 1L LANTERN-12 | Large One Light Outdoor Wall Lantern |  | 89823EN3-12.jpg | 89823.jpg
89824-12 | Medium One Light Outdoor Wall Lantern | The traditional design accents and pleasant proportions of the Brentwood outdoor lighting collection from Sea Gull Lighting make it a versatile selection for any home. Offered in either a Black Powdercoat or White Powdercoat finish, and either Clear or White Glass. The assortment offered in both finishes includes a small one-light outdoor wall lantern, a medium one-uplight outdoor wall lantern, a medium one-downlight outdoor wall lantern, a large one-light wall lantern, a one-light outdoor pendant and a one-light outdoor post lantern. In the Black Powdercoat finish only, a two-light outdoor ceiling flush mount is also available. Most of these fixtures easily convert to LED by purchasing LED replacement lamps sold separately. | OUTDOOR | Brentwood | Outdoor Lighting | Black | 12 | Die Cast Aluminum | Smooth White Glass | W:3.625" H:7.6875" |  |  | 1 Medium A19 100w |  | 1 | No | [14 empty] | 0 | [12 empty] | 47.48 | 94.96 | 142.44 | W:10 1/4'' H:19 3/4'' E:10 3/4'' | 4.2 |  |  | 10.25 | 19.75 | Center Lock-Up |  |  |  |  | 10.75 |  | No |  | No | [21 empty] | DP:3/4'' W:4 1/4'' H:6 7/16'' OB UP:15'' OB DOWN:4 3/4'' |  |  |  | 6.5 | Black/White |  |  | Hardwired | 0 | 0 | 0 | 0 | 1 | 0 | 0 | 1 | 0 | 0 | 0 | 785652024849 | 15.25 | 13.5 | 12.25 | 5.4 | 1.459 | 250 | Yes | [8 empty] | UL Wet | cUL Wet | BRENTWOOD 1L LANTERN-12 | Medium Uplight One Light Outdoor Wall Lantern |  | 8824BLE-12.jpg | 8824BLE.jpg
89824EN3-12 | Medium Uplight One Light Outdoor Wall Lantern | The traditional design accents and pleasant proportions of the Brentwood outdoor lighting collection from Sea Gull Lighting make it a versatile selection for any home. Offered in either a Black Powdercoat or White Powdercoat finish, and either Clear or White Glass. The assortment offered in both finishes includes a small one-light outdoor wall lantern, a medium one-uplight outdoor wall lantern, a medium one-downlight outdoor wall lantern, a large one-light wall lantern, a one-light outdoor pendant and a one-light outdoor post lantern. In the Black Powdercoat finish only, a two-light outdoor ceiling flush mount is also available. Most of these fixtures easily convert to LED by purchasing LED replacement lamps sold separately. | OUTDOOR | Brentwood | Outdoor Lighting | Black | 12 | Die Cast Aluminum | Smooth White Glass | W:3.625" H:7.6875" |  |  | 1 Medium A19 9.3w |  | 1 | Yes | [14 empty] | 0 | [12 empty] | 55.48 | 110.96 | 166.44 | W:10 1/4'' H:19 3/4'' E:10 3/4'' | 4.2 |  |  | 10.25 | 19.75 | Center Lock-Up |  |  |  |  | 10.75 |  | No |  | No | [21 empty] | DP:3/4'' W:4 1/4'' H:6 7/16'' OB UP:15'' OB DOWN:4 3/4'' |  |  |  | 6.5 | Black/White |  |  | Hardwired | 0 | 0 | 0 | 1 | 1 | 0 | 0 | 0 | 0 | 0 | 0 | 785652053344 | 15.25 | 13.5 | 12.25 | 5.4 | 1.459 | 250 | Yes | [8 empty] | UL Wet | cUL Wet | BRENTWOOD 1L LANTERN-12 | Medium Uplight One Light Outdoor Wall Lantern |  | 89824EN3-12.jpg | 89824.jpg
89825-12 | Medium One Light Outdoor Wall Lantern | The traditional design accents and pleasant proportions of the Brentwood outdoor lighting collection from Sea Gull Lighting make it a versatile selection for any home. Offered in either a Black Powdercoat or White Powdercoat finish, and either Clear or White Glass. The assortment offered in both finishes includes a small one-light outdoor wall lantern, a medium one-uplight outdoor wall lantern, a medium one-downlight outdoor wall lantern, a large one-light wall lantern, a one-light outdoor pendant and a one-light outdoor post lantern. In the Black Powdercoat finish only, a two-light outdoor ceiling flush mount is also available. Most of these fixtures easily convert to LED by purchasing LED replacement lamps sold separately. | OUTDOOR | Brentwood | Outdoor Lighting | Black | 12 | Die Cast Aluminum | Smooth White Glass | W:3.625" H:7.6875" |  |  | 1 Medium A19 100w |  | 1 | No | [14 empty] | 0 | [12 empty] | 46.98 | 93.96 | 140.94 | W:10 1/4'' H:18'' E:10 3/4'' | 4.2 |  |  | 10.25 | 18 | Center Lock-Up |  |  |  |  | 10.75 |  | No |  | No | [21 empty] | DP:3/4'' W:4 1/4'' H:6 7/16'' OB UP:4 3/4'' OB DOWN:13 1/4'' |  |  |  | 6.5 | Black/White |  |  | Hardwired | 0 | 0 | 0 | 0 | 1 | 0 | 0 | 1 | 0 | 0 | 0 | 785652024863 | 16.5 | 13.25 | 12.25 | 5.5 | 1.55 | 250 | Yes | [8 empty] | UL Wet | cUL Wet | BRENTWOOD 1L LANTERN-12 | Medium Downlight One Light Outdoor Wall Lantern |  | 8825BLE-12.jpg | 8825BLE.jpg
89825EN3-12 | Medium Downlight One Light Outdoor Wall Lantern | The traditional design accents and pleasant proportions of the Brentwood outdoor lighting collection from Sea Gull Lighting make it a versatile selection for any home. Offered in either a Black Powdercoat or White Powdercoat finish, and either Clear or White Glass. The assortment offered in both finishes includes a small one-light outdoor wall lantern, a medium one-uplight outdoor wall lantern, a medium one-downlight outdoor wall lantern, a large one-light wall lantern, a one-light outdoor pendant and a one-light outdoor post lantern. In the Black Powdercoat finish only, a two-light outdoor ceiling flush mount is also available. Most of these fixtures easily convert to LED by purchasing LED replacement lamps sold separately. | OUTDOOR | Brentwood | Outdoor Lighting | Black | 12 | Die Cast Aluminum | Smooth White Glass | W:3.625" H:7.6875" |  |  | 1 Medium A19 9.3w |  | 1 | Yes | [14 empty] | 0 | [12 empty] | 54.98 | 109.96 | 164.94 | W:10 1/4'' H:18'' E:10 3/4'' | 4.2 |  |  | 10.25 | 18 | Center Lock-Up |  |  |  |  | 10.75 |  | No |  | No | [21 empty] | DP:3/4'' W:4 1/4'' H:6 7/16'' OB UP:4 3/4'' OB DOWN:13 1/4'' |  |  |  | 6.5 | Black/White |  |  | Hardwired | 0 | 0 | 0 | 1 | 1 | 0 | 0 | 0 | 0 | 0 | 0 | 785652053351 | 16.5 | 13.25 | 12.25 | 5.5 | 1.55 | 250 | Yes | [8 empty] | UL Wet | cUL Wet | BRENTWOOD 1L LANTERN-12 | Medium Downlight One Light Outdoor Wall Lantern |  | 89825EN3-12.jpg | 89825.jpg
8988EN3-10 | One Light Outdoor Wall Lantern | With no pretentious airs about it, the Mulberry Hill outdoor lighting collection by Sea Gull Lighting is a series of simple and petite one-light outdoor wall lanterns offered in a range of finishes to complement any exterior, including White, Black, Pewter and Bronze. Both incandescent lamping and ENERGY STAR-qualified LED lamping are available. Several of these fixtures easily convert to LED by purchasing LED replacement lamps sold separately. | OUTDOOR | Mullberry Hill | Outdoor Lighting | Bronze | 10 | Die Cast Aluminum | Smooth White Glass | W:3" H:5" |  |  | 1 Medium A19 9.3w |  | 1 | Yes | [14 empty] | 0 | [12 empty] | 27.98 | 55.96 | 83.94 | W:5 3/4'' H:8 3/4'' E:4 1/2'' | 1.6 |  |  | 5.75 | 8.75 | Cap Nuts |  |  |  |  | 4.5 |  | No |  | No | [21 empty] | W:5 3/4'' H:8 3/4'' OB UP:5'' OB DOWN:3 3/4'' |  |  |  | 6.5 | Black/White |  | N/A | Hardwired | 0 | 0 | 0 | 1 | 1 | 0 | 0 | 0 | 0 | 0 | 0 | 785652053368 | 6.5 | 5.5 | 10 | 2.7 | 0.207 | 85 | Yes | 6 | 10785652053365 | 18 | 14 | 10.5 | 17.5 | 1.531 | Yes | UL Wet | cUL Wet | MULBERRY HILL 1L LANTERN-10 | One Light Outdoor Wall Lantern |  | 8988EN3-10.jpg | 8988EN3.jpg
8988EN3-12 | One Light Outdoor Wall Lantern | With no pretentious airs about it, the Mulberry Hill outdoor lighting collection by Sea Gull Lighting is a series of simple and petite one-light outdoor wall lanterns offered in a range of finishes to complement any exterior, including White, Black, Pewter and Bronze. Both incandescent lamping and ENERGY STAR-qualified LED lamping are available. Several of these fixtures easily convert to LED by purchasing LED replacement lamps sold separately. | OUTDOOR | Mullberry Hill | Outdoor Lighting | Black | 12 | Die Cast Aluminum | Smooth White Glass | W:3" H:5" |  |  | 1 Medium A19 9.3w |  | 1 | Yes | [14 empty] | 0 | [12 empty] | 27.98 | 55.96 | 83.94 | W:5 3/4'' H:8 3/4'' E:4 1/2'' | 1.6 |  |  | 5.75 | 8.75 | Cap Nuts |  |  |  |  | 4.5 |  | No |  | No | [21 empty] | W:5 3/4'' H:8 3/4'' OB UP:5'' OB DOWN:3 3/4'' |  |  |  | 6.5 | Black/White |  | N/A | Hardwired | 0 | 0 | 0 | 1 | 1 | 0 | 0 | 0 | 0 | 0 | 0 | 785652053375 | 11 | 6.75 | 5.5 | 1.8 | 0.236 | 125 | Yes | 6 | 10785652053372 | 18 | 13.75 | 11.75 | 12.1 | 1.683 | Yes | UL Wet | cUL Wet | MULBERRY HILL 1L LANTERN-12 | One Light Outdoor Wall Lantern |  | 8988EN3-12.jpg | 8988.jpg
8988EN3-15 | One Light Outdoor Wall Lantern | With no pretentious airs about it, the Mulberry Hill outdoor lighting collection by Sea Gull Lighting is a series of simple and petite one-light outdoor wall lanterns offered in a range of finishes to complement any exterior, including White, Black, Pewter and Bronze. Both incandescent lamping and ENERGY STAR-qualified LED lamping are available. Several of these fixtures easily convert to LED by purchasing LED replacement lamps sold separately. | OUTDOOR | Mullberry Hill | Outdoor Lighting | White | 15 | Die Cast Aluminum | Smooth White Glass | W:3" H:5" |  |  | 1 Medium A19 9.3w |  | 1 | Yes | [14 empty] | 0 | [12 empty] | 27.98 | 55.96 | 83.94 | W:5 3/4'' H:8 3/4'' E:4 1/2'' | 1.6 |  |  | 5.75 | 8.75 | Cap Nuts |  |  |  |  | 4.5 |  | No |  | No | [21 empty] | W:5 3/4'' H:8 3/4'' OB UP:5'' OB DOWN:3 3/4'' |  |  |  | 6.5 | Black/White |  | N/A | Hardwired | 0 | 0 | 0 | 1 | 1 | 0 | 0 | 0 | 0 | 0 | 0 | 785652053382 | 11 | 6.75 | 5.5 | 1.8 | 0.236 | 125 | Yes | 6 | 10785652053389 | 18 | 13.75 | 11.75 | 12.1 | 1.683 | Yes | UL Wet | cUL Wet | MULBERRY HILL 1L LANTERN-15 | One Light Outdoor Wall Lantern |  | 8988EN3-15.jpg | 8988.jpg
8988EN3-155 | One Light Outdoor Wall Lantern | With no pretentious airs about it, the Mulberry Hill outdoor lighting collection by Sea Gull Lighting is a series of simple and petite one-light outdoor wall lanterns offered in a range of finishes to complement any exterior, including White, Black, Pewter and Bronze. Both incandescent lamping and ENERGY STAR-qualified LED lamping are available. Several of these fixtures easily convert to LED by purchasing LED replacement lamps sold separately. | OUTDOOR | Mullberry Hill | Outdoor Lighting | Pewter | 155 | Die Cast Aluminum | Smooth White Glass | W:3" H:5" |  |  | 1 Medium A19 9.3w |  | 1 | Yes | [14 empty] | 0 | [12 empty] | 27.98 | 55.96 | 83.94 | W:5 3/4'' H:8 3/4'' E:4 1/2'' | 1.6 |  |  | 5.75 | 8.75 | Cap Nuts |  |  |  |  | 4.5 |  | No |  | No | [21 empty] | W:5 3/4'' H:8 3/4'' OB UP:5'' OB DOWN:3 3/4'' |  |  |  | 6.5 | Black/White |  | N/A | Hardwired | 0 | 0 | 0 | 1 | 1 | 0 | 0 | 0 | 0 | 0 | 0 | 785652053399 | 10.34 | 6.5 | 5.34 | 13 | 0.208 | 60 | Yes | 6 | 10785652053396 | 17.34 | 13.34 | 12 | 13.3 | 1.606 | Yes | UL Wet | cUL Wet | MULBERRY HILL 1L LANTERN-155 | One Light Outdoor Wall Lantern |  | 8988EN3-155.jpg | 8988.jpg
89936-12 | Small One Light Outdoor Wall Lantern | Bakersville outdoor lighting fixtures from Sea Gull Lighting are made to complement a wide range of architectural styles. Each light is crafted from high quality, durable steel and aluminum to provide you sensible style that lasts. The large, 1-light outdoor wall lantern is offered in Heirloom Bronze with Satin Etched glass or Clear Beveled glass. The remaining assortment of wall lanterns in three sizes and a Flush mount ceiling fixture are offered in a Black Powdercoat finish with Satin Etched glass (with ENERGY-STAR-qualified LED lamping options) or Clear Beveled glass (which can easily convert to LED by purchasing LED replacement lamps sold separately). | OUTDOOR | Bakersville | Outdoor Lighting | Black | 12 | Aluminum | Satin Etched Glass |  |  |  | 1 Medium A19 100w |  | 1 | No | [14 empty] | 0 | [12 empty] | 24.5 | 49 | 73.5 | W:6 1/2'' H:11'' E:7 3/4'' |  |  |  | 6.5 | 11 | Cap Nuts |  |  |  |  | 7.75 |  | No |  | No | [21 empty] | DP:7/8'' W:4 3/4'' H:6 3/8'' OB UP:3 5/16'' Irregular |  |  |  | 6.5 | Black/White |  |  | Hardwired | 0 | 0 | 0 | 0 | 1 | 0 | 0 | 1 | 0 | 0 | 0 | 785652078446 | [15 empty] | ETL Wet | cETL Wet | BAKERSVILLE 1L DOWN LANTERN-12 | Small One Light Outdoor Wall Lantern |  | 89936-12.jpg | 89936.jpg
89936-782 | Small One Light Outdoor Wall Lantern | Bakersville outdoor lighting fixtures from Sea Gull Lighting are made to complement a wide range of architectural styles. Each light is crafted from high quality, durable steel and aluminum to provide you sensible style that lasts. The large, 1-light outdoor wall lantern is offered in Heirloom Bronze with Satin Etched glass or Clear Beveled glass. The remaining assortment of wall lanterns in three sizes and a Flush mount ceiling fixture are offered in a Black Powdercoat finish with Satin Etched glass (with ENERGY-STAR-qualified LED lamping options) or Clear Beveled glass (which can easily convert to LED by purchasing LED replacement lamps sold separately). | OUTDOOR | Bakersville | Outdoor Lighting | Heirloom Bronze | 782 | Aluminum | Satin Etched Glass |  |  |  | 1 Medium A19 100w |  | 1 | No | [14 empty] | 0 | [12 empty] | 24.5 | 49 | 73.5 | W:6 1/2'' H:11'' E:7 3/4'' |  |  |  | 6.5 | 11 | Cap Nuts |  |  |  |  | 7.75 |  | No |  | No | [21 empty] | DP:7/8'' W:4 3/4'' H:6 3/8'' OB UP:3 5/16'' Irregular |  |  |  | 6.5 | Black/White |  |  | Hardwired | 0 | 0 | 0 | 0 | 1 | 0 | 0 | 1 | 0 | 0 | 0 | 785652079320 | [15 empty] | ETL Wet | cETL Wet | BAKERSVILLE 1L DOWN LANTERN-782 | Small One Light Outdoor Wall Lantern |  | 89936-782.jpg | 89936.jpg
89936EN3-12 | Small One Light Outdoor Wall Lantern | Bakersville outdoor lighting fixtures from Sea Gull Lighting are made to complement a wide range of architectural styles. Each light is crafted from high quality, durable steel and aluminum to provide you sensible style that lasts. The large, 1-light outdoor wall lantern is offered in Heirloom Bronze with Satin Etched glass or Clear Beveled glass. The remaining assortment of wall lanterns in three sizes and a Flush mount ceiling fixture are offered in a Black Powdercoat finish with Satin Etched glass (with ENERGY-STAR-qualified LED lamping options) or Clear Beveled glass (which can easily convert to LED by purchasing LED replacement lamps sold separately). | OUTDOOR | Bakersville | Outdoor Lighting | Black | 12 | Aluminum | Satin Etched Glass |  |  |  | 1 Medium A19 9.3w |  | 1 | Yes | [14 empty] | 0 | [12 empty] | 29.5 | 59 | 88.5 | W:6 1/2'' H:11'' E:7 3/4'' |  |  |  | 6.5 | 11 | Cap Nuts |  |  |  |  | 7.75 |  | No |  | No | [21 empty] | DP:7/8'' W:4 3/4'' H:6 3/8'' OB UP:3 5/16'' Irregular |  |  |  | 6.5 | Black/White |  |  | Hardwired | 0 | 0 | 0 | 1 | 1 | 0 | 0 | 0 | 0 | 0 | 0 | 785652082801 | [15 empty] | ETL Wet | cETL Wet | BAKERSVILLE 1L DOWN LANTERN-12 | Small One Light Outdoor Wall Lantern |  | 89936EN3-12.jpg | 89936EN3.jpg
89936EN3-782 | Small One Light Outdoor Wall Lantern | Bakersville outdoor lighting fixtures from Sea Gull Lighting are made to complement a wide range of architectural styles. Each light is crafted from high quality, durable steel and aluminum to provide you sensible style that lasts. The large, 1-light outdoor wall lantern is offered in Heirloom Bronze with Satin Etched glass or Clear Beveled glass. The remaining assortment of wall lanterns in three sizes and a Flush mount ceiling fixture are offered in a Black Powdercoat finish with Satin Etched glass (with ENERGY-STAR-qualified LED lamping options) or Clear Beveled glass (which can easily convert to LED by purchasing LED replacement lamps sold separately). | OUTDOOR | Bakersville | Outdoor Lighting | Heirloom Bronze | 782 | Aluminum | Satin Etched Glass |  |  |  | 1 Medium A19 9.3w |  | 1 | Yes | [14 empty] | 0 | [12 empty] | 29.5 | 59 | 88.5 | W:6 1/2'' H:11'' E:7 3/4'' |  |  |  | 6.5 | 11 | Cap Nuts |  |  |  |  | 7.75 |  | No |  | No | [21 empty] | DP:7/8'' W:4 3/4'' H:6 3/8'' OB UP:3 5/16'' Irregular |  |  |  | 6.5 | Black/White |  |  | Hardwired | 0 | 0 | 0 | 1 | 1 | 0 | 0 | 0 | 0 | 0 | 0 | 785652082818 | [15 empty] | ETL Wet | cETL Wet | BAKERSVILLE 1L DOWN LANTERN-782 | Small One Light Outdoor Wall Lantern |  | 89936EN3-782.jpg | 89936EN3.jpg
89937-12 | Small One Light Outdoor Wall Lantern | Bakersville outdoor lighting fixtures from Sea Gull Lighting are made to complement a wide range of architectural styles. Each light is crafted from high quality, durable steel and aluminum to provide you sensible style that lasts. The large, 1-light outdoor wall lantern is offered in Heirloom Bronze with Satin Etched glass or Clear Beveled glass. The remaining assortment of wall lanterns in three sizes and a Flush mount ceiling fixture are offered in a Black Powdercoat finish with Satin Etched glass (with ENERGY-STAR-qualified LED lamping options) or Clear Beveled glass (which can easily convert to LED by purchasing LED replacement lamps sold separately). | OUTDOOR | Bakersville | Outdoor Lighting | Black | 12 | Aluminum | Satin Etched Glass |  |  |  | 1 Medium A19 100w |  | 1 | No | [14 empty] | 0 | [12 empty] | 24.5 | 49 | 73.5 | W:6 1/2'' H:11'' E:7 3/4'' |  |  |  | 6.5 | 11 | Cap Nuts |  |  |  |  | 7.75 |  | No |  | No | [21 empty] | DP:7/8'' W:4 3/4'' H:6 3/8'' OB UP:3 5/16'' Irregular |  |  |  | 6.5 | Black/White |  |  | Hardwired | 0 | 0 | 0 | 0 | 1 | 0 | 0 | 1 | 0 | 0 | 0 | 785652078453 | [15 empty] | ETL Wet | cETL Wet | BAKERSVILLE 1L DOWN LANTERN-12 | Small One Light Outdoor Wall Lantern |  | 89937-12.jpg | 89937.jpg
89937-782 | Small One Light Outdoor Wall Lantern | Bakersville outdoor lighting fixtures from Sea Gull Lighting are made to complement a wide range of architectural styles. Each light is crafted from high quality, durable steel and aluminum to provide you sensible style that lasts. The large, 1-light outdoor wall lantern is offered in Heirloom Bronze with Satin Etched glass or Clear Beveled glass. The remaining assortment of wall lanterns in three sizes and a Flush mount ceiling fixture are offered in a Black Powdercoat finish with Satin Etched glass (with ENERGY-STAR-qualified LED lamping options) or Clear Beveled glass (which can easily convert to LED by purchasing LED replacement lamps sold separately). | OUTDOOR | Bakersville | Outdoor Lighting | Heirloom Bronze | 782 | Aluminum | Satin Etched Glass |  |  |  | 1 Medium A19 100w |  | 1 | No | [14 empty] | 0 | [12 empty] | 24.5 | 49 | 73.5 | W:6 1/2'' H:11'' E:7 3/4'' |  |  |  | 6.5 | 11 | Cap Nuts |  |  |  |  | 7.75 |  | No |  | No | [21 empty] | DP:7/8'' W:4 3/4'' H:6 3/8'' OB UP:3 5/16'' Irregular |  |  |  | 6.5 | Black/White |  |  | Hardwired | 0 | 0 | 0 | 0 | 1 | 0 | 0 | 1 | 0 | 0 | 0 | 785652079337 | [15 empty] | ETL Wet | cETL Wet | BAKERSVILLE 1L DOWN LANTERN-782 | Small One Light Outdoor Wall Lantern |  | 89937-782.jpg | 89937.jpg
89937EN3-12 | Small One Light Outdoor Wall Lantern | Bakersville outdoor lighting fixtures from Sea Gull Lighting are made to complement a wide range of architectural styles. Each light is crafted from high quality, durable steel and aluminum to provide you sensible style that lasts. The large, 1-light outdoor wall lantern is offered in Heirloom Bronze with Satin Etched glass or Clear Beveled glass. The remaining assortment of wall lanterns in three sizes and a Flush mount ceiling fixture are offered in a Black Powdercoat finish with Satin Etched glass (with ENERGY-STAR-qualified LED lamping options) or Clear Beveled glass (which can easily convert to LED by purchasing LED replacement lamps sold separately). | OUTDOOR | Bakersville | Outdoor Lighting | Black | 12 | Aluminum | Satin Etched Glass |  |  |  | 1 Medium A19 9.3w |  | 1 | Yes | [14 empty] | 0 | [12 empty] | 29.5 | 59 | 88.5 | W:6 1/2'' H:11'' E:7 3/4'' |  |  |  | 6.5 | 11 | Cap Nuts |  |  |  |  | 7.75 |  | No |  | No | [21 empty] | DP:7/8'' W:4 3/4'' H:6 3/8'' OB UP:3 5/16'' Irregular |  |  |  | 6.5 | Black/White |  |  | Hardwired | 0 | 0 | 0 | 1 | 1 | 0 | 0 | 0 | 0 | 0 | 0 | 785652082825 | [15 empty] | ETL Wet | cETL Wet | BAKERSVILLE 1L DOWN LANTERN-12 | Small One Light Outdoor Wall Lantern |  | 89937EN3-12.jpg | 89937EN3.jpg
89937EN3-782 | Small One Light Outdoor Wall Lantern | Bakersville outdoor lighting fixtures from Sea Gull Lighting are made to complement a wide range of architectural styles. Each light is crafted from high quality, durable steel and aluminum to provide you sensible style that lasts. The large, 1-light outdoor wall lantern is offered in Heirloom Bronze with Satin Etched glass or Clear Beveled glass. The remaining assortment of wall lanterns in three sizes and a Flush mount ceiling fixture are offered in a Black Powdercoat finish with Satin Etched glass (with ENERGY-STAR-qualified LED lamping options) or Clear Beveled glass (which can easily convert to LED by purchasing LED replacement lamps sold separately). | OUTDOOR | Bakersville | Outdoor Lighting | Heirloom Bronze | 782 | Aluminum | Satin Etched Glass |  |  |  | 1 Medium A19 9.3w |  | 1 | Yes | [14 empty] | 0 | [12 empty] | 29.5 | 59 | 88.5 | W:6 1/2'' H:11'' E:7 3/4'' |  |  |  | 6.5 | 11 | Cap Nuts |  |  |  |  | 7.75 |  | No |  | No | [21 empty] | DP:7/8'' W:4 3/4'' H:6 3/8'' OB UP:3 5/16'' Irregular |  |  |  | 6.5 | Black/White |  |  | Hardwired | 0 | 0 | 0 | 1 | 1 | 0 | 0 | 0 | 0 | 0 | 0 | 785652082832 | [15 empty] | ETL Wet | cETL Wet | BAKERSVILLE 1L DOWN LANTERN-782 | Small One Light Outdoor Wall Lantern |  | 89937EN3-782.jpg | 89937EN3.jpg
89940-12 | One Light Outdoor Wall Lantern | Bakersville outdoor lighting fixtures from Sea Gull Lighting are made to complement a wide range of architectural styles. Each light is crafted from high quality, durable steel and aluminum to provide you sensible style that lasts. The large, 1-light outdoor wall lantern is offered in Heirloom Bronze with Satin Etched glass or Clear Beveled glass. The remaining assortment of wall lanterns in three sizes and a Flush mount ceiling fixture are offered in a Black Powdercoat finish with Satin Etched glass (with ENERGY-STAR-qualified LED lamping options) or Clear Beveled glass (which can easily convert to LED by purchasing LED replacement lamps sold separately). | OUTDOOR | Bakersville | Outdoor Lighting | Black | 12 | Aluminum | Satin Etched Glass | W:2.9375" H:5.28125" |  |  | 1 Medium A19 100w |  | 1 | No | [14 empty] | 0 | [12 empty] | 18.98 | 37.96 | 56.94 | W:6 1/2'' H:15 1/2'' E:7 3/4'' | 2 |  |  | 6.5 | 15.5 | Wall / Bath |  |  |  |  | 7.75 |  | No |  | No | [21 empty] | DP:7/8'' W:4 11/16'' H:6 3/8'' OB UP:12 1/4'' OB DOWN:3 1/4'' Irregular |  |  |  | 6.5 |  |  |  | Hardwired | 0 | 0 | 0 | 0 | 1 | 0 | 0 | 1 | 0 | 0 | 0 | 785652024962 | 13.5 | 10 | 8.25 | 2.5 | 0.645 | 250 | Yes | [8 empty] | ETL Wet | cETL Wet | BAKERSVILLE 1L LANTERN-12 | One Light Outdoor Wall Lantern |  | 89940-12.jpg | 88940.jpg
89940-782 | One Light Outdoor Wall Lantern | Bakersville outdoor lighting fixtures from Sea Gull Lighting are made to complement a wide range of architectural styles. Each light is crafted from high quality, durable steel and aluminum to provide you sensible style that lasts. The large, 1-light outdoor wall lantern is offered in Heirloom Bronze with Satin Etched glass or Clear Beveled glass. The remaining assortment of wall lanterns in three sizes and a Flush mount ceiling fixture are offered in a Black Powdercoat finish with Satin Etched glass (with ENERGY-STAR-qualified LED lamping options) or Clear Beveled glass (which can easily convert to LED by purchasing LED replacement lamps sold separately). | OUTDOOR | Bakersville | Outdoor Lighting | Heirloom Bronze | 782 | Aluminum | Satin Etched Glass | W:2.9375" H:5.28125" |  |  | 1 Medium A19 100w |  | 1 | No | [14 empty] | 0 | [12 empty] | 19.98 | 39.96 | 59.94 | W:6 1/2'' H:15 1/2'' E:7 3/4'' | 2 |  |  | 6.5 | 15.5 | Wall / Bath |  |  |  |  | 7.75 |  | No |  | No | [21 empty] | DP:7/8'' W:4 11/16'' H:6 3/8'' OB UP:12 1/4'' OB DOWN:3 1/4'' Irregular |  |  |  | 6.5 |  |  |  | Hardwired | 0 | 0 | 0 | 0 | 1 | 0 | 0 | 1 | 0 | 0 | 0 | 785652024955 | 13.5 | 10 | 8.25 | 2.5 | 0.645 | 250 | Yes | [8 empty] | ETL Wet | cETL Wet | BAKERSVILLE 1L LANTERN-782 | One Light Outdoor Wall Lantern |  | 88940BL-782.jpg | 89940.jpg
89940EN3-12 | One Light Outdoor Wall Lantern | Bakersville outdoor lighting fixtures from Sea Gull Lighting are made to complement a wide range of architectural styles. Each light is crafted from high quality, durable steel and aluminum to provide you sensible style that lasts. The large, 1-light outdoor wall lantern is offered in Heirloom Bronze with Satin Etched glass or Clear Beveled glass. The remaining assortment of wall lanterns in three sizes and a Flush mount ceiling fixture are offered in a Black Powdercoat finish with Satin Etched glass (with ENERGY-STAR-qualified LED lamping options) or Clear Beveled glass (which can easily convert to LED by purchasing LED replacement lamps sold separately). | OUTDOOR | Bakersville | Outdoor Lighting | Black | 12 | Aluminum | Smooth White Glass | W:2.9375" H:5.28125" |  |  | 1 Medium A19 9.3w |  | 1 | Yes | [14 empty] | 0 | [12 empty] | 26.48 | 52.96 | 79.44 | W:6 1/2'' H:15 1/2'' E:7 3/4'' | 2 |  |  | 6.5 | 15.5 | Wall / Bath |  |  |  |  | 7.75 |  | No |  | No | [21 empty] | DP:7/8'' W:4 11/16'' H:6 3/8'' OB UP:12 1/4'' OB DOWN:3 1/4'' Irregular |  |  |  | 6.5 | Black/White |  |  | Hardwired | 0 | 0 | 0 | 1 | 1 | 0 | 0 | 0 | 0 | 0 | 0 | 785652044441 | 14 | 9.75 | 8.25 | 2.9 | 0.652 | 175 | Yes | [8 empty] | ETL Wet | cETL Wet | BAKERSVILLE 1L LANTERN-12 | One Light Outdoor Wall Lantern |  | 89940EN3-12.jpg | 89940.jpg
89940EN3-782 | One Light Outdoor Wall Lantern | Bakersville outdoor lighting fixtures from Sea Gull Lighting are made to complement a wide range of architectural styles. Each light is crafted from high quality, durable steel and aluminum to provide you sensible style that lasts. The large, 1-light outdoor wall lantern is offered in Heirloom Bronze with Satin Etched glass or Clear Beveled glass. The remaining assortment of wall lanterns in three sizes and a Flush mount ceiling fixture are offered in a Black Powdercoat finish with Satin Etched glass (with ENERGY-STAR-qualified LED lamping options) or Clear Beveled glass (which can easily convert to LED by purchasing LED replacement lamps sold separately). | OUTDOOR | Bakersville | Outdoor Lighting | Heirloom Bronze | 782 | Aluminum | Satin Etched Glass | W:2.9375" H:5.28125" |  |  | 1 Medium A19 9.3w |  | 1 | Yes | [14 empty] | 0 | [12 empty] | 26.98 | 53.96 | 80.94 | W:6 1/2'' H:15 1/2'' E:7 3/4'' | 2 |  |  | 6.5 | 15.5 | Wall / Bath |  |  |  |  | 7.75 |  | No |  | No | [21 empty] | DP:7/8'' W:4 11/16'' H:6 3/8'' OB UP:12 1/4'' OB DOWN:3 1/4'' Irregular |  |  |  | 6.5 | Black/White |  |  | Hardwired | 0 | 0 | 0 | 1 | 1 | 0 | 0 | 0 | 0 | 0 | 0 | 785652044472 | 14 | 9.75 | 8.25 | 2.9 | 0.652 | 175 | Yes | [8 empty] | ETL Wet | cETL Wet | BAKERSVILLE 1L LANTERN-782 | One Light Outdoor Wall Lantern |  | 89940EN3-782.jpg | 89940.jpg
89941-12 | One Light Outdoor Wall Lantern | Bakersville outdoor lighting fixtures from Sea Gull Lighting are made to complement a wide range of architectural styles. Each light is crafted from high quality, durable steel and aluminum to provide you sensible style that lasts. The large, 1-light outdoor wall lantern is offered in Heirloom Bronze with Satin Etched glass or Clear Beveled glass. The remaining assortment of wall lanterns in three sizes and a Flush mount ceiling fixture are offered in a Black Powdercoat finish with Satin Etched glass (with ENERGY-STAR-qualified LED lamping options) or Clear Beveled glass (which can easily convert to LED by purchasing LED replacement lamps sold separately). | OUTDOOR | Bakersville | Outdoor Lighting | Black | 12 | Aluminum | Satin Etched Glass | W:3.5625" H:6" |  |  | 1 Medium A19 100w |  | 1 | No | [14 empty] | 0 | [12 empty] | 27.98 | 55.96 | 83.94 | W:7 3/4'' H:17'' E:8 1/2'' | 2.8 |  |  | 7.75 | 17 | Wall / Bath |  |  |  |  | 8.5 |  | No |  | No | [21 empty] | DP:7/8'' W:4 11/16'' H:6 3/8'' OB UP:14'' OB DOWN:3'' Irregular |  |  |  | 6.5 |  |  |  | Hardwired | 0 | 0 | 0 | 0 | 1 | 0 | 0 | 1 | 0 | 0 | 0 | 785652027314 | 15.25 | 10 | 9.75 | 3.1 | 0.86 | 250 | Yes | [8 empty] | ETL Wet | cETL Wet | BAKERSVILLE 1L LANTERN-12 | One Light Outdoor Wall Lantern |  | 88941BL-12.jpg | 89941.jpg
89941-782 | One Light Outdoor Wall Lantern | Bakersville outdoor lighting fixtures from Sea Gull Lighting are made to complement a wide range of architectural styles. Each light is crafted from high quality, durable steel and aluminum to provide you sensible style that lasts. The large, 1-light outdoor wall lantern is offered in Heirloom Bronze with Satin Etched glass or Clear Beveled glass. The remaining assortment of wall lanterns in three sizes and a Flush mount ceiling fixture are offered in a Black Powdercoat finish with Satin Etched glass (with ENERGY-STAR-qualified LED lamping options) or Clear Beveled glass (which can easily convert to LED by purchasing LED replacement lamps sold separately). | OUTDOOR | Bakersville | Outdoor Lighting | Heirloom Bronze | 782 | Aluminum | Satin Etched Glass | W:3.5625" H:6" |  |  | 1 Medium A19 100w |  | 1 | No | [14 empty] | 0 | [12 empty] | 28.48 | 56.96 | 85.44 | W:7 3/4'' H:17'' E:8 1/2'' | 2.8 |  |  | 7.75 | 17 | Wall / Bath |  |  |  |  | 8.5 |  | No |  | No | [21 empty] | DP:7/8'' W:4 11/16'' H:6 3/8'' OB UP:14'' OB DOWN:3'' Irregular |  |  |  | 6.5 |  |  |  | Hardwired | 0 | 0 | 0 | 0 | 1 | 0 | 0 | 1 | 0 | 0 | 0 | 785652024979 | 15.25 | 10 | 9.75 | 3.1 | 0.86 | 250 | Yes | [8 empty] | ETL Wet | cETL Wet | BAKERSVILLE 1L LANTERN-782 | One Light Outdoor Wall Lantern |  | 88941BL-782.jpg | 89941.jpg
89941EN3-12 | One Light Outdoor Wall Lantern | Bakersville outdoor lighting fixtures from Sea Gull Lighting are made to complement a wide range of architectural styles. Each light is crafted from high quality, durable steel and aluminum to provide you sensible style that lasts. The large, 1-light outdoor wall lantern is offered in Heirloom Bronze with Satin Etched glass or Clear Beveled glass. The remaining assortment of wall lanterns in three sizes and a Flush mount ceiling fixture are offered in a Black Powdercoat finish with Satin Etched glass (with ENERGY-STAR-qualified LED lamping options) or Clear Beveled glass (which can easily convert to LED by purchasing LED replacement lamps sold separately). | OUTDOOR | Bakersville | Outdoor Lighting | Black | 12 | Aluminum | Satin Etched Glass | W:3.5625" H:6" |  |  | 1 Medium A19 9.3w |  | 1 | Yes | [14 empty] | 0 | [12 empty] | 34.48 | 68.96 | 103.44 | W:7 3/4'' H:17'' E:8 1/2'' | 2.8 |  |  | 7.75 | 17 | Wall / Bath |  |  |  |  | 8.5 |  | No |  | No | [21 empty] | DP:7/8'' W:4 11/16'' H:6 3/8'' OB UP:14'' OB DOWN:3'' Irregular |  |  |  | 6.5 | Black/White |  |  | Hardwired | 0 | 0 | 0 | 1 | 1 | 0 | 0 | 0 | 0 | 0 | 0 | 785652044465 | 15.5 | 10.25 | 9.5 | 3.4 | 0.873 | 250 | Yes | [8 empty] | ETL Wet | cETL Wet | BAKERSVILLE 1L LANTERN-12 | One Light Outdoor Wall Lantern |  | 89941EN3-12.jpg | 89941.jpg
89941EN3-782 | One Light Outdoor Wall Lantern | Bakersville outdoor lighting fixtures from Sea Gull Lighting are made to complement a wide range of architectural styles. Each light is crafted from high quality, durable steel and aluminum to provide you sensible style that lasts. The large, 1-light outdoor wall lantern is offered in Heirloom Bronze with Satin Etched glass or Clear Beveled glass. The remaining assortment of wall lanterns in three sizes and a Flush mount ceiling fixture are offered in a Black Powdercoat finish with Satin Etched glass (with ENERGY-STAR-qualified LED lamping options) or Clear Beveled glass (which can easily convert to LED by purchasing LED replacement lamps sold separately). | OUTDOOR | Bakersville | Outdoor Lighting | Heirloom Bronze | 782 | Aluminum | Satin Etched Glass | W:3.5625" H:6" |  |  | 1 Medium A19 9.3w |  | 1 | Yes | [14 empty] | 0 | [12 empty] | 34.98 | 69.96 | 104.94 | W:7 3/4'' H:17'' E:8 1/2'' | 2.8 |  |  | 7.75 | 17 | Wall / Bath |  |  |  |  | 8.5 |  | No |  | No | [21 empty] | DP:7/8'' W:4 11/16'' H:6 3/8'' OB UP:14'' OB DOWN:3'' Irregular |  |  |  | 6.5 | Black/White |  |  | Hardwired | 0 | 0 | 0 | 1 | 1 | 0 | 0 | 0 | 0 | 0 | 0 | 785652044502 | 15.5 | 10.25 | 9.5 | 3.4 | 0.873 | 250 | Yes | [8 empty] | ETL Wet | cETL Wet | BAKERSVILLE 1L LANTERN-782 | One Light Outdoor Wall Lantern |  | 89941EN3-782.jpg | 89941.jpg
900004-15 | Jane 200 40 Feet LED Tape 2700K | Jane LED Tape is perfect for a wide range of indoor applications where space is limited. Its low-profile design and flexibility allow for discrete installation in spaces like under cabinets, cove ceilings, toe-kicks, in cabinets, or even drawers. | LOW VOLTAGE SYSTEMS | Jane - LED Tape | Under Cabinet Lighting | White | 15 | [7 empty] | 0 | No | 8000 | 2700 | 90 | 88 | 24 | 19 - Integrated | LED - Array |  | 10 | 100 |  | 88 | 88 | 50000 | 0 | 90.9 | [11 empty] | 274.98 | 549.96 | 824.94 | L:480'' W:13/32'' H:1/16'' |  |  | 480 | 0.40625 | 0.0625 | [7 empty] | No |  | No | [30 empty] | 0 | 0 | 0 | 0 | 0 | 0 | 1 | 0 | 0 | 0 | 0 | 785652038488 | 9.75 | 8.5 | 0.5 | 0.6 | 0.024 | 65 | Yes | 25 | 10785652038485 | 15 | 8.5 | 9.5 | 15.3 | 0.701 | Yes |  | cETL Damp | JANE 200 40FT LED TAPE 2700K-15 | Jane 200 40 Feet LED Tape 2700K |  | 900004-15.jpg | 900004.jpg
900005-15 | Jane 200 40 Feet LED Tape 3000K | Jane LED Tape is perfect for a wide range of indoor applications where space is limited. Its low-profile design and flexibility allow for discrete installation in spaces like under cabinets, cove ceilings, toe-kicks, in cabinets, or even drawers. | LOW VOLTAGE SYSTEMS | Jane - LED Tape | Under Cabinet Lighting | White | 15 | [7 empty] | 1 | No | 8000 | 3000 | 90 | 88 | 24 | 19 - Integrated | LED - Array |  | 10 | 100 | LED | 88 | 88 | 50000 | 0 | [12 empty] | 274.98 | 549.96 | 824.94 | L:480'' W:13/32'' H:1/16'' |  |  | 480 | 0.40625 | 0.0625 | [7 empty] | No |  | No | [30 empty] | 0 | 0 | 0 | 0 | 0 | 0 | 1 | 0 | 0 | 0 | 0 | 785652038495 | 12 | 12 | 0.5 | 0.5 | 0.042 | 85 | Yes | 50 | 10785652038492 | 15.25 | 9.75 | 8.75 | 10.2 | 0.753 | Yes |  | cETL Damp | JANE 200 40FT LED TAPE 3000K-15 | Jane 200 40 Feet LED Tape 3000K |  | 900005-15.jpg | 900005.jpg
900006-15 | Jane 200 10 Feet LED Tape 2700K | Jane LED Tape is perfect for a wide range of indoor applications where space is limited. Its low-profile design and flexibility allow for discrete installation in spaces like under cabinets, cove ceilings, toe-kicks, in cabinets, or even drawers. | LOW VOLTAGE SYSTEMS | Jane - LED Tape | Under Cabinet Lighting | White | 15 | [7 empty] | 1 | No | 8000 | 2700 | 90 | 88 | 24 | 19 - Integrated | LED - Array |  | 10 | 100 | LED | 88 | 88 | 50000 | 0 | [12 empty] | 71.48 | 142.96 | 214.44 | L:120'' W:13/32'' H:1/16'' |  |  | 120 | 0.40625 | 0.0625 | [7 empty] | No |  | No | [30 empty] | 0 | 0 | 0 | 0 | 0 | 0 | 1 | 0 | 0 | 0 | 0 | 785652038501 | 12 | 12 | 1 | 0.2 | 0.083 | 100 | Yes | 25 | 10785652038508 | 15.25 | 9.75 | 8.75 | 6 | 0.753 | Yes |  | cETL Damp | JANE 200 10FT LED TAPE 2700K-15 | Jane 200 10 Feet LED Tape 2700K |  | 900006-15.jpg | 900006.jpg
900007-15 | Jane 200 10 Feet LED Tape 3000K | Jane LED Tape is perfect for a wide range of indoor applications where space is limited. Its low-profile design and flexibility allow for discrete installation in spaces like under cabinets, cove ceilings, toe-kicks, in cabinets, or even drawers. | LOW VOLTAGE SYSTEMS | Jane - LED Tape | Under Cabinet Lighting | White | 15 | [7 empty] | 1 | No | 2000 | 3000 | 90 | 22 | 24 | 19 - Integrated | LED - Array |  | 10 | 100 | LED | 22 | 22 | 50000 | 0 | [12 empty] | 71.48 | 142.96 | 214.44 | L:120'' W:13/32'' H:1/16'' |  |  | 120 | 0.40625 | 0.0625 | [7 empty] | No |  | No | [30 empty] | 0 | 0 | 0 | 0 | 0 | 0 | 1 | 0 | 0 | 0 | 0 | 785652038518 | 12 | 12 | 0.25 | 0.2 | 0.021 | 100 | Yes | 25 | 10785652038515 | 15.25 | 9.75 | 8.75 | 6 | 0.753 | Yes |  | cETL Damp | JANE 200 10FT LED TAPE 3000K-15 | Jane 200 10 Feet LED Tape 3000K |  | 900007-15.jpg | 900007.jpg
9004-32 | Glass Shade |  | ACCESSORY |  | Accessories | Clear | 32 | Glass | Clear Glass | D:3.75" H:6.375" |  |  |  |  | 0 | No | [14 empty] | 0 | [12 empty] | 9.48 | 18.96 | 28.44 | D:3 3/4'' H:6 3/8'' |  | 3.75 |  |  | 6.375 | N/A | [6 empty] | No |  | No | [28 empty] | N/A |  | 0 | 0 | 0 | 0 | 0 | 0 | 0 | 0 | 0 | 0 | 0 | 785652009044 | 6 | 6 | 9 | 1.1 | 0.188 | 175 | Yes | 5 | 10785652009041 | 31 | 6.5 | 10 | 6.4 | 1.166 | Yes |  |  | Clear Glass Shade Accessory | Glass Shade |  | 9004-32.jpg | 9004.jpg
9027-15 | Optional On/Off Switch | Ambiance Self-Contained Fluorescent Lighting is designed with quality and performance in mind. The low profile design is optimal for confined areas. High performance electronic ballasts and T5 lamps provide instant-on, flicker-free light. Contains multiple knockouts for ease of installation and linking units together. | UNDER CABINET | Self-Contained Fluorescent Lighting | Under Cabinet Lighting | White | 15 | [7 empty] | 0 | No | [14 empty] | 0 | [12 empty] | 4.48 | 8.96 | 13.44 |  | 0.07 |  |  |  |  | Other | [6 empty] | No |  | No | [28 empty] | On/Off Switch |  | 0 | 0 | 0 | 0 | 0 | 0 | 0 | 0 | 0 | 0 | 0 | 785652902758 | 6 | 5 | 1 | 0.1 | 0.017 | 93 | Yes | 12 | 10785652902755 | 10 | 6 | 2.5 | 0.5 | 0.087 | Yes | UL Damp | cUL Damp | White on/off switch Accessory | On / Off Switch |  | 9027-15.jpg | 9027.jpg
905000-15 | Jane LED Tape 96 Inch Power Cord | Jane LED Tape is perfect for a wide range of indoor applications where space is limited. Its low-profile design and flexibility allow for discrete installation in spaces like under cabinets, cove ceilings, toe-kicks, in cabinets, or even drawers. | LOW VOLTAGE SYSTEMS | Jane - LED Tape | Under Cabinet Lighting | White | 15 | [7 empty] | 0 | No | [14 empty] | 0 | [12 empty] | 9.48 | 18.96 | 28.44 | L:96'' |  |  | 96 | [9 empty] | No |  | No | [30 empty] | 0 | 0 | 0 | 0 | 0 | 0 | 0 | 0 | 0 | 0 | 0 | 785652038396 | 5 | 3 | 1 | 0.1 | 0.009 | 70 | Yes | 150 | 10785652038393 | 12.5 | 9 | 5 | 6.2 | 0.326 | Yes |  | cETL Damp | JANE 96 INCH POWER CORD-15 | Jane LED Tape 96 Inch Power Cord |  | 905000-15.jpg | 905000.jpg
905001-15 | Jane LED Tape Joiner Connector | Jane LED Tape is perfect for a wide range of indoor applications where space is limited. Its low-profile design and flexibility allow for discrete installation in spaces like under cabinets, cove ceilings, toe-kicks, in cabinets, or even drawers. | LOW VOLTAGE SYSTEMS | Jane - LED Tape | Under Cabinet Lighting | White | 15 | [7 empty] | 0 | No | [14 empty] | 0 | [12 empty] | 2.7 | 5.4 | 8.1 | L:13/16'' W:1/2'' H:3/16'' |  |  | 0.8125 | 0.5 | 0.1875 | [7 empty] | No |  | No | [30 empty] | 0 | 0 | 0 | 0 | 0 | 0 | 1 | 0 | 0 | 0 | 0 | 785652038402 | 4.56 | 2.25 | 0.1 | 0.1 | 0.001 | 60 | Yes | 500 | 10785652038409 | 15 | 8.5 | 9.5 | 2.6 | 0.701 | Yes |  | cETL Damp | JANE JOINER CONNECTOR-15 | Jane LED Tape Joiner Connector |  | 905001-15.jpg | 905001.jpg
905002-15 | Jane LED Tape 3 Inch Connector Cord | Jane LED Tape is perfect for a wide range of indoor applications where space is limited. Its low-profile design and flexibility allow for discrete installation in spaces like under cabinets, cove ceilings, toe-kicks, in cabinets, or even drawers. | LOW VOLTAGE SYSTEMS | Jane - LED Tape | Under Cabinet Lighting | White | 15 | [7 empty] | 0 | No | [14 empty] | 0 | [12 empty] | 3.98 | 7.96 | 11.94 | L:3'' |  |  | 3 | [9 empty] | No |  | No | [30 empty] | 0 | 0 | 0 | 0 | 0 | 0 | 0 | 0 | 0 | 0 | 0 | 785652038419 | 4.5 | 2.5 | 1 | 0.1 | 0.007 | 70 | Yes | 500 | 10785652038416 | 10 | 8 | 3 | 1.3 | 0.139 | Yes |  | cETL Damp | JANE 3IN CONNECTOR CORD-15 | Jane LED Tape 3 Inch Connector Cord |  | 905002-15.jpg | 905002.jpg
905003-15 | Jane LED Tape 6 Inch Connector Cord | Jane LED Tape is perfect for a wide range of indoor applications where space is limited. Its low-profile design and flexibility allow for discrete installation in spaces like under cabinets, cove ceilings, toe-kicks, in cabinets, or even drawers. | LOW VOLTAGE SYSTEMS | Jane - LED Tape | Under Cabinet Lighting | White | 15 | [7 empty] | 0 | No | [14 empty] | 0 | [12 empty] | 4.48 | 8.96 | 13.44 | L:6'' |  |  | 6 | [9 empty] | No |  | No | [30 empty] | 0 | 0 | 0 | 0 | 0 | 0 | 0 | 0 | 0 | 0 | 0 | 785652038426 | 4 | 2 | 1 | 0.1 | 0.005 | 70 | Yes | 400 | 10785652038423 | 15.25 | 8.5 | 9.25 | 4.2 | 0.694 | Yes |  | cETL Damp | JANE 6IN CONNECTOR CORD-15 | Jane LED Tape 6 Inch Connector Cord |  | 905003-15.jpg | 905003.jpg
905004-15 | Jane LED Tape 12 Inch Connector Cord | Jane LED Tape is perfect for a wide range of indoor applications where space is limited. Its low-profile design and flexibility allow for discrete installation in spaces like under cabinets, cove ceilings, toe-kicks, in cabinets, or even drawers. | LOW VOLTAGE SYSTEMS | Jane - LED Tape | Under Cabinet Lighting | White | 15 | [7 empty] | 0 | No | [14 empty] | 0 | [12 empty] | 5.46 | 10.92 | 16.38 | L:12'' |  |  | 12 | [9 empty] | No |  | No | [30 empty] | 0 | 0 | 0 | 0 | 0 | 0 | 0 | 0 | 0 | 0 | 0 | 785652038433 | 4 | 2.75 | 1 | 0.1 | 0.006 | 70 | Yes | 300 | 10785652038430 | 11 | 7.5 | 3 | 1.2 | 0.143 | Yes |  | cETL Damp | JANE 12IN CONNECTOR CORD-15 | Jane LED Tape 12 Inch Connector Cord |  | 905004-15.jpg | 905004.jpg
905005-15 | Jane LED Tape 18 Inch Connector Cord | Jane LED Tape is perfect for a wide range of indoor applications where space is limited. Its low-profile design and flexibility allow for discrete installation in spaces like under cabinets, cove ceilings, toe-kicks, in cabinets, or even drawers. | LOW VOLTAGE SYSTEMS | Jane - LED Tape | Under Cabinet Lighting | White | 15 | [7 empty] | 0 | No | [14 empty] | 0 | [12 empty] | 5.45 | 10.9 | 16.35 | L:18'' |  |  | 18 | [9 empty] | No |  | No | [30 empty] | 0 | 0 | 0 | 0 | 0 | 0 | 0 | 0 | 0 | 0 | 0 | 785652038440 | 4.5 | 3 | 1 | 0.1 | 0.008 | 85 | Yes | 300 | 10785652038447 | 11.5 | 8.5 | 3 | 1.6 | 0.17 | Yes |  | cETL Damp | JANE 18IN CONNECTOR CORD-15 | Jane LED Tape 18 Inch Connector Cord |  | 905005-15.jpg | 905005.jpg
905006-15 | Jane LED Tape 24 Inch Connector Cord | Jane LED Tape is perfect for a wide range of indoor applications where space is limited. Its low-profile design and flexibility allow for discrete installation in spaces like under cabinets, cove ceilings, toe-kicks, in cabinets, or even drawers. | LOW VOLTAGE SYSTEMS | Jane - LED Tape | Under Cabinet Lighting | White | 15 | [7 empty] | 0 | No | [14 empty] | 0 | [12 empty] | 6.98 | 13.96 | 20.94 | L:24'' |  |  | 24 | [9 empty] | No |  | No | [30 empty] | 0 | 0 | 0 | 0 | 0 | 0 | 0 | 0 | 0 | 0 | 0 | 785652038457 | 6 | 4 | 1 | 0.1 | 0.014 | 125 | Yes | 300 | 10785652038454 | 11 | 9.5 | 4 | 1.9 | 0.242 | Yes |  | cETL Damp | JANE 24IN CONNECTOR CORD-15 | Jane LED Tape 24 Inch Connector Cord |  | 905006-15.jpg | 905006.jpg
905007-15 | Jane LED Tape 36 Inch Connector Cord | Jane LED Tape is perfect for a wide range of indoor applications where space is limited. Its low-profile design and flexibility allow for discrete installation in spaces like under cabinets, cove ceilings, toe-kicks, in cabinets, or even drawers. | LOW VOLTAGE SYSTEMS | Jane - LED Tape | Under Cabinet Lighting | White | 15 | [7 empty] | 0 | No | [14 empty] | 0 | [12 empty] | 7.48 | 14.96 | 22.44 | L:36'' |  |  | 36 | [9 empty] | No |  | No | [30 empty] | 0 | 0 | 0 | 0 | 0 | 0 | 0 | 0 | 0 | 0 | 0 | 785652038464 | 5.5 | 3 | 1 | 0.1 | 0.01 | 93 | Yes | 300 | 10785652038461 | 14 | 9.5 | 3 | 2.6 | 0.231 | Yes |  | cETL Damp | JANE 36IN CONNECTOR CORD-15 | Jane LED Tape 36 Inch Connector Cord |  | 905007-15.jpg | 905007.jpg
905040-15 | Jane LED Tape 72 Inch Connector Cord | Jane LED Tape is perfect for a wide range of indoor applications where space is limited. Its low-profile design and flexibility allow for discrete installation in spaces like under cabinets, cove ceilings, toe-kicks, in cabinets, or even drawers. | LOW VOLTAGE SYSTEMS | Jane - LED Tape | Under Cabinet Lighting | White | 15 | [7 empty] | 0 | No | [14 empty] | 0 | [12 empty] | 7.98 | 15.96 | 23.94 | L:72'' |  |  | 72 | [9 empty] | No |  | No | [30 empty] | 0 | 0 | 0 | 0 | 0 | 0 | 0 | 0 | 0 | 0 | 0 | 785652038471 | 5.5 | 3 | 0.1 | 0.1 | 0.001 | 60 | Yes | 150 | 10785652038478 | 15 | 8.5 | 9.5 | 7.3 | 0.701 | Yes |  | cETL Damp | JANE 72IN CONNECTOR CORD-15 | Jane LED Tape 72 Inch Connector Cord |  | 905040-15.jpg | 905040.jpg
905045-32 | Jane LED Tape Clips - 10 Pack | Jane LED Tape is perfect for a wide range of indoor applications where space is limited. Its low-profile design and flexibility allow for discrete installation in spaces like under cabinets, cove ceilings, toe-kicks, in cabinets, or even drawers. | LOW VOLTAGE SYSTEMS | Jane - LED Tape | Under Cabinet Lighting |  |  | Stamped Steel | [6 empty] | 0 | No | [14 empty] | 0 | [12 empty] | 3.4 | 6.8 | 10.2 | [13 empty] | No |  | No | [30 empty] | 0 | 0 | 0 | 0 | 0 | 0 | 0 | 0 | 0 | 0 | 0 | 785652024580 | 4 | 2.5 | 1 | 1 | 0.006 | 60 | Yes | 400 | 10785652024587 | 14.75 | 8.5 | 9.6 | 8.8 | 0.697 | Yes |  | cETL Damp | 24VDC LED TAPE CLIPS 10PK | Jane LED Tape Clips - 10 Pack |  | 905045-32.jpg | 905045.jpg
90610-68 | ADDRESS NUMBER TILE | Making it easy for guests, deliveries and emergency services to find you, day or night, is important. The Ambiance® Lighting System Address Light reduces the guesswork. Both decorative and functional, this address light complements the curb appeal of your home while enhancing safety and security. Individual house number tiles constructed of high impact, UV resistant, high heat polycarbonate. Scratch resistant black numbers on white or creme tiles. Select desired numbers or blank tiles and insert into frame. • Maximum visibility by day and night. Increases security, speeds emergency response and deliveries. • Big 4" numbers constructed of high impact polycarbonate for clear, precise readability from 100 feet away. • Supplied with two Xenon high intensity light bulbs, that generate over 16 lumens of pure white light and consume only 4.5 watts. • Over 100,000 hours lamp life at 16 volts. • Easy to install, may connect to door bell transformer (16v max.) using supplied terminal block. • Innovative design deflects rain and debris. • Polished aluminum reflector maximizes light output. • Long lasting cast aluminum construction with polyester powdercoat paint finish protects against UV fading and resists cracking by garden chemicals and acid rain. | OUTDOOR | Address Light | Outdoor Lighting | White Plastic | 68 | Polycarbonate | [6 empty] | 0 | No | [14 empty] | 0 | [12 empty] | 2.48 | 4.96 | 7.44 | W:2 1/4'' H:5'' | 0.02 |  |  | 2.25 | 5 | N/A | [6 empty] | No |  | No | [30 empty] | 0 | 0 | 0 | 0 | 0 | 0 | 0 | 0 | 0 | 0 | 0 | 785652061066 | 5 | 2.36 | 0.25 | 0.05 | 0.002 | 65 | Yes | 200 | 10785652061063 | 9.5 | 11.25 | 10 | 14.46 | 0.618 | Yes |  |  | ADDRESS LIGHT "0" TILE-68 | ADDRESS NUMBER TILE |  | 90610-68.jpg | 90610.jpg
90611-68 | ADDRESS NUMBER TILE | Making it easy for guests, deliveries and emergency services to find you, day or night, is important. The Ambiance® Lighting System Address Light reduces the guesswork. Both decorative and functional, this address light complements the curb appeal of your home while enhancing safety and security. Individual house number tiles constructed of high impact, UV resistant, high heat polycarbonate. Scratch resistant black numbers on white or creme tiles. Select desired numbers or blank tiles and insert into frame. • Maximum visibility by day and night. Increases security, speeds emergency response and deliveries. • Big 4" numbers constructed of high impact polycarbonate for clear, precise readability from 100 feet away. • Supplied with two Xenon high intensity light bulbs, that generate over 16 lumens of pure white light and consume only 4.5 watts. • Over 100,000 hours lamp life at 16 volts. • Easy to install, may connect to door bell transformer (16v max.) using supplied terminal block. • Innovative design deflects rain and debris. • Polished aluminum reflector maximizes light output. • Long lasting cast aluminum construction with polyester powdercoat paint finish protects against UV fading and resists cracking by garden chemicals and acid rain. | OUTDOOR | Address Light | Outdoor Lighting | White Plastic | 68 | Polycarbonate | [6 empty] | 0 | No | [14 empty] | 0 | [12 empty] | 2.48 | 4.96 | 7.44 | W:2 1/4'' H:5'' | 0.02 |  |  | 2.25 | 5 | N/A | [6 empty] | No |  | No | [30 empty] | 0 | 0 | 0 | 0 | 0 | 0 | 0 | 0 | 0 | 0 | 0 | 785652061165 | 5 | 0.38 | 2.25 | 0.05 | 0.002 | 65 | Yes | 200 | 10785652061162 | 11 | 9.3 | 10 | 14.46 | 0.592 | Yes |  |  | ADDRESS LIGHT "1" TILE-68 | ADDRESS NUMBER TILE |  | 90611-68.jpg | 90611.jpg
90612-68 | ADDRESS NUMBER TILE | Making it easy for guests, deliveries and emergency services to find you, day or night, is important. The Ambiance® Lighting System Address Light reduces the guesswork. Both decorative and functional, this address light complements the curb appeal of your home while enhancing safety and security. Individual house number tiles constructed of high impact, UV resistant, high heat polycarbonate. Scratch resistant black numbers on white or creme tiles. Select desired numbers or blank tiles and insert into frame. • Maximum visibility by day and night. Increases security, speeds emergency response and deliveries. • Big 4" numbers constructed of high impact polycarbonate for clear, precise readability from 100 feet away. • Supplied with two Xenon high intensity light bulbs, that generate over 16 lumens of pure white light and consume only 4.5 watts. • Over 100,000 hours lamp life at 16 volts. • Easy to install, may connect to door bell transformer (16v max.) using supplied terminal block. • Innovative design deflects rain and debris. • Polished aluminum reflector maximizes light output. • Long lasting cast aluminum construction with polyester powdercoat paint finish protects against UV fading and resists cracking by garden chemicals and acid rain. | OUTDOOR | Address Light | Outdoor Lighting | White Plastic | 68 | Polycarbonate | [6 empty] | 0 | No | [14 empty] | 0 | [12 empty] | 2.48 | 4.96 | 7.44 | W:2 1/4'' H:5'' | 0.02 |  |  | 2.25 | 5 | N/A | [6 empty] | No |  | No | [30 empty] | 0 | 0 | 0 | 0 | 0 | 0 | 0 | 0 | 0 | 0 | 0 | 785652061264 | 5 | 0.38 | 2.25 | 0.05 | 0.002 | 65 | Yes | 200 | 10785652061261 | 11 | 9.3 | 10 | 14.46 | 0.592 | Yes |  |  | ADDRESS LIGHT "2" TILE-68 | ADDRESS NUMBER TILE |  | 90612-68.jpg | 90612.jpg
90613-68 | ADDRESS NUMBER TILE | Making it easy for guests, deliveries and emergency services to find you, day or night, is important. The Ambiance® Lighting System Address Light reduces the guesswork. Both decorative and functional, this address light complements the curb appeal of your home while enhancing safety and security. Individual house number tiles constructed of high impact, UV resistant, high heat polycarbonate. Scratch resistant black numbers on white or creme tiles. Select desired numbers or blank tiles and insert into frame. • Maximum visibility by day and night. Increases security, speeds emergency response and deliveries. • Big 4" numbers constructed of high impact polycarbonate for clear, precise readability from 100 feet away. • Supplied with two Xenon high intensity light bulbs, that generate over 16 lumens of pure white light and consume only 4.5 watts. • Over 100,000 hours lamp life at 16 volts. • Easy to install, may connect to door bell transformer (16v max.) using supplied terminal block. • Innovative design deflects rain and debris. • Polished aluminum reflector maximizes light output. • Long lasting cast aluminum construction with polyester powdercoat paint finish protects against UV fading and resists cracking by garden chemicals and acid rain. | OUTDOOR | Address Light | Outdoor Lighting | White Plastic | 68 | Polycarbonate | [6 empty] | 0 | No | [14 empty] | 0 | [12 empty] | 2.48 | 4.96 | 7.44 | W:2 1/4'' H:5'' | 0.02 |  |  | 2.25 | 5 | N/A | [6 empty] | No |  | No | [30 empty] | 0 | 0 | 0 | 0 | 0 | 0 | 0 | 0 | 0 | 0 | 0 | 785652061363 | 5 | 0.38 | 2.25 | 0.05 | 0.002 | 65 | Yes | 200 | 10785652061360 | 11 | 9.3 | 10 | 14.46 | 0.592 | Yes |  |  | ADDRESS LIGHT "3" TILE-68 | ADDRESS NUMBER TILE |  | 90613-68.jpg | 90613.jpg
90614-68 | ADDRESS NUMBER TILE | Making it easy for guests, deliveries and emergency services to find you, day or night, is important. The Ambiance® Lighting System Address Light reduces the guesswork. Both decorative and functional, this address light complements the curb appeal of your home while enhancing safety and security. Individual house number tiles constructed of high impact, UV resistant, high heat polycarbonate. Scratch resistant black numbers on white or creme tiles. Select desired numbers or blank tiles and insert into frame. • Maximum visibility by day and night. Increases security, speeds emergency response and deliveries. • Big 4" numbers constructed of high impact polycarbonate for clear, precise readability from 100 feet away. • Supplied with two Xenon high intensity light bulbs, that generate over 16 lumens of pure white light and consume only 4.5 watts. • Over 100,000 hours lamp life at 16 volts. • Easy to install, may connect to door bell transformer (16v max.) using supplied terminal block. • Innovative design deflects rain and debris. • Polished aluminum reflector maximizes light output. • Long lasting cast aluminum construction with polyester powdercoat paint finish protects against UV fading and resists cracking by garden chemicals and acid rain. | OUTDOOR | Address Light | Outdoor Lighting | White Plastic | 68 | Polycarbonate | [6 empty] | 0 | No | [14 empty] | 0 | [12 empty] | 2.48 | 4.96 | 7.44 | W:2 1/4'' H:5'' | 0.02 |  |  | 2.25 | 5 | N/A | [6 empty] | No |  | No | [30 empty] | 0 | 0 | 0 | 0 | 0 | 0 | 0 | 0 | 0 | 0 | 0 | 785652061462 | 5 | 0.38 | 2.25 | 0.05 | 0.002 | 65 | Yes | 200 | 10785652061469 | 11 | 9.3 | 10 | 14.45 | 0.592 | Yes |  |  | ADDRESS LIGHT "4" TILE-68 | ADDRESS NUMBER TILE |  | 90614-68.jpg | 90614.jpg
90615-68 | ADDRESS NUMBER TILE | Making it easy for guests, deliveries and emergency services to find you, day or night, is important. The Ambiance® Lighting System Address Light reduces the guesswork. Both decorative and functional, this address light complements the curb appeal of your home while enhancing safety and security. Individual house number tiles constructed of high impact, UV resistant, high heat polycarbonate. Scratch resistant black numbers on white or creme tiles. Select desired numbers or blank tiles and insert into frame. • Maximum visibility by day and night. Increases security, speeds emergency response and deliveries. • Big 4" numbers constructed of high impact polycarbonate for clear, precise readability from 100 feet away. • Supplied with two Xenon high intensity light bulbs, that generate over 16 lumens of pure white light and consume only 4.5 watts. • Over 100,000 hours lamp life at 16 volts. • Easy to install, may connect to door bell transformer (16v max.) using supplied terminal block. • Innovative design deflects rain and debris. • Polished aluminum reflector maximizes light output. • Long lasting cast aluminum construction with polyester powdercoat paint finish protects against UV fading and resists cracking by garden chemicals and acid rain. | OUTDOOR | Address Light | Outdoor Lighting | White Plastic | 68 | Polycarbonate | [6 empty] | 0 | No | [14 empty] | 0 | [12 empty] | 2.48 | 4.96 | 7.44 | W:2 1/4'' H:5'' | 0.02 |  |  | 2.25 | 5 | N/A | [6 empty] | No |  | No | [30 empty] | 0 | 0 | 0 | 0 | 0 | 0 | 0 | 0 | 0 | 0 | 0 | 785652061561 | 5 | 2.36 | 0.25 | 0.05 | 0.002 | 65 | Yes | 200 | 10785652061568 | 9.5 | 11.25 | 10 | 14.46 | 0.618 | Yes |  |  | ADDRESS LIGHT "5" TILE-68 | ADDRESS NUMBER TILE |  | 90615-68.jpg | 90615.jpg
90616-68 | ADDRESS NUMBER TILE | Making it easy for guests, deliveries and emergency services to find you, day or night, is important. The Ambiance® Lighting System Address Light reduces the guesswork. Both decorative and functional, this address light complements the curb appeal of your home while enhancing safety and security. Individual house number tiles constructed of high impact, UV resistant, high heat polycarbonate. Scratch resistant black numbers on white or creme tiles. Select desired numbers or blank tiles and insert into frame. • Maximum visibility by day and night. Increases security, speeds emergency response and deliveries. • Big 4" numbers constructed of high impact polycarbonate for clear, precise readability from 100 feet away. • Supplied with two Xenon high intensity light bulbs, that generate over 16 lumens of pure white light and consume only 4.5 watts. • Over 100,000 hours lamp life at 16 volts. • Easy to install, may connect to door bell transformer (16v max.) using supplied terminal block. • Innovative design deflects rain and debris. • Polished aluminum reflector maximizes light output. • Long lasting cast aluminum construction with polyester powdercoat paint finish protects against UV fading and resists cracking by garden chemicals and acid rain. | OUTDOOR | Address Light | Outdoor Lighting | White Plastic | 68 | Polycarbonate | [6 empty] | 0 | No | [14 empty] | 0 | [12 empty] | 2.48 | 4.96 | 7.44 | W:2 1/4'' H:5'' | 0.02 |  |  | 2.25 | 5 | N/A | [6 empty] | No |  | No | [30 empty] | 0 | 0 | 0 | 0 | 0 | 0 | 0 | 0 | 0 | 0 | 0 | 785652061660 | 5 | 0.38 | 2.25 | 0.05 | 0.002 | 65 | Yes | 200 | 10785652061667 | 11.25 | 9.3 | 10 | 14.46 | 0.605 | Yes |  |  | ADDRESS LIGHT "6 OR 9" TILE-68 | ADDRESS NUMBER TILE |  | 90616-68.jpg | 90616.jpg
90617-68 | ADDRESS NUMBER TILE | Making it easy for guests, deliveries and emergency services to find you, day or night, is important. The Ambiance® Lighting System Address Light reduces the guesswork. Both decorative and functional, this address light complements the curb appeal of your home while enhancing safety and security. Individual house number tiles constructed of high impact, UV resistant, high heat polycarbonate. Scratch resistant black numbers on white or creme tiles. Select desired numbers or blank tiles and insert into frame. • Maximum visibility by day and night. Increases security, speeds emergency response and deliveries. • Big 4" numbers constructed of high impact polycarbonate for clear, precise readability from 100 feet away. • Supplied with two Xenon high intensity light bulbs, that generate over 16 lumens of pure white light and consume only 4.5 watts. • Over 100,000 hours lamp life at 16 volts. • Easy to install, may connect to door bell transformer (16v max.) using supplied terminal block. • Innovative design deflects rain and debris. • Polished aluminum reflector maximizes light output. • Long lasting cast aluminum construction with polyester powdercoat paint finish protects against UV fading and resists cracking by garden chemicals and acid rain. | OUTDOOR | Address Light | Outdoor Lighting | White Plastic | 68 | Polycarbonate | [6 empty] | 0 | No | [14 empty] | 0 | [12 empty] | 2.48 | 4.96 | 7.44 | W:2 1/4'' H:5'' | 0.02 |  |  | 2.25 | 5 | N/A | [6 empty] | No |  | No | [30 empty] | 0 | 0 | 0 | 0 | 0 | 0 | 0 | 0 | 0 | 0 | 0 | 785652061769 | 5 | 0.38 | 2.25 | 0.05 | 0.002 | 65 | Yes | 200 | 10785652061766 | 11 | 9.3 | 10 | 14.46 | 0.592 | Yes |  |  | ADDRESS LIGHT "7" TILE-68 | ADDRESS NUMBER TILE |  | 90617-68.jpg | 90617.jpg
90618-68 | ADDRESS NUMBER TILE | Making it easy for guests, deliveries and emergency services to find you, day or night, is important. The Ambiance® Lighting System Address Light reduces the guesswork. Both decorative and functional, this address light complements the curb appeal of your home while enhancing safety and security. Individual house number tiles constructed of high impact, UV resistant, high heat polycarbonate. Scratch resistant black numbers on white or creme tiles. Select desired numbers or blank tiles and insert into frame. • Maximum visibility by day and night. Increases security, speeds emergency response and deliveries. • Big 4" numbers constructed of high impact polycarbonate for clear, precise readability from 100 feet away. • Supplied with two Xenon high intensity light bulbs, that generate over 16 lumens of pure white light and consume only 4.5 watts. • Over 100,000 hours lamp life at 16 volts. • Easy to install, may connect to door bell transformer (16v max.) using supplied terminal block. • Innovative design deflects rain and debris. • Polished aluminum reflector maximizes light output. • Long lasting cast aluminum construction with polyester powdercoat paint finish protects against UV fading and resists cracking by garden chemicals and acid rain. | OUTDOOR | Address Light | Outdoor Lighting | White Plastic | 68 | Polycarbonate | [6 empty] | 0 | No | [14 empty] | 0 | [12 empty] | 2.48 | 4.96 | 7.44 | W:2 1/4'' H:5'' | 0.02 |  |  | 2.25 | 5 | N/A | [6 empty] | No |  | No | [30 empty] | 0 | 0 | 0 | 0 | 0 | 0 | 0 | 0 | 0 | 0 | 0 | 785652061868 | 3.25 | 5 | 0.25 | 0.05 | 0.002 | 65 | Yes | 200 | 10785652061865 | 11.25 | 9.3 | 10.25 | 14.46 | 0.621 | Yes |  |  | ADDRESS NUMBER 8 TILE-68 | ADDRESS NUMBER TILE |  | 90618-68.jpg | 90618.jpg
90619-68 | ADDRESS NUMBER TILE | Making it easy for guests, deliveries and emergency services to find you, day or night, is important. The Ambiance® Lighting System Address Light reduces the guesswork. Both decorative and functional, this address light complements the curb appeal of your home while enhancing safety and security. Individual house number tiles constructed of high impact, UV resistant, high heat polycarbonate. Scratch resistant black numbers on white or creme tiles. Select desired numbers or blank tiles and insert into frame. • Maximum visibility by day and night. Increases security, speeds emergency response and deliveries. • Big 4" numbers constructed of high impact polycarbonate for clear, precise readability from 100 feet away. • Supplied with two Xenon high intensity light bulbs, that generate over 16 lumens of pure white light and consume only 4.5 watts. • Over 100,000 hours lamp life at 16 volts. • Easy to install, may connect to door bell transformer (16v max.) using supplied terminal block. • Innovative design deflects rain and debris. • Polished aluminum reflector maximizes light output. • Long lasting cast aluminum construction with polyester powdercoat paint finish protects against UV fading and resists cracking by garden chemicals and acid rain. | OUTDOOR | Address Light | Outdoor Lighting | White Plastic | 68 | Polycarbonate | [6 empty] | 0 | No | [14 empty] | 0 | [12 empty] | 2.48 | 4.96 | 7.44 | W:2 1/4'' H:5'' | 0.02 |  |  | 2.25 | 5 | N/A | [6 empty] | No |  | No | [30 empty] | 0 | 0 | 0 | 0 | 0 | 0 | 0 | 0 | 0 | 0 | 0 | 785652061967 | 5 | 0.38 | 2.25 | 0.05 | 0.002 | 65 | Yes | 200 | 10785652061964 | 11 | 9.3 | 10 | 14.46 | 0.592 | Yes |  |  | ADDRESS NUMBER BLANK TILE-68 | ADDRESS NUMBER TILE |  | 90619-68.jpg | 90619.jpg
90621-68 | ADDRESS NUMBER TILE | Making it easy for guests, deliveries and emergency services to find you, day or night, is important. The Ambiance® Lighting System Address Light reduces the guesswork. Both decorative and functional, this address light complements the curb appeal of your home while enhancing safety and security. Individual house number tiles constructed of high impact, UV resistant, high heat polycarbonate. Scratch resistant black numbers on white or creme tiles. Select desired numbers or blank tiles and insert into frame. • Maximum visibility by day and night. Increases security, speeds emergency response and deliveries. • Big 4" numbers constructed of high impact polycarbonate for clear, precise readability from 100 feet away. • Supplied with two Xenon high intensity light bulbs, that generate over 16 lumens of pure white light and consume only 4.5 watts. • Over 100,000 hours lamp life at 16 volts. • Easy to install, may connect to door bell transformer (16v max.) using supplied terminal block. • Innovative design deflects rain and debris. • Polished aluminum reflector maximizes light output. • Long lasting cast aluminum construction with polyester powdercoat paint finish protects against UV fading and resists cracking by garden chemicals and acid rain. | OUTDOOR | Address Light | Outdoor Lighting | White Plastic | 68 | Polycarbonate | [6 empty] | 0 | No | [14 empty] | 0 | [12 empty] | 2.98 | 5.96 | 8.94 | W:1 1/8'' H:5'' | 0.02 |  |  | 1.125 | 5 | N/A | [6 empty] | No |  | No | [30 empty] | 0 | 0 | 0 | 0 | 0 | 0 | 0 | 0 | 0 | 0 | 0 | 785652062186 | 5 | 2.36 | 0.25 | 0.05 | 0.002 | 65 | Yes | 200 | 10785652062183 | 9.5 | 11.25 | 10 | 14.46 | 0.618 | Yes |  |  | ADDRESS NUMBER 1/2 TILES-68 | ADDRESS NUMBER TILE |  | 90621-68.jpg | 90621.jpg
90842-15 | 6" 120V Xenon Connector Cord |  | UNDER CABINET | Connector Cords | Under Cabinet Lighting | White | 15 | [7 empty] | 0 | No | [14 empty] | 0 | [12 empty] | 3.4 | 6.8 | 10.2 | L:6'' | 0.01 |  | 6 | [9 empty] | No |  | No | [30 empty] | 0 | 0 | 0 | 0 | 0 | 0 | 0 | 0 | 0 | 0 | 0 | 785652032486 | 4 | 2 | 1.75 | 0.01 | 0.008 | 175 | Yes | 6 | 10785652032483 | 6.25 | 4.75 | 5 | 0.5 | 0.086 | Yes | C-UL-US Damp |  | 6 inch 120V xenon connector cord | 6" Connector Cord | SPT-2, 3C x 18AWG | 90842-15.jpg | 90842.jpg
90846-12 | 120V Xenon Master Switch |  | UNDER CABINET | Power Cords and Controls | Under Cabinet Lighting | Black | 12 | [7 empty] | 0 | No | [14 empty] | 0 | [12 empty] | 22.1 | 44.2 | 66.3 | L:4 23/32'' W:4 21/32'' H:1 1/16'' |  |  | 4.7188 | 4.6562 | 1.0625 | Screw(s) | [6 empty] | No |  | No | [28 empty] | On/Off Switch |  | 0 | 0 | 0 | 0 | 0 | 0 | 0 | 0 | 0 | 0 | 0 | 785652032561 | 5.25 | 5 | 1.5 | 0.6 | 0.023 | 65 | Yes | 20 | 10785652032568 | 17.5 | 11 | 6 | 12.2 | 0.668 | Yes | C-UL-US Damp |  | 120V xenon master switch | Master Switch |  | 90846-12.jpg | 90846.jpg
90846-15 | 120V Xenon Master Switch |  | UNDER CABINET | Power Cords and Controls | Under Cabinet Lighting | White | 15 | [7 empty] | 0 | No | [14 empty] | 0 | [12 empty] | 22.1 | 44.2 | 66.3 | L:4 23/32'' W:4 21/32'' H:1 1/16'' |  |  | 4.7188 | 4.6562 | 1.0625 | Screw(s) | [6 empty] | No |  | No | [28 empty] | On/Off Switch |  | 0 | 0 | 0 | 0 | 0 | 0 | 0 | 0 | 0 | 0 | 0 | 785652032554 | 5.25 | 5 | 1.5 | 0.6 | 0.023 | 65 | Yes | 20 | 10785652032551 | 17.5 | 11 | 6 | 12.2 | 0.668 | Yes | C-UL-US Damp |  | 120V xenon master switch | Master Switch |  | 90846-15.jpg | 90846.jpg
9100-824 |  |  | Accessory | Replacement Chain | [10 empty] | 0 | No | [27 empty] | 12.5 | 25 | 37.5 | [13 empty] | No |  | No | [30 empty] | 0 | 0 | 0 | 0 | 0 | 0 | 0 | 0 | 0 | 0 | 0 | 785652039560 | [6 empty] | Yes | [10 empty] | Chain Palladium |  |  | 9100-962.jpg | 9100.jpg
9103-05 | Decorative Chain in Chrome Finish |  | ACCESSORY | Replacement Chain | Accessories | Chrome | 5 | [7 empty] | 0 | No | [14 empty] | 0 | [12 empty] | 8 | 16 | 24 | L:72'' |  |  | 72 |  |  | N/A | [6 empty] | No |  | No | [28 empty] | N/A |  | 0 | 0 | 0 | 0 | 0 | 0 | 0 | 0 | 0 | 0 | 0 | 785652074257 | [7 empty] | 24 | 10785652074254 | [8 empty] | Decorative Chain in Chrome Finish | Decorative Chain in Chrome Finish |  | 9103-965.jpg | 9103.jpg
9103-778 | Decorative Chain in Brushed Oil Rubbed Bronze Finish |  | ACCESSORY | Replacement Chain | Accessories | Brushed Oil Rubbed Bronze | 778 | [7 empty] | 0 | No | [14 empty] | 0 | [12 empty] | 9.98 | 19.96 | 29.94 | L:72'' |  |  | 72 |  |  | N/A | [6 empty] | No |  | No | [28 empty] | N/A |  | 0 | 0 | 0 | 0 | 0 | 0 | 0 | 0 | 0 | 0 | 0 | 785652074066 | 4 | 3.25 | 3.5 | 1.1 | 0.026 | 60 | Yes | 24 | 10785652074063 | 15.25 | 12 | 9 | 28.3 | 0.953 | Yes |  |  | Decorative Chain in Brushed Oil Rubbed Bronze Finish | Decorative Chain in Brushed Oil Rubbed Bronze Finish |  | 9103-753.jpg | 9103.jpg
9103-802 | Decorative Chain in Obsidian Mist Finish |  | ACCESSORY | Replacement Chain | Accessories | Obsidian Mist | 802 | [7 empty] | 0 | No | [14 empty] | 0 | [12 empty] | 8.48 | 16.96 | 25.44 | L:72'' |  |  | 72 |  |  | N/A | [6 empty] | No |  | No | [28 empty] | N/A |  | 0 | 0 | 0 | 0 | 0 | 0 | 0 | 0 | 0 | 0 | 0 | 785652091025 | 4.75 | 4 | 1.5 | 1.4 | 0.016 | 60 | Yes | 4 | 10785652091022 | 6 | 5.25 | 7 | 7.25 | 0.128 | Yes |  |  | Decorative Chain in Obsidian Mist Finish | Decorative Chain in Obsidian Mist Finish |  | 9103-802.jpg | 9103.jpg
9107-185 |  |  | Accessory | Replacement Chain |  | Forged Iron | 185 | [7 empty] | 0 | No | [14 empty] | 0 | [12 empty] | 16.5 | 33 | 49.5 | L:72'' |  |  | 72 |  |  | N/A | [6 empty] | No |  | No | [28 empty] | N/A |  | 0 | 0 | 0 | 0 | 0 | 0 | 0 | 0 | 0 | 0 | 0 | 785652010712 | 6 | 3.75 | 2 | 1.5 | 0.026 |  | Yes | [10 empty] | Decorative Chain in Forged Iron Finish |  |  | 9107-02.jpg | 9107.jpg
9107-814 |  |  | Accessory | Replacement Chain |  | Misted Bronze | 814 | [7 empty] | 0 | No | [14 empty] | 0 | [12 empty] | 16.5 | 33 | 49.5 | L:72'' |  |  | 72 |  |  | N/A | [6 empty] | No |  | No | [28 empty] | N/A |  | 0 | 0 | 0 | 0 | 0 | 0 | 0 | 0 | 0 | 0 | 0 | 785652010781 | 6 | 3.75 | 2 | 1.5 | 0.026 |  | Yes | 24 | 10785652010788 | [8 empty] | Decorative Chain in Misted Bronze Finish |  |  | 9107-02.jpg | 9107.jpg
9122-05 | Link and Loop in Chrome |  | ACCESSORY | Replacement Chain | Accessories | Chrome | 5 | [7 empty] | 0 | No | [14 empty] | 0 | [12 empty] | 2.98 | 5.96 | 8.94 | L:3'' |  |  | 3 |  |  | N/A | [6 empty] | No |  | No | [28 empty] | N/A |  | 0 | 0 | 0 | 0 | 0 | 0 | 0 | 0 | 0 | 0 | 0 | 785652116186 | 3.5 | 2.75 | 1.5 | 0.1 | 0.008 | 60 | Yes | 50 | 10785652116183 | 7 | 5.5 | 3 | 4.7 | 0.067 | Yes |  |  | LINK AND LOOP-05 | Link and Loop in Chrome |  | 9122-05.jpg | 9122.jpg
9122-12 | Link and Loop in Black |  | ACCESSORY | Replacement Chain | Accessories | Black | 12 | [7 empty] | 0 | No | [14 empty] | 0 | [12 empty] | 5.1 | 10.2 | 15.3 | L:3'' |  |  | 3 |  |  | N/A | [6 empty] | No |  | No | [28 empty] | N/A |  | 0 | 0 | 0 | 0 | 0 | 0 | 0 | 0 | 0 | 0 | 0 | 785652067112 | 3.5 | 2.75 | 1.5 | 0.1 | 0.008 | 60 | Yes | 50 | 10785652067119 | [8 empty] | LINK AND LOOP-12 | Link and Loop in Black |  | 9122-12.jpg | 9122.jpg
9122-715 | Link and Loop in Autumn Bronze |  | ACCESSORY | Replacement Chain | Accessories | Autumn Bronze | 715 | [7 empty] | 0 | No | [14 empty] | 0 | [12 empty] | 2.98 | 5.96 | 8.94 | L:3'' |  |  | 3 |  |  | N/A | [6 empty] | No |  | No | [28 empty] | N/A |  | 0 | 0 | 0 | 0 | 0 | 0 | 0 | 0 | 0 | 0 | 0 | 785652116254 | 3.5 | 1 | 2 | 0.1 | 0.004 | 60 | Yes | 50 | 10785652116251 | 6.75 | 5.5 | 3 | 3.6 | 0.064 | Yes |  |  | LINK AND LOOP-715 | Link and Loop in Autumn Bronze |  | 9122-715.jpg | 9122.jpg
9122-778 | Link and Loop in Brushed Oil Rubbed Bronze |  | ACCESSORY | Replacement Chain | Accessories | Brushed Oil Rubbed Bronze | 778 | [7 empty] | 0 | No | [14 empty] | 0 | [12 empty] | 4.48 | 8.96 | 13.44 | L:3'' |  |  | 3 |  |  | N/A | [6 empty] | No |  | No | [28 empty] | N/A |  | 0 | 0 | 0 | 0 | 0 | 0 | 0 | 0 | 0 | 0 | 0 | 785652074073 | 4 | 0.25 | 0.25 | 0.4 | 0 | 60 | Yes | 50 | 10785652074070 | 8.25 | 8 | 5.5 | 4 | 0.21 | Yes |  |  | LINK AND LOOP-778 | Link and Loop in Brushed Oil Rubbed Bronze |  | 9122-778.jpg | 9122.jpg
9122-782 | Link and Loop in Heirloom Bronze |  | ACCESSORY | Replacement Chain | Accessories | Heirloom Bronze | 782 | [7 empty] | 0 | No | [14 empty] | 0 | [12 empty] | 2.98 | 5.96 | 8.94 | L:3'' |  |  | 3 |  |  | N/A | [6 empty] | No |  | No | [28 empty] | N/A |  | 0 | 0 | 0 | 0 | 0 | 0 | 0 | 0 | 0 | 0 | 0 | 785652116261 | 2.75 | 1.5 | 0.75 | 0.1 | 0.002 | 60 | Yes | 50 | 10785652116268 | 11.5 | 7.5 | 1.5 | 3.5 | 0.075 | Yes |  |  | LINK AND LOOP-782 | Link and Loop in Heirloom Bronze |  | 9122-782.jpg | 9122.jpg
9122-797 | Link and Loop in Weathered Zinc |  | ACCESSORY | Replacement Chain | Accessories | Weathered Zinc | 797 | [7 empty] | 0 | No | [14 empty] | 0 | [12 empty] | 2.8 | 5.6 | 8.4 | L:3'' |  |  | 3 |  |  | N/A | [6 empty] | No |  | No | [28 empty] | N/A |  | 0 | 0 | 0 | 0 | 0 | 0 | 0 | 0 | 0 | 0 | 0 | 785652073748 | 4 | 0.25 | 0.25 | 0.1 | 0 | 60 | Yes | 50 | 10785652073745 | 6 | 6 | 7 | 4.1 | 0.146 | Yes |  |  | LINK AND LOOP-797 | Link and Loop in Weathered Zinc |  | 9122-797.jpg | 9122.jpg
9122-802 | Link and Loop in Obsidian Mist |  | ACCESSORY | Replacement Chain | Accessories | Obsidian Mist | 802 | [7 empty] | 0 | No | [14 empty] | 0 | [12 empty] | 5.46 | 10.92 | 16.38 | L:3'' |  |  | 3 |  |  | N/A | [6 empty] | No |  | No | [28 empty] | N/A |  | 0 | 0 | 0 | 0 | 0 | 0 | 0 | 0 | 0 | 0 | 0 | 785652066993 | 3.125 | 3.875 | 0.25 | 0.1 | 0.002 | 60 | Yes | 6 | 10785652066990 | 7.25 | 5.625 | 5.5 | 0.08 | 0.13 | Yes |  |  | LINK AND LOOP-802 | Link and Loop in Obsidian Mist |  | 9122-802.jpg | 9122.jpg
9122-819 | Link and Loop in Weathered Iron |  | ACCESSORY | Replacement Chain | Accessories | Weathered Iron | 819 | [7 empty] | 0 | No | [14 empty] | 0 | [12 empty] | 2.98 | 5.96 | 8.94 | L:3'' |  |  | 3 |  |  | N/A | [6 empty] | No |  | No | [28 empty] | N/A |  | 0 | 0 | 0 | 0 | 0 | 0 | 0 | 0 | 0 | 0 | 0 | 785652073694 | 4 | 0.25 | 0.25 | 0.1 | 0 | 60 | Yes | 50 | 10785652073691 | 6 | 6 | 7 | 4.1 | 0.146 | Yes |  |  | LINK AND LOOP-819 | Link and Loop in Weathered Iron |  | 9122-819.jpg | 9122.jpg
9122-839 | Link and Loop in Blacksmith |  | ACCESSORY | Replacement Chain | Accessories | Blacksmith | 839 | [7 empty] | 0 | No | [14 empty] | 0 | [12 empty] | 2.98 | 5.96 | 8.94 | L:3'' |  |  | 3 |  |  | N/A | [6 empty] | No |  | No | [28 empty] | N/A |  | 0 | 0 | 0 | 0 | 0 | 0 | 0 | 0 | 0 | 0 | 0 | 785652116421 | 4 | 1 | 1 | 0.1 | 0.002 | 60 | Yes | 25 | 10785652116428 | 6.75 | 6.5 | 5.5 | 2.3 | 0.14 | Yes |  |  | LINK AND LOOP-839 | Link and Loop in Blacksmith |  | 9122-839.jpg | 9122.jpg
9122-962 | Link and Loop in Brushed Nickel |  | ACCESSORY | Replacement Chain | Accessories | Brushed Nickel | 962 | [7 empty] | 0 | No | [14 empty] | 0 | [12 empty] | 2.98 | 5.96 | 8.94 | L:3'' |  |  | 3 |  |  | N/A | [6 empty] | No |  | No | [28 empty] | N/A |  | 0 | 0 | 0 | 0 | 0 | 0 | 0 | 0 | 0 | 0 | 0 | 785652116476 | 4 | 1 | 1 | 0.1 | 0.002 | 60 | Yes | 50 | 10785652116473 | 11 | 8 | 2.75 | 5.1 | 0.14 | Yes |  |  | LINK AND LOOP-962 | Link and Loop in Brushed Nickel |  | 9122-962.jpg | 9122.jpg
9188-819 | 12" Stem |  | ACCESSORY | Replacement Stems | Pendants | Weathered Iron | 819 | [7 empty] | 0 | No | [14 empty] | 0 | [12 empty] | 9.48 | 18.96 | 28.44 | D:5/8'' L:12'' |  | 0.625 | 12 |  |  | N/A | [6 empty] | No |  | No | [28 empty] | N/A |  | 0 | 0 | 0 | 0 | 0 | 0 | 0 | 0 | 0 | 0 | 0 | 785652073717 | 12.5 | 0.1 | 0.1 | 0.3 | 0 | 60 | Yes | 10 | 10785652073714 | 11.75 | 6.25 | 7.25 | 3.1 | 0.308 | Yes |  |  | ACCESSORY STEM 5/8DIA-819 | 12" Stem |  | 9199-12.jpg | 9188.jpg
9196-05 | 12 Inch Accessory Stem in Chrome Finish |  | ACCESSORY | Replacement Stems | Pendants | Chrome | 5 | [7 empty] | 0 | No | [14 empty] | 0 | [12 empty] | 9.48 | 18.96 | 28.44 | D:3/4'' L:12'' |  | 0.75 | 12 | [9 empty] | No |  | No | [28 empty] | N/A |  | 0 | 0 | 0 | 0 | 0 | 0 | 0 | 0 | 0 | 0 | 0 | 785652207433 | 12.5 | 0.1 | 0.1 | 0.3 | 0 | 60 | Yes | 10 | 10785652207430 | 11.75 | 6.25 | 7.18 | 3.1 | 0.305 | Yes |  |  | 12 Inch Accessory Stem in Chrome Finish | 12 Inch Accessory Stem in Chrome Finish | To be used for 66160-05. Same as 9199-XXX except it is a fatter tube. | 9196-05.jpg | 9196.jpg
9196-839 | 12 Inch Accessory Stem in Blacksmith Finish |  | ACCESSORY | Replacement Stems | Pendants | Blacksmith | 839 | [7 empty] | 0 | No | [14 empty] | 0 | [12 empty] | 9.48 | 18.96 | 28.44 | D:3/4'' L:12'' |  | 0.75 | 12 | [9 empty] | No |  | No | [28 empty] | N/A |  | 0 | 0 | 0 | 0 | 0 | 0 | 0 | 0 | 0 | 0 | 0 | 785652208072 | 12.5 | 0.1 | 0.1 | 0.3 | 0 | 60 | Yes | 10 | 10785652208079 | 11.75 | 6.25 | 7.18 | 3.1 | 0.305 | Yes |  |  | 12 Inch Accessory Stem in Blacksmith Finish | 12 Inch Accessory Stem in Blacksmith Finish | To be used for 66160-839. Same as 9199-XXX except it is a fatter tube. | 9196-839.jpg | 9196.jpg
9198-71 | Additional Stem in Antique Bronze Finish |  | Accessory | Replacement Stems | Pendants | [9 empty] | 0 | No | [27 empty] | 1.45 | 2.9 | 4.35 | [13 empty] | No |  | No | [30 empty] | 0 | 0 | 0 | 0 | 0 | 0 | 0 | 0 | 0 | 0 | 0 | 785652037436 | [6 empty] | Yes | [10 empty] | Stem 1/2 x 6" Morris |  |  | 9196-839.jpg | 9198.jpg
9198-824 | Additional Stem in Palladium Finish |  | Accessory | Replacement Stems | Pendants | [9 empty] | 0 | No | [27 empty] | 1.85 | 3.7 | 5.55 | [13 empty] | No |  | No | [30 empty] | 0 | 0 | 0 | 0 | 0 | 0 | 0 | 0 | 0 | 0 | 0 | 785652039577 | [6 empty] | Yes | 10 | 10785652039574 | [5 empty] | Yes |  |  | Stem 1/2 x 6" |  |  | 9196-839.jpg | 9198.jpg
9199-05 | 12" Stem |  | ACCESSORY | Replacement Stems | Pendants | Chrome | 5 | [7 empty] | 0 | No | [14 empty] | 0 | [12 empty] | 9.48 | 18.96 | 28.44 | D:1/2'' L:12'' |  | 0.5 | 12 |  |  | N/A | [6 empty] | No |  | No | [28 empty] | N/A |  | 0 | 0 | 0 | 0 | 0 | 0 | 0 | 0 | 0 | 0 | 0 | 785652183904 | 12.5 | 0.5 | 0.5 | 0.2 | 0.002 | 60 | Yes | 10 | 10785652183901 | 11.75 | 6.25 | 7.25 | 2.9 | 0.308 | Yes |  |  | Accessory Stem in Chrome Finish | 12" Stem |  | 9199-05.jpg | 9199.jpg
9199-12 | 12" Stem |  | ACCESSORY | Replacement Stems | Pendants | Black | 12 | [7 empty] | 0 | No | [14 empty] | 0 | [12 empty] | 18.48 | 36.96 | 55.44 | D:1/2'' L:12'' |  | 0.5 | 12 |  |  | N/A | [6 empty] | No |  | No | [28 empty] | N/A |  | 0 | 0 | 0 | 0 | 0 | 0 | 0 | 0 | 0 | 0 | 0 | 785652067129 | 12.5 | 3.75 | 0.5 | 0.3 | 0.014 | 70 | Yes | 2 | 10785652067126 | 10.625 | 8.75 | 6.25 | 1.2 | 0.336 | Yes |  |  | Accessory Stem in Black Finish | 12" Stem |  | 9199-12.jpg | 9199.jpg
9199-44 | 12" Stem |  | ACCESSORY | Replacement Stems | Pendants | Weathered Copper | 44 | [7 empty] | 0 | No | [14 empty] | 0 | [12 empty] | 10.46 | 20.92 | 31.38 | D:1/2'' L:12'' |  | 0.5 | 12 | [9 empty] | No |  | No | [28 empty] | N/A |  | 0 | 0 | 0 | 0 | 0 | 0 | 0 | 0 | 0 | 0 | 0 | 785652009266 | 12.5 | 0.75 | 0.75 | 0.3 | 0.004 | 60 | Yes | 10 | 10785652009263 | 14.5 | 6 | 5.75 | 4 | 0.289 | Yes |  |  | Accessory Stem in Weathered Copper Finish | 12" Stem |  | 9199-44.jpg | 9199.jpg
9199-71 | 12" Stem |  | ACCESSORY | Replacement Stems | Pendants | Antique Bronze | 71 | [7 empty] | 0 | No | [14 empty] | 0 | [12 empty] | 12.98 | 25.96 | 38.94 | D:1/2'' L:12'' |  | 0.5 | 12 |  |  | N/A | [6 empty] | No |  | No | [28 empty] | N/A |  | 0 | 0 | 0 | 0 | 0 | 0 | 0 | 0 | 0 | 0 | 0 | 785652199714 | 12.75 | 0.75 | 0.75 | 0.3 | 0.004 | 60 | Yes | 10 | 10785652199711 | 13 | 5 | 2 | 3.2 | 0.075 | Yes |  |  | Accessory Stem in Antique Bronze Finish | 12" Stem |  | 9199-71.jpg | 9199.jpg
9199-710 | 12" Stem |  | ACCESSORY | Replacement Stems | Pendants | Burnt Sienna | 710 | [7 empty] | 0 | No | [14 empty] | 0 | [12 empty] | 5.96 | 11.92 | 17.88 | D:1/2'' L:12'' |  | 0.5 | 12 |  |  | N/A | [6 empty] | No |  | No | [28 empty] | N/A |  | 0 | 0 | 0 | 0 | 0 | 0 | 0 | 0 | 0 | 0 | 0 | 785652182655 | 12.75 | 0.75 | 0.75 | 0.3 | 0.004 | 60 | Yes | 10 | 10785652182652 | 13.5 | 4.75 | 2.25 | 3.3 | 0.083 | Yes |  |  | Accessory Stem in Burnt Sienna Finish | 12" Stem |  | 9199-710.jpg | 9199.jpg
9199-715 | 12" Stem |  | ACCESSORY | Replacement Stems | Pendants | Autumn Bronze | 715 | [7 empty] | 0 | No | [14 empty] | 0 | [12 empty] | 4.98 | 9.96 | 14.94 | D:1/2'' L:12'' |  | 0.5 | 12 |  |  | N/A | [6 empty] | No |  | No | [28 empty] | N/A |  | 0 | 0 | 0 | 0 | 0 | 0 | 0 | 0 | 0 | 0 | 0 | 785652236938 | 12.5 | 6 | 1 | 0.3 | 0.043 | 125 | Yes | 10 | 10785652236935 | 14 | 8.25 | 7 | 3.5 | 0.468 | Yes |  |  | Accessory Stem in Autumn Bronze Finsih | 12" Stem |  | 9199-827.jpg | 9199.jpg
9199-778 | 12" Stem |  | ACCESSORY | Replacement Stems | Pendants | Brushed Oil Rubbed Bronze | 778 | [7 empty] | 0 | No | [14 empty] | 0 | [12 empty] | 9.98 | 19.96 | 29.94 | D:1/2'' L:12'' |  | 0.5 | 12 |  |  | N/A | [6 empty] | No |  | No | [28 empty] | N/A |  | 0 | 0 | 0 | 0 | 0 | 0 | 0 | 0 | 0 | 0 | 0 | 785652074080 | 12.75 | 1 | 1 | 0.3 | 0.007 | 60 | Yes | 10 | 10785652074087 | 13.5 | 5.25 | 2.25 | 3.3 | 0.092 | Yes |  |  | Accessory Stem in Brushed Oil Rubbed Bronze Finish | 12" Stem |  | 9199-778.jpg | 9199.jpg
9199-782 | 12" Stem |  | ACCESSORY | Replacement Stems | Pendants | Heirloom Bronze | 782 | [7 empty] | 0 | No | [14 empty] | 0 | [12 empty] | 10.46 | 20.92 | 31.38 | D:1/2'' L:12'' |  | 0.5 | 12 |  |  | N/A | [6 empty] | No |  | No | [28 empty] | N/A |  | 0 | 0 | 0 | 0 | 0 | 0 | 0 | 0 | 0 | 0 | 0 | 785652199783 | 12.75 | 0.75 | 0.75 | 0.3 | 0.004 | 60 | Yes | 10 | 10785652199780 | 13 | 5 | 2 | 3.2 | 0.075 | Yes |  |  | Accessory Stem in Heirloom Bronze Finish | 12" Stem |  | 9199-782.jpg | 9199.jpg
9199-797 | 12" Stem |  | ACCESSORY | Replacement Stems | Pendants | Weathered Zinc | 797 | [7 empty] | 0 | No | [14 empty] | 0 | [12 empty] | 8.98 | 17.96 | 26.94 | D:1/2'' L:12'' |  | 0.5 | 12 |  |  | N/A | [6 empty] | No |  | No | [28 empty] | N/A |  | 0 | 0 | 0 | 0 | 0 | 0 | 0 | 0 | 0 | 0 | 0 | 785652073755 | 12.75 | 1 | 1 | 0.3 | 0.007 | 60 | Yes | 10 | 10785652073752 | 13.5 | 5.25 | 2.25 | 3.3 | 0.092 | Yes |  |  | Accessory Stem in Weathered Zinc Finish | 12" Stem |  | 9199-797.jpg | 9199.jpg
9199-802 | 12" Stem |  | ACCESSORY | Replacement Stems | Pendants | Obsidian Mist | 802 | [7 empty] | 0 | No | [14 empty] | 0 | [12 empty] | 18.48 | 36.96 | 55.44 | D:1/2'' L:12'' |  | 0.5 | 12 |  |  | N/A | [6 empty] | No |  | No | [28 empty] | N/A |  | 0 | 0 | 0 | 0 | 0 | 0 | 0 | 0 | 0 | 0 | 0 | 785652199806 | 12.75 | 0.75 | 0.75 | 0.3 | 0.004 | 60 | Yes | 10 | 10785652199803 | 13 | 5 | 2 | 3.2 | 0.075 | Yes |  |  | Accessory Stem in Obsidian Mist Finish | 12" Stem |  | 9199-802.jpg | 9199.jpg
9199-819 | 12" Stem |  | ACCESSORY | Replacement Stems | Pendants | Weathered Iron | 819 | [7 empty] | 0 | No | [14 empty] | 0 | [12 empty] | 8.98 | 17.96 | 26.94 | D:1/2'' L:12'' |  | 0.5 | 12 |  |  | N/A | [6 empty] | No |  | No | [28 empty] | N/A |  | 0 | 0 | 0 | 0 | 0 | 0 | 0 | 0 | 0 | 0 | 0 | 785652073700 | 12.75 | 1.75 | 0.75 | 0.3 | 0.01 | 60 | Yes | 10 | 10785652073707 | 13 | 5 | 2 | 3.2 | 0.075 | Yes |  |  | Accessory Stem in Weathered Iron Finish | 12" Stem |  | 9199-819.jpg | 9199.jpg
9199-839 | 12" Stem |  | ACCESSORY | Replacement Stems | Pendants | Blacksmith | 839 | [7 empty] | 0 | No | [14 empty] | 0 | [12 empty] | 8.48 | 16.96 | 25.44 | D:1/2'' L:12'' |  | 0.5 | 12 |  |  | N/A | [6 empty] | No |  | No | [28 empty] | N/A |  | 0 | 0 | 0 | 0 | 0 | 0 | 0 | 0 | 0 | 0 | 0 | 785652199899 | 12.5 | 0.5 | 0.5 | 0.2 | 0.002 | 60 | Yes | 10 | 10785652199896 | 11.75 | 6.25 | 7.18 | 2.9 | 0.305 | Yes |  |  | Accessory Stem in Blacksmith Finish | 12" Stem |  | 9199-839.jpg | 9199.jpg
9199-848 | 12" Stem |  | ACCESSORY | Replacement Stems | Accessories | Satin Bronze | 848 | [7 empty] | 0 | No | [14 empty] | 0 | [12 empty] | 9.98 | 19.96 | 29.94 | D:1/2'' L:12'' |  | 0.5 | 12 |  |  | N/A | [6 empty] | No |  | No | [28 empty] | N/A |  | 0 | 0 | 0 | 0 | 0 | 0 | 0 | 0 | 0 | 0 | 0 | 785652998485 | 13 | 0.75 | 0.75 | 0.4 | 0.004 | 60 | Yes | 10 | 10785652998482 | 13.78 | 4.58 | 2 | 3.8 | 0.073 | Yes |  |  | Accessory Stem in Satin Bronze Finish | 12" Stem |  | 9199-848.jpg | 9199.jpg
9199-962 | 12" Stem |  | ACCESSORY | Replacement Stems | Pendants | Brushed Nickel | 962 | [7 empty] | 0 | No | [14 empty] | 0 | [12 empty] | 9.98 | 19.96 | 29.94 | D:1/2'' L:12'' | 0.2 | 0.5 | 12 |  |  | N/A | [6 empty] | No |  | No | [28 empty] | N/A |  | 0 | 0 | 0 | 0 | 0 | 0 | 0 | 0 | 0 | 0 | 0 | 785652199967 | 12.75 | 0.75 | 0.75 | 0.3 | 0.004 | 60 | Yes | 10 | 10785652199964 | 13 | 5 | 2 | 3.2 | 0.075 | Yes |  |  | Accessory Stem in Brushed Nickel Finish | 12" Stem |  | 9199-962.jpg | 9199.jpg
9199-965 | 12" Stem |  | ACCESSORY | Replacement Stems | Accessories | Antique Brushed Nickel | 965 | [7 empty] | 0 | No | [14 empty] | 0 | [12 empty] | 9.98 | 19.96 | 29.94 | D:1/2'' L:12'' |  | 0.5 | 12 | [9 empty] | No |  | No | [28 empty] | N/A |  | 0 | 0 | 0 | 0 | 0 | 0 | 0 | 0 | 0 | 0 | 0 | 785652199950 | 12.5 | 1.625 | 0.625 | 0.3 | 0.007 | 60 | Yes | 10 | 10785652199957 | 13 | 4.125 | 4.5 | 3.65 | 0.14 | Yes |  |  | Accessory Stem in Antique Brushed Nickel | 12" Stem |  | 9199-965.jpg | 9199.jpg
9199-98 | 12" Stem |  | ACCESSORY | Replacement Stems | Pendants | Brushed Stainless | 98 | [7 empty] | 0 | No | [14 empty] | 0 | [12 empty] | 9.98 | 19.96 | 29.94 | D:1/2'' L:12'' |  | 0.5 | 12 | [9 empty] | No |  | No | [28 empty] | N/A |  | 0 | 0 | 0 | 0 | 0 | 0 | 0 | 0 | 0 | 0 | 0 | 785652919985 | 12.75 | 0.75 | 0.75 | 0.3 | 0.004 | 60 | Yes | 10 | 10785652919982 | 13 | 5 | 2 | 3.2 | 0.075 | Yes |  |  | Accessory Stem in Brushed Stainless Finish | 12" Stem |  | 9199-98.jpg | 9199.jpg
9226-12 | One Light Outdoor Path |  | OUTDOOR | Landscape Lighting | Outdoor Lighting | Black | 12 | Die Cast Aluminum |  |  |  | Clear Glass | 1 Medium A19 75w |  | 1 | No | [14 empty] | 0 | [12 empty] | 24.98 | 49.96 | 74.94 | D:5 7/8'' H:7'' | 2 | 5.875 |  |  | 7 | Other | [6 empty] | No |  | No | [25 empty] | 18 |  |  | N/A | Hardwired | 0 | 0 | 0 | 0 | 1 | 0 | 0 | 0 | 0 | 0 | 0 | 785652922626 | 10 | 6.18 | 6.18 | 2.5 | 0.221 | 93 | Yes | 6 | 10785652922623 | 13 | 13 | 10.78 | 11 | 1.054 | Yes | UL Wet | cUL Wet | 1L PATH LIGHT-12 | One Light Outdoor Path |  | 9226-12.jpg | 9226.jpg
9226-95 | One Light Outdoor Path |  | OUTDOOR | Landscape Lighting | Outdoor Lighting | Emerald Green | 95 |  |  |  |  | Clear Glass | 1 Medium A19 75w |  | 1 | No | [14 empty] | 0 | [12 empty] | 24.98 | 49.96 | 74.94 | D:5 7/8'' H:7'' | 2 | 5.875 |  |  | 7 | Other | [6 empty] | No |  | No | [25 empty] | 18 |  |  | N/A |  | 0 | 0 | 0 | 0 | 1 | 0 | 0 | 0 | 0 | 0 | 0 | 785652922657 | 10.18 | 6.25 | 6.25 | 2.4 | 0.23 | 93 | Yes | 6 | 10785652922654 | 13 | 13.25 | 10.75 | 10.7 | 1.072 | Yes | UL Wet | cUL Wet | 1L PATH LIGHT-95 | One Light Outdoor Path |  | 9226-95.jpg | 9226.jpg
9241-12 | Two Light Recessed Brick Light |  | OUTDOOR | Landscape Lighting | Outdoor Lighting | Black | 12 |  |  |  |  | Frosted Glass | 2 Wedge T5 18w 12v |  | 2 | No | [14 empty] | 0 | [12 empty] | 29.6 | 59.2 | 88.8 | L:9 1/8'' W:3 1/8'' H:4'' E:1/4'' |  |  | 9.125 | 3.125 | 4 | Other |  |  |  |  | 0.25 |  | No |  | No | [25 empty] | 6 | Black |  | N/A |  | 0 | 0 | 0 | 0 | 0 | 0 | 0 | 0 | 0 | 0 | 0 | 785652924125 | 3.4 | 4.2 | 9.3 | 1.6 | 0.077 | 65 | Yes | 6 | 10785652924122 | 13.2 | 10.2 | 7.6 | 10.4 | 0.592 | Yes | UL Wet | cUL Wet | Two Light Recessed Brick Light in Black Finish | Two Light Recessed Brick Light |  | 9241-12.jpg | 9241.jpg
93335-98 |  |  | OUTDOOR |  | Landscape Lighting | Brushed Stainless | 98 | [7 empty] | 0 | No | [27 empty] | 663 | 1326 | 1989 | W:6 11/16'' H:12'' E:6 5/32'' |  |  |  | 6.6875 | 12 | Other |  |  |  |  | 6.1562 |  | No |  | No | [25 empty] | 72 | Black |  |  |  | 0 | 0 | 0 | 0 | 0 | 0 | 0 | 0 | 0 | 0 | 0 | 785652212352 | 23 | 12.5 | 10.75 | 49.2 | 1.789 | 65 | Yes | [9 empty] | cETL Wet | 1200w. 277v, 12/13/14/15v up to 22v Secondary Lug (same as Unique Multimatic 93245-98) | 1200w Multi-Matic 277v Transformer | SPECIAL - same as 93245-98 | 93335-98.jpg | 93335.jpg
93401S-15 | Louver LED Step Light-15 |  | LIGHT KIT | LED Step Lighting | Landscape Lighting | White | 15 | [7 empty] | 1 | No | 90 | 3000 | 90 | 3.3 | 120 | 19 - Integrated | LED - Array |  | 10 | 100 | LED | 3.3 | 3.3 | 50000 | 0 | [12 empty] | 40.98 | 81.96 | 122.94 | L:4 3/4'' H:3'' E:1 9/16'' |  |  | 4.75 |  | 3 | [5 empty] | 1.5625 |  | No |  | No | [30 empty] | 0 | 0 | 0 | 0 | 0 | 0 | 1 | 0 | 0 | 0 | 0 | 785652102738 | 5.25 | 4 | 1.5 | 0.4 | 0.018 | 65 | Yes | 12 | 10785652102735 | 9.5 | 6 | 5 | 4.8 | 0.165 | Yes |  | cETL Wet | 120V LED STEP LT LOUVER-15 | Louver LED Step Light-15 |  | 93401S-15.jpg | 93401S.jpg
93401S-171 | Louver LED Step Light-171 |  | LIGHT KIT | LED Step Lighting | Landscape Lighting | Painted Antique Bronze | 171 | [7 empty] | 1 | No | 90 | 3000 | 90 | 3.3 | 120 | 19 - Integrated | LED - Array |  | 10 | 100 | LED | 3.3 | 3.3 | 50000 | 0 | [12 empty] | 40.98 | 81.96 | 122.94 | L:4 3/4'' H:3'' E:1 9/16'' |  |  | 4.75 |  | 3 | [5 empty] | 1.5625 |  | No |  | No | [30 empty] | 0 | 0 | 0 | 0 | 0 | 0 | 1 | 0 | 0 | 0 | 0 | 785652102745 | 5.25 | 3.2 | 2.25 | 0.4 | 0.022 | 70 | Yes | 6 | 10785652102742 | [7 empty] | cETL Wet | 120V LED STEP LT LOUVER-171 | Louver LED Step Light-171 |  | 93401S-171.jpg | 93401S.jpg
93401S-849 | Louver LED Step Light-849 |  | LIGHT KIT | LED Step Lighting | Landscape Lighting | Satin Nickel | 849 | [7 empty] | 1 | No | 90 | 3000 | 90 | 3.3 | 120 | 19 - Integrated | LED - Array |  | 10 | 100 | LED | 3.3 | 3.3 | 50000 | 0 | [12 empty] | 40.98 | 81.96 | 122.94 | L:4 3/4'' H:3'' E:1 9/16'' |  |  | 4.75 |  | 3 | [5 empty] | 1.5625 |  | No |  | No | [30 empty] | 0 | 0 | 0 | 0 | 0 | 0 | 1 | 0 | 0 | 0 | 0 | 785652102752 | 5.25 | 2.25 | 3.1 | 0.8 | 0.021 | 60 | Yes | 6 | 10785652102759 | [7 empty] | cETL Wet | 120V LED STEP LT LOUVER-849 | Louver LED Step Light-849 |  | 93401S-849.jpg | 93401S.jpg
93403S-15 | Tarpa LED Step Light-15 |  | LIGHT KIT | LED Step Lighting | Landscape Lighting | White | 15 | [7 empty] | 1 | No | 90 | 3000 | 90 | 3.3 | 120 | 19 - Integrated | LED - Array |  | 10 | 100 | LED | 3.3 | 3.3 | 50000 | 0 | [12 empty] | 40.98 | 81.96 | 122.94 | L:4 3/4'' H:3'' E:2 3/16'' |  |  | 4.75 |  | 3 | [5 empty] | 2.1875 |  | No |  | No | [30 empty] | 0 | 0 | 0 | 0 | 0 | 0 | 1 | 0 | 0 | 0 | 0 | 785652102769 | 9 | 7 | 3 | 1.1 | 0.109 | 93 | Yes | 6 | 10785652102766 | [7 empty] | cETL Wet | 120V LED STEP LT TARPA-15 | Tarpa LED Step Light-15 |  | 93403S-15.jpg | 93403S.jpg
93403S-171 | Tarpa LED Step Light-171 |  | LIGHT KIT | LED Step Lighting | Landscape Lighting | Painted Antique Bronze | 171 | [7 empty] | 1 | No | 90 | 3000 | 90 | 3.3 | 120 | 19 - Integrated | LED - Array |  | 10 | 100 | LED | 3.3 | 3.3 | 50000 | 0 | [12 empty] | 40.98 | 81.96 | 122.94 | L:4 3/4'' H:3'' E:2 3/16'' |  |  | 4.75 |  | 3 | [5 empty] | 2.1875 |  | No |  | No | [30 empty] | 0 | 0 | 0 | 0 | 0 | 0 | 1 | 0 | 0 | 0 | 0 | 785652102776 | 9 | 7 | 3 | 1.1 | 0.109 | 93 | Yes | 6 | 10785652102773 | [7 empty] | cETL Wet | 120V LED STEP LT TARPA-171 | Tarpa LED Step Light-171 |  | 93403S-171.jpg | 93403S.jpg
93403S-849 | Tarpa LED Step Light-849 |  | LIGHT KIT | LED Step Lighting | Landscape Lighting | Satin Nickel | 849 | [7 empty] | 1 | No | 90 | 3000 | 90 | 3.3 | 120 | 19 - Integrated | LED - Array |  | 10 | 100 | LED | 3.3 | 3.3 | 50000 | 0 | [12 empty] | 40.98 | 81.96 | 122.94 | L:4 3/4'' H:3'' E:2 3/16'' |  |  | 4.75 |  | 3 | [5 empty] | 2.1875 |  | No |  | No | [30 empty] | 0 | 0 | 0 | 0 | 0 | 0 | 1 | 0 | 0 | 0 | 0 | 785652102783 | 9 | 7 | 3 | 1.1 | 0.109 | 93 | Yes | 6 | 10785652102780 | [7 empty] | cETL Wet | 120V LED STEP LT TARPA-849 | Tarpa LED Step Light-849 |  | 93403S-849.jpg | 93403S.jpg
93405S-15 | Vitra LED Step Light-15 |  | LIGHT KIT | LED Step Lighting | Landscape Lighting | White | 15 | [7 empty] | 1 | No | 90 | 3000 | 90 | 3.3 | 120 | 19 - Integrated | LED - Array |  | 10 | 100 | LED | 3.3 | 3.3 | 50000 | 0 | [12 empty] | 40.98 | 81.96 | 122.94 | L:4 3/4'' H:3'' E:1 1/2'' |  |  | 4.75 |  | 3 | [5 empty] | 1.5 |  | No |  | No | [30 empty] | 0 | 0 | 0 | 0 | 0 | 0 | 1 | 0 | 0 | 0 | 0 | 785652102790 | 9 | 7 | 3 | 1.02 | 0.109 | 100 | Yes | 6 | 10785652102797 | [7 empty] | cETL Wet | 120V LED STEP LT VITRA-15 | Vitra LED Step Light-15 |  | 93405S-15.jpg | 93405S.jpg
93405S-171 | Vitra LED Step Light-171 |  | LIGHT KIT | LED Step Lighting | Landscape Lighting | Painted Antique Bronze | 171 | [7 empty] | 1 | No | 90 | 3000 | 90 | 3.3 | 120 | 19 - Integrated | LED - Array |  | 10 | 100 | LED | 3.3 | 3.3 | 50000 | 0 | [12 empty] | 40.98 | 81.96 | 122.94 | L:4 3/4'' H:3'' E:1 1/2'' |  |  | 4.75 |  | 3 | [5 empty] | 1.5 |  | No |  | No | [30 empty] | 0 | 0 | 0 | 0 | 0 | 0 | 1 | 0 | 0 | 0 | 0 | 785652102806 | 5.25 | 2.25 | 3.1 | 0.8 | 0.021 | 60 | Yes | 6 | 10785652102803 | [7 empty] | cETL Wet | 120V LED STEP LT VITRA-171 | Vitra LED Step Light-171 |  | 93405S-171.jpg | 93405S.jpg
93405S-849 | Vitra LED Step Light-849 |  | LIGHT KIT | LED Step Lighting | Landscape Lighting | Satin Nickel | 849 | [7 empty] | 1 | No | 90 | 3000 | 90 | 3.3 | 120 | 19 - Integrated | LED - Array |  | 10 | 100 | LED | 3.3 | 3.3 | 50000 | 0 | [12 empty] | 40.98 | 81.96 | 122.94 | L:4 3/4'' H:3'' E:1 1/2'' |  |  | 4.75 |  | 3 | [5 empty] | 1.5 |  | No |  | No | [30 empty] | 0 | 0 | 0 | 0 | 0 | 0 | 1 | 0 | 0 | 0 | 0 | 785652102813 | 5.25 | 2.25 | 3.1 | 0.8 | 0.021 | 60 | Yes | 6 | 10785652102810 | [7 empty] | cETL Wet | 120V LED STEP LT VITRA-849 | Vitra LED Step Light-849 |  | 93405S-849.jpg | 93405S.jpg
93481S-15 | Louver Turtle Step Light-15 |  | LIGHT KIT | LED Step Lighting | Landscape Lighting | White | 15 | [7 empty] | 1 | No | 90 |  | 90 | 3.3 | 120 | 19 - Integrated | LED - Array |  |  |  | LED | 3.3 | 3.3 | 50000 | 0 | [12 empty] | 55.98 | 111.96 | 167.94 | L:4 3/4'' H:3'' E:1 9/16'' |  |  | 4.75 |  | 3 | [5 empty] | 1.5625 |  | No |  | No | [30 empty] | 0 | 0 | 0 | 0 | 0 | 0 | 1 | 0 | 0 | 0 | 0 | 785652115479 | 5.25 | 3.4 | 1.5 | 1 | 0.015 | 60 | Yes | 6 | 10785652115476 | [7 empty] | cETL Wet | 120V TURTLE STEP LT LOUVER-15 | Louver Turtle Step Light-15 |  | 93481S-15.jpg | 93481S.jpg
93481S-171 | Louver Turtle Step Light-171 |  | LIGHT KIT | LED Step Lighting | Landscape Lighting | Painted Antique Bronze | 171 | [7 empty] | 1 | No | 90 |  | 90 | 3.3 | 120 | 19 - Integrated | LED - Array |  |  |  | LED | 3.3 | 3.3 | 50000 | 0 | [12 empty] | 55.98 | 111.96 | 167.94 | L:4 3/4'' H:3'' E:1 9/16'' |  |  | 4.75 |  | 3 | [5 empty] | 1.5625 |  | No |  | No | [30 empty] | 0 | 0 | 0 | 0 | 0 | 0 | 1 | 0 | 0 | 0 | 0 | 785652115486 | 5.25 | 3.4 | 1.5 | 1 | 0.015 | 60 | Yes | 6 | 10785652115483 | [7 empty] | cETL Wet | 120V TURTLE STEP LT LOUVER-171 | Louver Turtle Step Light-171 |  | 93481S-171.jpg | 93481S.jpg
93481S-849 | Louver Turtle Step Light-849 |  | LIGHT KIT | LED Step Lighting | Landscape Lighting | Satin Nickel | 849 | [7 empty] | 1 | No | 90 |  | 90 | 3.3 | 120 | 19 - Integrated | LED - Array |  |  |  | LED | 3.3 | 3.3 | 50000 | 0 | [12 empty] | 55.98 | 111.96 | 167.94 | L:4 3/4'' H:3'' E:1 9/16'' |  |  | 4.75 |  | 3 | [5 empty] | 1.5625 |  | No |  | No | [30 empty] | 0 | 0 | 0 | 0 | 0 | 0 | 1 | 0 | 0 | 0 | 0 | 785652115493 | 5.25 | 3.4 | 2.25 | 1 | 0.023 | 60 | Yes | 6 | 10785652115490 | [7 empty] | cETL Wet | 120V TURTLE STEP LT LOUVER-849 | Louver Turtle Step Light-849 |  | 93481S-849.jpg | 93481S.jpg
93483S-15 | Tarpa Turtle Step Light-15 |  | LIGHT KIT | LED Step Lighting | Landscape Lighting | White | 15 | [7 empty] | 1 | No | 90 |  | 90 | 3.3 | 120 | 19 - Integrated | LED - Array |  |  |  | LED | 3.3 | 3.3 | 50000 | 0 | [12 empty] | 55.98 | 111.96 | 167.94 | L:4 3/4'' H:3'' E:2 3/16'' |  |  | 4.75 |  | 3 | [5 empty] | 2.1875 |  | No |  | No | [30 empty] | 0 | 0 | 0 | 0 | 0 | 0 | 1 | 0 | 0 | 0 | 0 | 785652115509 | 5.25 | 3.18 | 2.25 | 0.8 | 0.022 | 60 | Yes | 12 | 10785652115506 | 9.75 | 9.75 | 6 | 10 | 0.33 | Yes |  | cETL Wet | 120V TURTLE STEP LT TARPA-15 | Tarpa Turtle Step Light-15 |  | 93483S-15.jpg | 93483S.jpg
93483S-171 | Tarpa Turtle Step Light-171 |  | LIGHT KIT | LED Step Lighting | Landscape Lighting | Painted Antique Bronze | 171 | [7 empty] | 1 | No | 90 |  | 90 | 3.3 | 120 | 19 - Integrated | LED - Array |  |  |  | LED | 3.3 | 3.3 | 50000 | 0 | [12 empty] | 55.98 | 111.96 | 167.94 | L:4 3/4'' H:3'' E:2 3/16'' |  |  | 4.75 |  | 3 | [5 empty] | 2.1875 |  | No |  | No | [30 empty] | 0 | 0 | 0 | 0 | 0 | 0 | 1 | 0 | 0 | 0 | 0 | 785652115516 | 5.25 | 3.4 | 2.5 | 1.5 | 0.026 | 60 | Yes | 6 | 10785652115513 | [7 empty] | cETL Wet | 120V TURTLE STEP LT TARPA-171 | Tarpa Turtle Step Light-171 |  | 93483S-171.jpg | 93483S.jpg
93483S-849 | Tarpa Turtle Step Light-849 |  | LIGHT KIT | LED Step Lighting | Landscape Lighting | Satin Nickel | 849 | [7 empty] | 1 | No | 90 |  | 90 | 3.3 | 120 | 19 - Integrated | LED - Array |  |  |  | LED | 3.3 | 3.3 | 50000 | 0 | [12 empty] | 55.98 | 111.96 | 167.94 | L:4 3/4'' H:3'' E:2 3/16'' |  |  | 4.75 |  | 3 | [5 empty] | 2.1875 |  | No |  | No | [30 empty] | 0 | 0 | 0 | 0 | 0 | 0 | 1 | 0 | 0 | 0 | 0 | 785652115523 | 5.25 | 3.25 | 2.25 | 0.9 | 0.022 | 60 | Yes | 6 | 10785652115520 | [7 empty] | cETL Wet | 120V TURTLE STEP LT TARPA-849 | Tarpa Turtle Step Light-849 |  | 93483S-849.jpg | 93483S.jpg
93485S-15 | Vitra Turtle Step Light-15 |  | LIGHT KIT | LED Step Lighting | Landscape Lighting | White | 15 | [7 empty] | 1 | No | 90 |  | 90 | 3.3 | 120 | 19 - Integrated | LED - Array |  |  |  | LED | 3.3 | 3.3 | 50000 | 0 | [12 empty] | 55.98 | 111.96 | 167.94 | L:4 3/4'' H:3'' E:1 1/2'' |  |  | 4.75 |  | 3 | [5 empty] | 1.5 |  | No |  | No | [30 empty] | 0 | 0 | 0 | 0 | 0 | 0 | 1 | 0 | 0 | 0 | 0 | 785652115530 | 5.25 | 3.25 | 2.25 | 0.8 | 0.022 | 60 | Yes | 6 | 10785652115537 | [7 empty] | cETL Wet | 120V TURTLE STEP LT VITRA-15 | Vitra Turtle Step Light-15 |  | 93485S-15.jpg | 93485S.jpg
93485S-171 | Vitra Turtle Step Light-171 |  | LIGHT KIT | LED Step Lighting | Landscape Lighting | Painted Antique Bronze | 171 | [7 empty] | 0 | No | 90 |  | 90 | 3.3 | 120 | 19 - Integrated | LED - Array |  |  |  | LED | 3.3 | 3.3 | 50000 | 0 | [12 empty] | 55.98 | 111.96 | 167.94 | L:4 3/4'' H:3'' E:1 1/2'' |  |  | 4.75 |  | 3 | [5 empty] | 1.5 |  | No |  | No | [30 empty] | 0 | 0 | 0 | 0 | 0 | 0 | 1 | 0 | 0 | 0 | 0 | 785652115547 | 5.25 | 3.25 | 2.25 | 1 | 0.022 | 60 | Yes | 6 | 10785652115544 | [7 empty] | cETL Wet | 120V TURTLE STEP LT VITRA-171 | Vitra Turtle Step Light-171 |  | 93485S-171.jpg | 93485S.jpg
93485S-849 | Vitra Turtle Step Light-849 |  | LIGHT KIT | LED Step Lighting | Landscape Lighting | Satin Nickel | 849 | [7 empty] | 1 | No | 90 |  | 90 | 3.3 | 120 | 19 - Integrated | LED - Array |  |  |  | LED | 3.3 | 3.3 | 50000 | 0 | [12 empty] | 55.98 | 111.96 | 167.94 | L:4 3/4'' H:3'' E:1 1/2'' |  |  | 4.75 |  | 3 | [5 empty] | 1.5 |  | No |  | No | [30 empty] | 0 | 0 | 0 | 0 | 0 | 0 | 1 | 0 | 0 | 0 | 0 | 785652115561 | 5.25 | 3.25 | 2.25 | 1 | 0.022 | 60 | Yes | 6 | 10785652115568 | [7 empty] | cETL Wet | 120V TURTLE STEP LT VITRA-849 | Vitra Turtle Step Light-849 |  | 93485S-849.jpg | 93485S.jpg
9357-12 | Mini-Recessed Open Reflector Trim |  | RECESSED | Mini-Recessed Trims | Ambiance Lighting Systems | Black | 12 |  |  |  |  | Glass |  |  | 0 | No | [14 empty] | 0 | [12 empty] | 8 | 16 | 24 | D:2'' H:3/4'' E:1/4'' |  | 2 |  |  | 0.75 | [5 empty] | 0.25 |  | No |  | No | [30 empty] | 0 | 0 | 0 | 0 | 0 | 0 | 0 | 0 | 0 | 0 | 0 | 785652935725 | 3 | 3 | 1.5 | 0.1 | 0.008 | 65 | Yes | 6 | 10785652935722 | 7.2 | 0.6 | 5.3 | 0.36 | 0.013 | Yes | C-UL-US Damp |  | Mini-recessed open reflector trim | Open Trim with Lens |  | 9357-12.jpg | 9357.jpg
9369-12 | Landscape Lighting Cable |  | OUTDOOR | Landscape Lighting | Ambiance Lighting Systems | Black | 12 | [7 empty] | 0 | No | [14 empty] | 0 | [12 empty] | 177.1 | 354.2 | 531.3 | W:13/32'' H:3/16'' |  |  |  | 0.40625 | 0.1875 | N/A | [6 empty] | No |  | No | [25 empty] | 2400 | Black |  | N/A |  | 0 | 0 | 0 | 0 | 0 | 0 | 0 | 0 | 0 | 0 | 0 | 785652936920 | 11 | 11 | 6.7 | 15.6 | 0.469 | 60 | Yes | [8 empty] | UL Wet | cUL Wet | Landscape Lighting Cable | Landscape Lighting Cable |  | 9369-12.jpg | 9369.jpg
9370-12 | Landscape Lighting Cable |  | OUTDOOR | Landscape Lighting | Ambiance Lighting Systems | Black | 12 | [7 empty] | 0 | No | [14 empty] | 0 | [12 empty] | 308.5 | 617 | 925.5 | W:13/32'' H:3/16'' |  |  |  | 0.40625 | 0.1875 | N/A | [6 empty] | No |  | No | [25 empty] | 6000 | Black |  | N/A |  | 0 | 0 | 0 | 0 | 0 | 0 | 0 | 0 | 0 | 0 | 0 | 785652937026 | 11 | 10.5 | 7.75 | 33.65 | 0.518 | 60 | Yes | [8 empty] | UL Wet | cUL Wet | Landscape Lighting Cable | Landscape Lighting Cable |  | 9370-12.jpg | 9370.jpg
9372-12 | Landscape Lighting Cable |  | OUTDOOR | Landscape Lighting | Ambiance Lighting Systems | Black | 12 | [7 empty] | 0 | No | [14 empty] | 0 | [12 empty] | 712.7 | 1425.4 | 2138.1 | W:13/32'' H:3/16'' |  |  |  | 0.40625 | 0.1875 | N/A | [6 empty] | No |  | No | [25 empty] | 12000 | Black |  | N/A |  | 0 | 0 | 0 | 0 | 0 | 0 | 0 | 0 | 0 | 0 | 0 | 785652937224 | 15.6 | 15.6 | 11 | 75 | 1.549 | 60 | Yes | [8 empty] | UL Wet | cUL Wet | Landscape Lighting Cable | Landscape Lighting Cable |  | 9372-12.jpg | 9372.jpg
9373-12 | 100' Outdoor Lx Cable |  | OUTDOOR | Lx Outdoor Cable | Ambiance Lighting Systems | Black | 12 | [7 empty] | 0 | No | [14 empty] | 0 | [12 empty] | 96.9 | 193.8 | 290.7 | L:1200'' W:3/8'' H:3/16'' |  |  | 1200 | 0.375 | 0.1875 | [7 empty] | No |  | No | [25 empty] | 1200 | Black |  |  |  | 0 | 0 | 0 | 0 | 0 | 0 | 0 | 0 | 0 | 0 | 0 | 785652937323 | 6.5 | 6.5 | 6.75 | 6.65 | 0.165 | 60 | Yes | 2 | 10785652937320 | 14 | 7.25 | 7.75 | 14.4 | 0.455 | Yes | UL Wet | cUL Wet | Ambiance Cable |  |  | 9373-12.jpg | 9373.jpg
9373-15 | 100' Outdoor Lx Cable |  | OUTDOOR | Lx Outdoor Cable | Ambiance Lighting Systems | White | 15 | [7 empty] | 0 | No | [14 empty] | 0 | [12 empty] | 96.9 | 193.8 | 290.7 | L:1200'' W:3/8'' H:3/16'' |  |  | 1200 | 0.375 | 0.1875 | [7 empty] | No |  | No | [25 empty] | 1200 | White |  |  |  | 0 | 0 | 0 | 0 | 0 | 0 | 0 | 0 | 0 | 0 | 0 | 785652937354 | 6.8 | 6.5 | 6.5 | 7.6 | 0.166 | 60 | Yes | 2 | 10785652937351 | 7 | 14.6 | 7.4 | 15.8 | 0.438 | Yes | UL Wet | cUL Wet | Ambiance Cable | Cable |  | 9373-15.jpg | 9373.jpg
9380-12 | Tap Off Connector-12 |  | LOW VOLTAGE SYSTEMS | Lx Components | Under Cabinet Lighting | Black | 12 | [7 empty] | 0 | No | [14 empty] | 0 | [12 empty] | 3.1 | 6.2 | 9.3 | L:1 1/2'' W:1 1/2'' H:7/16'' |  |  | 1.5 | 1.5 | 0.4375 | [7 empty] | No |  | No | [30 empty] | 0 | 0 | 0 | 0 | 0 | 0 | 0 | 0 | 0 | 0 | 0 | 785652938023 | 1.5 | 1.5 | 0.5 | 0.04 | 0.001 | 60 | Yes | 10 | 10785652938020 | 8.75 | 6.5 | 2.25 | 0.4 | 0.074 | Yes | UL Wet | cUL Wet | LX TAP OFF CONNECTOR-12 | Tap Off Connector-12 |  | 9380-12.jpg | 9380.jpg
9380-15 | Tap Off Connector-15 |  | LOW VOLTAGE SYSTEMS | Lx Components | Under Cabinet Lighting | White | 15 | [7 empty] | 0 | No | [14 empty] | 0 | [12 empty] | 3.1 | 6.2 | 9.3 | L:1 1/2'' W:1 1/2'' H:7/16'' |  |  | 1.5 | 1.5 | 0.4375 | [7 empty] | No |  | No | [30 empty] | 0 | 0 | 0 | 0 | 0 | 0 | 0 | 0 | 0 | 0 | 0 | 785652938054 | 0.5 | 4 | 2.2 | 0.04 | 0.003 | 70 | Yes | 500 | 10785652938051 | 14 | 14.25 | 13.5 | 20 | 1.559 | Yes | UL Wet | cUL Wet | LX TAP OFF CONNECTOR-15 | Tap Off Connector-15 |  | 9380-15.jpg | 9380.jpg
9412-15 | T3 Non-IC Mini-Recessed Housing |  | RECESSED | Mini-Recessed Housings | Ambiance Lighting Systems | White | 15 | [7 empty] | 0 | No | [14 empty] | 0 | [12 empty] | 20 | 40 | 60 | D:2 3/4'' H:3 1/4'' |  | 2.75 |  |  | 3.25 | [7 empty] | No |  | No | [30 empty] | 0 | 0 | 0 | 0 | 0 | 0 | 0 | 0 | 0 | 0 | 0 | 785652941252 | 5 | 6 | 2.5 | 0.6 | 0.043 | 85 | Yes | 4 | 10785652941259 | 6 | 6 | 6 | 2.4 | 0.125 | Yes | UL Damp | cUL Damp | Recessed Housing One Light White | Non-IC Minature Recessed Housing |  | 9412-15.jpg | 9412.jpg
9414-12 | Xenon Disk Light Diffuser Trim |  | UNDER CABINET | Optional Trims | Under Cabinet Lighting | Black | 12 |  |  |  |  | Etched Glass |  |  | 0 | No | [14 empty] | 0 | [12 empty] | 6.6 | 13.2 | 19.8 | D:2 1/2'' H:1/4'' | 0.08 | 2.5 |  |  | 0.25 | [7 empty] | No |  | No | [30 empty] | 0 | 0 | 0 | 0 | 0 | 0 | 0 | 0 | 0 | 0 | 0 | 785652999376 | 4 | 5 | 0.1 | 0.1 | 0.001 | 60 | Yes | 10 | 10785652999373 | 4 | 3 | 3.25 | 0.4 | 0.023 | Yes | C-UL-US Damp |  | LX Disk Light Etched Glass with Black Trim | Glass Diffuser Trim |  | 9414-12.jpg | 9414.jpg
9414-15 | Xenon Disk Light Diffuser Trim |  | UNDER CABINET | Optional Trims | Under Cabinet Lighting | White | 15 |  |  |  |  | Etched Glass |  |  | 0 | No | [14 empty] | 0 | [12 empty] | 6.6 | 13.2 | 19.8 | D:2 1/2'' H:1/4'' | 0.05 | 2.5 |  |  | 0.25 | [7 empty] | No |  | No | [30 empty] | 0 | 0 | 0 | 0 | 0 | 0 | 0 | 0 | 0 | 0 | 0 | 785652999383 | 3.25 | 2.5 | 0.25 | 0.06 | 0.001 | 60 | Yes | 10 | 10785652999380 | 3.25 | 3.25 | 3.25 | 0.4 | 0.02 | Yes | C-UL-US Damp |  | LX Disk Light Etched Glass with White Trim | Glass Diffuser Trim |  | 9414-15.jpg | 9414.jpg
9414-171 | Xenon Disk Light Diffuser Trim |  | UNDER CABINET | Optional Trims | Under Cabinet Lighting | Painted Antique Bronze | 171 |  |  |  |  | Etched Glass |  |  | 0 | No | [14 empty] | 0 | [12 empty] | 6.6 | 13.2 | 19.8 | D:2 1/2'' H:1/4'' |  | 2.5 |  |  | 0.25 | [7 empty] | No |  | No | [30 empty] | 0 | 0 | 0 | 0 | 0 | 0 | 0 | 0 | 0 | 0 | 0 | 785652949012 | 3.25 | 2.5 | 0.25 | 0.06 | 0.001 | 60 | Yes | 10 | 10785652949019 | 3.25 | 3.25 | 3.25 | 0.4 | 0.02 | Yes | C-UL-US Damp |  | LX Disk Light Etched Glass with Painted Antique Bronze Trim | Glass Diffuser Trim |  | 9414-171.jpg | 9414.jpg
9414-33 | Xenon Disk Light Diffuser Trim |  | UNDER CABINET | Optional Trims | Under Cabinet Lighting | Satin White | 33 |  |  |  |  | Etched Glass |  |  | 0 | No | [14 empty] | 0 | [12 empty] | 6.6 | 13.2 | 19.8 | D:2 1/2'' H:1/4'' |  | 2.5 |  |  | 0.25 | N/A | [6 empty] | No |  | No | [30 empty] | 0 | 0 | 0 | 0 | 0 | 0 | 0 | 0 | 0 | 0 | 0 | 785652941436 | 3.25 | 2.5 | 0.25 | 0.06 | 0.001 | 60 | Yes | 500 | 10785652941433 | 16.5 | 16.25 | 7.25 | 239 | 1.125 | Yes | C-UL-US Damp |  | Disk Lighting System Accessory Glass Trim W/ Etched Glass Diffuser | Glass Diffuser Trim |  | 9414-33.jpg | 9414.jpg
9414-962 | Xenon Disk Light Diffuser Trim |  | UNDER CABINET | Optional Trims | Under Cabinet Lighting | Brushed Nickel | 962 |  |  |  |  | Etched Glass |  |  | 0 | No | [14 empty] | 0 | [12 empty] | 6.6 | 13.2 | 19.8 | D:2 1/2'' H:1/4'' |  | 2.5 |  |  | 0.25 | [7 empty] | No |  | No | [30 empty] | 0 | 0 | 0 | 0 | 0 | 0 | 0 | 0 | 0 | 0 | 0 | 785652949005 | 3.25 | 2.5 | 0.25 | 0.06 | 0.001 | 60 | Yes | 10 | 10785652949002 | 3.25 | 3.25 | 3.25 | 0.4 | 0.02 | Yes | C-UL-US Damp |  | LX Disk Light Etched Glass with Brushed Nickel Trim | Glass Diffuser Trim |  | 9414-962.jpg | 9414.jpg
9428-12 | Lx Wedge Base Lampholder-12 |  | LOW VOLTAGE SYSTEMS | Lx Wedge Base Lampholders | Under Cabinet Lighting | Black | 12 | Polycarbonate | [6 empty] | 0 | No | [14 empty] | 0 | [12 empty] | 2.9 | 5.8 | 8.7 | L:2 1/2'' W:3/4'' H:3/4'' |  |  | 2.5 | 0.75 | 0.75 | [7 empty] | No |  | No | [30 empty] | 0 | 0 | 0 | 0 | 0 | 0 | 0 | 0 | 0 | 0 | 0 | 785652942822 | 3 | 2.5 | 1 | 0.01 | 0.004 | 100 | Yes | 50 | 10785652942829 | 11 | 11 | 3 | 1.2 | 0.21 | Yes | UL Damp | cUL Damp | LX WEDGE BASE LAMPHOLDER-12 | Lx Wedge Base Lampholder-12 |  | 9428-12.jpg | 9428.jpg
9428-15 | Lx Wedge Base Lampholder-15 |  | LOW VOLTAGE SYSTEMS | Lx Wedge Base Lamps | Under Cabinet Lighting | White | 15 | Polycarbonate | [6 empty] | 0 | No | [14 empty] | 0 | [12 empty] | 2.9 | 5.8 | 8.7 | L:2 1/2'' W:3/4'' H:3/4'' |  |  | 2.5 | 0.75 | 0.75 | [7 empty] | No |  | No | [30 empty] | 0 | 0 | 0 | 0 | 0 | 0 | 0 | 0 | 0 | 0 | 0 | 785652942853 | 3 | 2.5 | 1 | 0.01 | 0.004 | 100 | Yes | 50 | 10785652942850 | 11 | 11 | 3 | 1.2 | 0.21 | Yes | UL Damp | cUL Damp | LX WEDGE BASE LAMPHOLDER-15 | Lx Wedge Base Lampholder-15 |  | 9428-15.jpg | 9428.jpg
9435-12 | Lx Track, 4 Foot-12 |  | LOW VOLTAGE SYSTEMS | Lx Track | Under Cabinet Lighting | Black | 12 | [7 empty] | 0 | No | [14 empty] | 0 | [12 empty] | 4.98 | 9.96 | 14.94 | L:48'' W:1/2'' H:1/4'' |  |  | 48 | 0.5 | 0.25 | [7 empty] | No |  | No | [30 empty] | 0 | 0 | 0 | 0 | 0 | 0 | 0 | 0 | 0 | 0 | 0 | 785652943522 | 48 | 0.5 | 0.25 | 0.08 | 0.003 | 65 | Yes | 50 | 10785652943529 | 49 | 4.75 | 2.5 | 5.4 | 0.337 | Yes | UL Dry | cUL Dry | 4 FOOT LX TRACK-12 | Lx Track, 4 Foot-12 |  | 9435-12.jpg | 9435.jpg
9435-15 | Lx Track, 4 Foot-15 |  | LOW VOLTAGE SYSTEMS | Lx Track | Under Cabinet Lighting | White | 15 | [7 empty] | 0 | No | [14 empty] | 0 | [12 empty] | 4.98 | 9.96 | 14.94 | L:48'' W:1/2'' H:1/4'' |  |  | 48 | 0.5 | 0.25 | [7 empty] | No |  | No | [30 empty] | 0 | 0 | 0 | 0 | 0 | 0 | 0 | 0 | 0 | 0 | 0 | 785652943553 | 48 | 0.25 | 0.05 | 0.08 | 0 | 60 | Yes | 50 | 10785652943550 | 49 | 5 | 2.5 | 4.8 | 0.354 | Yes | UL Dry | cUL Dry | 4 FOOT LX TRACK-15 | Lx Track, 4 Foot-15 |  | 9435-15.jpg | 9435.jpg
94353-645 | White Rhapsody Pendant Glass |  | TRACK | Pendant Glass and Shades | Ambiance Lighting Systems | Opal Cased Etched | 645 |  | Opal Cased Etched Glass | D:4.5" H:10.5" |  |  | 1 Medium A19 100w | 1 G9 T4 40w | 2 | No | [14 empty] | 0 | [12 empty] | 39.5 | 79 | 118.5 | D:4 1/2'' H:10 1/2'' |  | 4.5 |  |  | 10.5 | [7 empty] | No |  | No | [30 empty] | 0 | 0 | 0 | 0 | 0 | 0 | 0 | 0 | 0 | 0 | 0 | 785652943560 | 6.25 | 6.125 | 11.625 | 1.45 | 0.258 | 150 | Yes | 3 | 10785652943567 | 12 | 6.5 | 19.5 | 4.85 | 0.88 | Yes | C-UL-US Dry |  | Transitions Glass Shade in Opal Cased Etched Finish. | White Rhapsody |  | 94353-645.jpg | 94353.jpg
94363-645 | Cased Opal Etched Directional Glass |  | TRACK | Directional Glass and Shades | Ambiance Lighting Systems | Opal Cased Etched | 645 |  | Opal Cased Etched Glass | D:3.0625" H:2.625" |  |  | 1 G9 T4 40w |  | 1 | No | [14 empty] | 0 | [12 empty] | 12.3 | 24.6 | 36.9 | D:3 1/16'' H:2 5/8'' | 0.31 | 3.0625 |  |  | 2.625 | [7 empty] | No |  | No | [30 empty] | 0 | 0 | 0 | 0 | 0 | 0 | 0 | 0 | 0 | 0 | 0 | 785652943645 | 4 | 4 | 4 | 0.3 | 0.037 | 100 | Yes | 3 | 10785652943642 | 5 | 5 | 11.75 | 1.4 | 0.17 | Yes | C-UL-US Dry |  | Transitions Glass Shade in Opal Cased Etched Finish. | Cased Opal Etched Glass |  | 94363-645.jpg | 94343.jpg
9438-12 | Lx Track Mounting Clip-12 |  | LOW VOLTAGE SYSTEMS | Lx Components | Under Cabinet Lighting | Black | 12 | [7 empty] | 0 | No | [14 empty] | 0 | [12 empty] | 1.7 | 3.4 | 5.1 | L:1'' W:3/4'' H:11/32'' | 0.01 |  | 1 | 0.75 | 0.34375 | [7 empty] | No |  | No | [30 empty] | 0 | 0 | 0 | 0 | 0 | 0 | 0 | 0 | 0 | 0 | 0 | 785652943829 | 1 | 0.75 | 0.38 | 0.004 | 0 | 175 | Yes | 600 | 10785652943826 | 11.25 | 9.25 | 9.75 | 2.4 | 0.587 | Yes | UL Dry | cUL Dry | LX TRACK MOUNTING CLIP-12 | Lx Track Mounting Clip-12 |  | 9438-12.jpg | 9438.jpg
9438-15 | Lx Track Mounting Clip-15 |  | LOW VOLTAGE SYSTEMS | Lx Components | Under Cabinet Lighting | White | 15 | [7 empty] | 0 | No | [14 empty] | 0 | [12 empty] | 1.98 | 3.96 | 5.94 | L:1'' W:3/4'' H:11/32'' | 0.01 |  | 1 | 0.75 | 0.34375 | [7 empty] | No |  | No | [30 empty] | 0 | 0 | 0 | 0 | 0 | 0 | 0 | 0 | 0 | 0 | 0 | 785652943850 | 0.8 | 1 | 0.3 | 0.01 | 0 | 93 | Yes | 600 | 10785652943857 | 11.75 | 9.13 | 9.75 | 6 | 0.605 | Yes | UL Dry | cUL Dry | LX TRACK MOUNTING CLIP-15 | Lx Track Mounting Clip-15 |  | 9438-15.jpg | 9438.jpg
94401S-15 | Louver LED Brick Light-15 |  | LIGHT KIT | LED Brick Lighting | Landscape Lighting | White | 15 | [7 empty] | 1 | No | 300 | 3000 | 90 | 8.6 | 120 | 19 - Integrated | LED - Array |  | 10 | 100 | LED | 8.6 | 8.6 | 50000 | 0 | [12 empty] | 91.48 | 182.96 | 274.44 | L:8 1/2'' H:3 5/16'' E:3 9/16'' |  |  | 8.5 |  | 3.3125 | [5 empty] | 3.5625 |  | No |  | No | [30 empty] | 0 | 0 | 0 | 0 | 0 | 0 | 1 | 0 | 0 | 0 | 0 | 785652114489 | 9 | 3.75 | 1.5 | 0.4 | 0.029 | 85 | Yes | 12 | 10785652114486 | [7 empty] | cETL Wet | 120V LED BRICK LT LOUVER-15 | Louver LED Brick Light-15 |  | 94401S-15.jpg | 94401S.jpg
94401S-171 | Louver LED Brick Light-171 |  | LIGHT KIT | LED Brick Lighting | Landscape Lighting | Painted Antique Bronze | 171 | [7 empty] | 1 | No | 300 | 3000 | 90 | 8.6 | 120 | 19 - Integrated | LED - Array |  | 10 | 100 | LED | 8.6 | 8.6 | 50000 | 0 | [12 empty] | 91.48 | 182.96 | 274.44 | L:8 1/2'' H:3 5/16'' E:3 9/16'' |  |  | 8.5 |  | 3.3125 | [5 empty] | 3.5625 |  | No |  | No | [30 empty] | 0 | 0 | 0 | 0 | 0 | 0 | 1 | 0 | 0 | 0 | 0 | 785652114496 | 9 | 3.75 | 1.5 | 0.4 | 0.029 | 85 | Yes | 12 | 10785652114493 | [7 empty] | cETL Wet | 120V LED BRICK LT LOUVER-171 | Louver LED Brick Light-171 |  | 94401S-171.jpg | 94401S.jpg
94401S-849 | Louver LED Brick Light-849 |  | LIGHT KIT | LED Brick Lighting | Landscape Lighting | Satin Nickel | 849 | [7 empty] | 1 | No | 300 | 3000 | 90 | 8.6 | 120 | 19 - Integrated | LED - Array |  | 10 | 100 | LED | 8.6 | 8.6 | 50000 | 0 | [12 empty] | 91.48 | 182.96 | 274.44 | L:8 1/2'' H:3 5/16'' E:3 9/16'' |  |  | 8.5 |  | 3.3125 | [5 empty] | 3.5625 |  | No |  | No | [30 empty] | 0 | 0 | 0 | 0 | 0 | 0 | 1 | 0 | 0 | 0 | 0 | 785652114502 | 9.125 | 5.5 | 4.125 | 2.7 | 0.12 | 65 | Yes | 12 | 10785652114509 | [7 empty] | cETL Wet | 120V LED BRICK LT LOUVER-849 | Louver LED Brick Light-849 |  | 94401S-849.jpg | 94401S.jpg
94403S-15 | Tarpa LED Brick Light-15 |  | LIGHT KIT | LED Brick Lighting | Landscape Lighting | White | 15 | [7 empty] | 1 | No | 300 | 3000 | 90 | 8.6 | 120 | 19 - Integrated | LED - Array |  | 10 | 100 | LED | 8.6 | 8.6 | 50000 | 0 | [12 empty] | 79 | 158 | 237 | L:8 1/2'' H:3 5/16'' E:4 1/8'' |  |  | 8.5 |  | 3.3125 | [5 empty] | 4.125 |  | No |  | No | [30 empty] | 0 | 0 | 0 | 0 | 0 | 0 | 1 | 0 | 0 | 0 | 0 | 785652114526 | 9 | 3.75 | 1.5 | 0.4 | 0.029 | 85 | Yes | 12 | 10785652114523 | [7 empty] | cETL Wet | 120V LED BRICK LT TARPA-15 | Tarpa LED Brick Light-15 |  | 94403S-15.jpg | 94403S.jpg
94403S-171 | Tarpa LED Brick Light-171 |  | LIGHT KIT | LED Brick Lighting | Landscape Lighting | Painted Antique Bronze | 171 | [7 empty] | 1 | No | 300 | 3000 | 90 | 8.6 | 120 | 19 - Integrated | LED - Array |  | 10 | 100 | LED | 8.6 | 8.6 | 50000 | 0 | [12 empty] | 91.48 | 182.96 | 274.44 | L:8 1/2'' H:3 5/16'' E:4 1/8'' |  |  | 8.5 |  | 3.3125 | [5 empty] | 4.125 |  | No |  | No | [30 empty] | 0 | 0 | 0 | 0 | 0 | 0 | 1 | 0 | 0 | 0 | 0 | 785652114533 | 9.25 | 4 | 5.5 | 2.7 | 0.118 | 65 | Yes | 12 | 10785652114530 | [7 empty] | cETL Wet | 120V LED BRICK LT TARPA-171 | Tarpa LED Brick Light-171 |  | 94403S-171.jpg | 94403S.jpg
94403S-849 | Tarpa LED Brick Light-849 |  | LIGHT KIT | LED Brick Lighting | Landscape Lighting | Satin Nickel | 849 | [7 empty] | 1 | No | 300 | 3000 | 90 | 8.6 | 120 | 19 - Integrated | LED - Array |  | 10 | 100 | LED | 8.6 | 8.6 | 50000 | 0 | [12 empty] | 91.48 | 182.96 | 274.44 | L:8 1/2'' H:3 5/16'' E:4 1/8'' |  |  | 8.5 |  | 3.3125 | [5 empty] | 4.125 |  | No |  | No | [30 empty] | 0 | 0 | 0 | 0 | 0 | 0 | 1 | 0 | 0 | 0 | 0 | 785652114557 | 9 | 3.75 | 1.5 | 0.4 | 0.029 | 85 | Yes | 12 | 10785652114554 | [7 empty] | cETL Wet | 120V LED BRICK LT TARPA-849 | Tarpa LED Brick Light-849 |  | 94403S-849.jpg | 94403S.jpg
94405S-15 | Vitra LED Brick Light-15 |  | LIGHT KIT | LED Brick Lighting | Landscape Lighting | White | 15 | [7 empty] | 1 | No | 300 | 3000 | 90 | 8.6 | 120 | 19 - Integrated | LED - Array |  | 10 | 100 | LED | 8.6 | 8.6 | 50000 | 0 | [12 empty] | 91.48 | 182.96 | 274.44 | L:8 1/2'' H:3 5/16'' E:3 1/2'' |  |  | 8.5 |  | 3.3125 | [5 empty] | 3.5 |  | No |  | No | [30 empty] | 0 | 0 | 0 | 0 | 0 | 0 | 1 | 0 | 0 | 0 | 0 | 785652114564 | 12 | 7 | 7 | 3.02 | 0.34 | 100 | Yes | 12 | 10785652114561 | [7 empty] | cETL Wet | 120V LED BRICK LT VITRA-15 | Vitra LED Brick Light-15 |  | 94405S-15.jpg | 94405S.jpg
94405S-171 | Vitra LED Brick Light-171 |  | LIGHT KIT | LED Brick Lighting | Landscape Lighting | Painted Antique Bronze | 171 | [7 empty] | 1 | No | 300 | 3000 | 90 | 8.6 | 120 | 19 - Integrated | LED - Array |  | 10 | 100 | LED | 8.6 | 8.6 | 50000 | 0 | [12 empty] | 91.48 | 182.96 | 274.44 | L:8 1/2'' H:3 5/16'' E:3 1/2'' |  |  | 8.5 |  | 3.3125 | [5 empty] | 3.5 |  | No |  | No | [30 empty] | 0 | 0 | 0 | 0 | 0 | 0 | 1 | 0 | 0 | 0 | 0 | 785652114571 | 12 | 7 | 7 | 3.02 | 0.34 | 100 | Yes | 12 | 10785652114578 | [7 empty] | cETL Wet | 120V LED BRICK LT VITRA-171 | Vitra LED Brick Light-171 |  | 94405S-171.jpg | 94405S.jpg
94405S-849 | Vitra LED Brick Light-849 |  | LIGHT KIT | LED Brick Lighting | Landscape Lighting | Satin Nickel | 849 | [7 empty] | 1 | No | 300 | 3000 | 90 | 8.6 | 120 | 19 - Integrated | LED - Array |  | 10 | 100 | LED | 8.6 | 8.6 | 50000 | 0 | [12 empty] | 91.48 | 182.96 | 274.44 | L:8 1/2'' H:3 5/16'' E:3 1/2'' |  |  | 8.5 |  | 3.3125 | [5 empty] | 3.5 |  | No |  | No | [30 empty] | 0 | 0 | 0 | 0 | 0 | 0 | 1 | 0 | 0 | 0 | 0 | 785652114595 | 12 | 7 | 7 | 3.02 | 0.34 | 100 | Yes | 12 | 10785652114592 | [7 empty] | cETL Wet | 120V LED BRICK LT VITRA-849 | Vitra LED Brick Light-849 |  | 94405S-849.jpg | 94405S.jpg
9442791S | LED BRICK INSERT 277V |  | OUTDOOR | LED Brick Lights |  | Undefined | [8 empty] | 1 | No | 275 | 3000 | 90 | 5.5 | 277 | 19 - Integrated | MODS - Modules |  | 10 | 100 | LED | 5.5 | 5.5 | 50000 | 0 | [12 empty] | 25.8 | 51.6 | 77.4 | W:7 7/8'' H:2 3/8'' E:1 7/8'' |  |  |  | 7.875 | 2.375 | [5 empty] | 1.875 |  | No |  | No | [30 empty] | 0 | 0 | 0 | 0 | 0 | 0 | 0 | 0 | 0 | 0 | 0 | 785652112119 | 9.25 | 4 | 5.5 | 2.3 | 0.118 | 85 | Yes | 12 | 10785652112116 | [8 empty] | LED BRICK INSERT 277V |  |  | 9442791S.jpg | 9442791S.jpg
9443-12 | Lx Fascia Panel Track, 4 Foot-12 |  | LOW VOLTAGE SYSTEMS | Lx Track | Under Cabinet Lighting | Black | 12 | [7 empty] | 0 | No | [14 empty] | 0 | [12 empty] | 13.48 | 26.96 | 40.44 | L:48'' W:7/8'' H:1 1/8'' |  |  | 48 | 0.875 | 1.125 | [7 empty] | No |  | No | [30 empty] | 0 | 0 | 0 | 0 | 0 | 0 | 0 | 0 | 0 | 0 | 0 | 785652944321 | 47.9 | 1.1 | 0.8 | 0.2 | 0.024 | 93 | Yes | 10 | 10785652944328 | 48.8 | 4.8 | 2.6 | 3.6 | 0.352 | Yes | UL Dry | cUL Dry | 4 FT LX FASCIA PANEL TRACK-12 | Lx Fascia Panel Track, 4 Foot-12 |  | 9443-12.jpg | 9443.jpg
94458-12 | 12V 75W Hardwire Magnetic Transformer | Magnetic transformers are encased in a metal, black powder coated enclosure and potted to minimize noise and vibration. They are listed, thermally protected, and dimmable along with having resettable circuit breakers for short circuit protection. Housings feature an easy-hang bracket, wiring access door and multiple convenience knockouts for line voltage entry. Boost tap included for when transformer is located 20 feet or more from lighting system. | LOW VOLTAGE SYSTEMS | Hardwire Transformers | Under Cabinet Lighting | Black | 12 | [7 empty] | 0 | No | [14 empty] | 0 | [12 empty] | 82.48 | 164.96 | 247.44 | L:8 3/4'' W:4 1/4'' H:3 3/4'' |  |  | 8.75 | 4.25 | 3.75 | Screw(s) | [6 empty] | No |  | No | [30 empty] | 0 | 0 | 0 | 0 | 0 | 0 | 0 | 0 | 0 | 0 | 0 | 785652116506 | 12 | 7.25 | 6.25 | 7.8 | 0.315 | 65 | Yes | 4 | 10785652116503 | 15.75 | 13.25 | 13.25 | 32.6 | 1.6 | Yes | UL Dry | cUL Dry | 12V 75W MAGNTC TRNSFRMR-12 | 12V 75W Hardwire Magnetic Transformer |  | 94458-12.jpg | 94458.jpg
94460-12 | 12V 150W Hardwire Magnetic Transformer | Magnetic transformers are encased in a metal, black powder coated enclosure and potted to minimize noise and vibration. They are listed, thermally protected, and dimmable along with having resettable circuit breakers for short circuit protection. Housings feature an easy-hang bracket, wiring access door and multiple convenience knockouts for line voltage entry. Boost tap included for when transformer is located 20 feet or more from lighting system. | LOW VOLTAGE SYSTEMS | Hardwire Transformers | Under Cabinet Lighting | Black | 12 | [7 empty] | 0 | No | [14 empty] | 0 | [12 empty] | 86.98 | 173.96 | 260.94 | L:10 1/2'' W:4 5/16'' H:4 5/16'' |  |  | 10.5 | 4.3125 | 4.3125 | Screw(s) | [6 empty] | No |  | No | [30 empty] | 0 | 0 | 0 | 0 | 0 | 0 | 0 | 0 | 0 | 0 | 0 | 785652003448 | 12.25 | 6.25 | 7.5 | 8.3 | 0.332 | 65 | Yes | 4 | 10785652003445 | 23.25 | 13 | 15.5 | 35.5 | 2.711 | Yes | UL Dry | cUL Dry | 12V 150W MAGNTC TRNSFRMR-12 | 12V 150W Hardwire Magnetic Transformer | Features: 1. Boost Tap On Primary 2. Re-settable 15A Magnetic Circuit Breaker on Secondary 3. Output: Single 150W 4. Shield Between Primary and Secondary 5. Thermal Protection On Primary | 94460-12.jpg | 94460.jpg
94461-12 | 24V 250W Hardwire Magnetic Transformer | Magnetic transformers are encased in a metal, black powder coated enclosure and potted to minimize noise and vibration. They are listed, thermally protected, and dimmable along with having resettable circuit breakers for short circuit protection. Housings feature an easy-hang bracket, wiring access door and multiple convenience knockouts for line voltage entry. Boost tap included for when transformer is located 20 feet or more from lighting system. | LOW VOLTAGE SYSTEMS | Hardwire Transformers | Under Cabinet Lighting | Black | 12 | [7 empty] | 0 | No | [14 empty] | 0 | [12 empty] | 109.98 | 219.96 | 329.94 | L:10 3/4'' W:4 1/2'' H:4 1/4'' |  |  | 10.75 | 4.5 | 4.25 | Screw(s) | [6 empty] | No |  | No | [30 empty] | 0 | 0 | 0 | 0 | 0 | 0 | 0 | 0 | 0 | 0 | 0 | 785652003455 | 12 | 7.25 | 6.5 | 10.9 | 0.327 | 60 | Yes | 4 | 10785652003452 | 15.5 | 13.5 | 12.75 | 45.2 | 1.544 | Yes | UL Dry | cUL Dry | 24V 250W MAGNTC TRNSFRMR-12 | 24V 250W Hardwire Magnetic Transformer |  | 94461-12.jpg | 94460.jpg
94462-12 | 12V 300W Hardwire Magnetic Transformer | Magnetic transformers are encased in a metal, black powder coated enclosure and potted to minimize noise and vibration. They are listed, thermally protected, and dimmable along with having resettable circuit breakers for short circuit protection. Housings feature an easy-hang bracket, wiring access door and multiple convenience knockouts for line voltage entry. Boost tap included for when transformer is located 20 feet or more from lighting system. | LOW VOLTAGE SYSTEMS | Hardwire Transformers | Under Cabinet Lighting | Black | 12 | [7 empty] | 0 | No | [14 empty] | 0 | [12 empty] | 99.98 | 199.96 | 299.94 | L:10 9/16'' W:4 3/8'' H:3 7/8'' |  |  | 10.5625 | 4.375 | 3.875 | Screw(s) | [6 empty] | No |  | No | [30 empty] | 0 | 0 | 0 | 0 | 0 | 0 | 0 | 0 | 0 | 0 | 0 | 785652944673 | 12.25 | 6.25 | 7.5 | 10.4 | 0.332 | 60 | Yes | 4 | 10785652944670 | 13.5 | 12.75 | 15.625 | 43.6 | 1.556 | Yes | UL Dry | cUL Dry | 12V 300W MAGNTC TRNSFRMR-12 | 12V 300W Hardwire Magnetic Transformer | Features: 1. Boost Tap On Primary 2. Re-settable 25A Magnetic Circuit Breaker on Secondary 3. Output: Single 300W 4. Shield Between Primary and Secondary 5. Thermal Protection On Primary | 94462-12.jpg | 94462.jpg
94481S-15 | Louver Turtle Brick Light-15 |  | LIGHT KIT | LED Brick Lighting | Landscape Lighting | White | 15 | [7 empty] | 1 | No | 300 |  | 90 | 8.6 | 120 | 19 - Integrated | LED - Array |  |  |  | LED | 8.6 | 8.6 | 50000 | 0 | [12 empty] | 90.48 | 180.96 | 271.44 | L:8 1/2'' H:3 5/16'' E:3 9/16'' |  |  | 8.5 |  | 3.3125 | [5 empty] | 3.5625 |  | No |  | No | [30 empty] | 0 | 0 | 0 | 0 | 0 | 0 | 1 | 0 | 0 | 0 | 0 | 785652114847 | 9.25 | 5.25 | 4.25 | 2.7 | 0.119 | 65 | Yes | 12 | 10785652114844 | [7 empty] | cETL Wet | 120V TRTL BRCK LT LOUVER-15 | Louver Turtle Brick Light-15 |  | 94481S-15.jpg | 94481S.jpg
94481S-171 | Louver Turtle Brick Light-171 |  | LIGHT KIT | LED Brick Lighting | Landscape Lighting | Painted Antique Bronze | 171 | [7 empty] | 1 | No | 300 |  | 90 | 8.6 | 120 | 19 - Integrated | LED - Array |  |  |  | LED | 8.6 | 8.6 | 50000 | 0 | [12 empty] | 90.48 | 180.96 | 271.44 | L:8 1/2'' H:3 5/16'' E:3 9/16'' |  |  | 8.5 |  | 3.3125 | [5 empty] | 3.5625 |  | No |  | No | [30 empty] | 0 | 0 | 0 | 0 | 0 | 0 | 1 | 0 | 0 | 0 | 0 | 785652114854 | 9.25 | 5.5 | 4.25 | 2.7 | 0.125 | 70 | Yes | 12 | 10785652114851 | [7 empty] | cETL Wet | 120V TRTL BRCK LT LOUVER-171 | Louver Turtle Brick Light-171 |  | 94481S-171.jpg | 94481S.jpg
94481S-849 | Louver Turtle Brick Light-849 |  | LIGHT KIT | LED Brick Lighting | Landscape Lighting | Satin Nickel | 849 | [7 empty] | 1 | No | 300 |  | 90 | 8.6 | 120 | 19 - Integrated | LED - Array |  |  |  | LED | 8.6 | 8.6 | 50000 | 0 | [12 empty] | 93.48 | 186.96 | 280.44 | L:8 1/2'' H:3 5/16'' E:3 9/16'' |  |  | 8.5 |  | 3.3125 | [5 empty] | 3.5625 |  | No |  | No | [30 empty] | 0 | 0 | 0 | 0 | 0 | 0 | 1 | 0 | 0 | 0 | 0 | 785652114861 | 9.25 | 5.5 | 4.25 | 2.7 | 0.125 | 70 | Yes | 12 | 10785652114868 | [7 empty] | cETL Wet | 120V TRTL BRCK LT LOUVER-849 | Louver Turtle Brick Light-849 |  | 94481S-849.jpg | 94481S.jpg
94483S-15 | Tarpa Turtle Brick Light-15 |  | LIGHT KIT | LED Brick Lighting | Landscape Lighting | White | 15 | [7 empty] | 1 | No | 300 |  | 90 | 8.6 | 120 | 19 - Integrated | LED - Array |  |  |  | LED | 8.6 | 8.6 | 50000 | 0 | [12 empty] | 81 | 162 | 243 | L:8 1/2'' H:3 5/16'' E:4 1/8'' |  |  | 8.5 |  | 3.3125 | [5 empty] | 4.125 |  | No |  | No | [30 empty] | 0 | 0 | 0 | 0 | 0 | 0 | 1 | 0 | 0 | 0 | 0 | 785652114878 | 9 | 3.75 | 1.5 | 0.4 | 0.029 | 85 | Yes | 12 | 10785652114875 | [7 empty] | cETL Wet | 120V TRTL BRCK LT TARPA-15 | Tarpa Turtle Brick Light-15 |  | 94483S-15.jpg | 94483S.jpg
94483S-171 | Tarpa Turtle Brick Light-171 |  | LIGHT KIT | LED Brick Lighting | Landscape Lighting | Painted Antique Bronze | 171 | [7 empty] | 1 | No | 300 |  | 90 | 8.6 | 120 | 19 - Integrated | LED - Array |  |  |  | LED | 8.6 | 8.6 | 50000 | 0 | [12 empty] | 90.48 | 180.96 | 271.44 | L:8 1/2'' H:3 5/16'' E:4 1/8'' |  |  | 8.5 |  | 3.3125 | [5 empty] | 4.125 |  | No |  | No | [30 empty] | 0 | 0 | 0 | 0 | 0 | 0 | 1 | 0 | 0 | 0 | 0 | 785652114885 | 9.25 | 4 | 5.5 | 2.7 | 0.118 | 65 | Yes | 12 | 10785652114882 | [7 empty] | cETL Wet | 120V TRTL BRCK LT TARPA-171 | Tarpa Turtle Brick Light-171 |  | 94483S-171.jpg | 94483S.jpg
94483S-849 | Tarpa Turtle Brick Light-849 |  | LIGHT KIT | LED Brick Lighting | Landscape Lighting | Satin Nickel | 849 | [7 empty] | 1 | No | 300 |  | 90 | 8.6 | 120 | 19 - Integrated | LED - Array |  |  |  | LED | 8.6 | 8.6 | 50000 | 0 | [12 empty] | 93.48 | 186.96 | 280.44 | L:8 1/2'' H:3 5/16'' E:4 1/8'' |  |  | 8.5 |  | 3.3125 | [5 empty] | 4.125 |  | No |  | No | [30 empty] | 0 | 0 | 0 | 0 | 0 | 0 | 1 | 0 | 0 | 0 | 0 | 785652114892 | 9.25 | 7.75 | 5.5 | 2.7 | 0.228 | 93 | Yes | 12 | 10785652114899 | [7 empty] | cETL Wet | 120V TRTL BRCK LT TARPA-849 | Tarpa Turtle Brick Light-849 |  | 94483S-849.jpg | 94483S.jpg
94485S-15 | Vitra Turtle Brick Light-15 |  | LIGHT KIT | LED Brick Lighting | Landscape Lighting | White | 15 | [7 empty] | 1 | No | 300 |  | 90 | 8.6 | 120 | 19 - Integrated | LED - Array |  |  |  | LED | 8.6 | 8.6 | 50000 | 0 | [12 empty] | 93.48 | 186.96 | 280.44 | L:8 1/2'' H:3 5/16'' E:3 1/2'' |  |  | 8.5 |  | 3.3125 | [5 empty] | 3.5 |  | No |  | No | [30 empty] | 0 | 0 | 0 | 0 | 0 | 0 | 1 | 0 | 0 | 0 | 0 | 785652114908 | 9 | 7.75 | 6 | 2.7 | 0.242 | 93 | Yes | 12 | 10785652114905 | [7 empty] | cETL Wet | 120V TRTL BRCK LT VITRA-15 | Vitra Turtle Brick Light-15 |  | 94485S-15.jpg | 94485S.jpg
94485S-171 | Vitra Turtle Brick Light-171 |  | LIGHT KIT | LED Brick Lighting | Landscape Lighting | Painted Antique Bronze | 171 | [7 empty] | 1 | No | 300 |  | 90 | 8.6 | 120 | 19 - Integrated | LED - Array |  |  |  | LED | 8.6 | 8.6 | 50000 | 0 | [12 empty] | 93.48 | 186.96 | 280.44 | L:8 1/2'' H:3 5/16'' E:3 1/2'' |  |  | 8.5 |  | 3.3125 | [5 empty] | 3.5 |  | No |  | No | [30 empty] | 0 | 0 | 0 | 0 | 0 | 0 | 1 | 0 | 0 | 0 | 0 | 785652114915 | 18.25 | 9 | 9 | 2.7 | 0.855 | 250 | Yes | 12 | 10785652114912 | [7 empty] | cETL Wet | 120V TRTL BRCK LT VITRA-171 | Vitra Turtle Brick Light-171 |  | 94485S-171.jpg | 94485S.jpg
94485S-849 | Vitra Turtle Brick Light-849 |  | LIGHT KIT | LED Brick Lighting | Landscape Lighting | Satin Nickel | 849 | [7 empty] | 1 | No | 300 |  | 90 | 8.6 | 120 | 19 - Integrated | LED - Array |  |  |  | LED | 8.6 | 8.6 | 50000 | 0 | [12 empty] | 93.48 | 186.96 | 280.44 | L:8 1/2'' H:3 5/16'' E:3 1/2'' |  |  | 8.5 |  | 3.3125 | [5 empty] | 3.5 |  | No |  | No | [30 empty] | 0 | 0 | 0 | 0 | 0 | 0 | 1 | 0 | 0 | 0 | 0 | 785652114922 | 9.25 | 4 | 5.5 | 2.7 | 0.118 | 65 | Yes | 12 | 10785652114929 | [7 empty] | cETL Wet | 120V TRTL BRCK LT VITRA-849 | Vitra Turtle Brick Light-849 |  | 94485S-849.jpg | 94485S.jpg
9450 | Lx Double Faced Mounting Tape |  | LOW VOLTAGE SYSTEMS | Lx Components | Under Cabinet Lighting | [9 empty] | 0 | No | [14 empty] | 0 | [12 empty] | 9.48 | 18.96 | 28.44 | L:300'' W:3/8'' H:1/32'' | 0.08 |  | 300 | 0.375 | 0.03125 | [7 empty] | No |  | No | [30 empty] | 0 | 0 | 0 | 0 | 0 | 0 | 0 | 0 | 0 | 0 | 0 | 785652945007 | 7 | 6 | 0.1 | 0.1 | 0.002 | 60 | Yes | 144 | 10785652945004 | 15.5 | 11 | 12.75 | 11.3 | 1.258 | Yes |  | cETL Dry | DOUBLE FACED TAPE 25FT | Lx Double Faced Mounting Tape |  | 9450.jpg | 9450.jpg
94512-71 | Saratoga Pendant Rail Kit |  | TRACK | Pendant Kits | Ambiance Lighting Systems | Antique Bronze / Ember Glow | 71 / 664 |  | Ember Glow Glass | D:6.125" H:6.25" |  |  | 3 G9 T4 40w |  | 3 | Yes | [14 empty] | 0 | [12 empty] | 178.5 | 357 | 535.5 | L:47 5/8'' |  |  | 47.625 |  |  | Other | [6 empty] | No |  | No | [30 empty] | 0 | 0 | 0 | 0 | 0 | 0 | 0 | 0 | 0 | 0 | 0 | 785652096990 | 48.5 | 10.18 | 7.75 | 11.9 | 2.214 | 150 | Yes | 3 | 10785652096997 | 49.5 | 10.75 | 24.5 | 39.8 | 7.545 | Yes | ETL Dry | cETL Dry | SARATOGA 3L PEND RAILKIT-71 | Three Light Pendant Rail Kit |  | 94512-71.jpg | 94512.jpg
94514-71 | Trenton Pendant Rail Kit |  | TRACK | Pendant Kits | Ambiance Lighting Systems | Antique Bronze / Dusted Ivory | 71 / 667 |  | Dusted Ivory Glass | D:5.25" H:3.15625" |  |  | 3 G9 T4 40w |  | 3 | Yes | [14 empty] | 0 | [12 empty] | 184 | 368 | 552 | L:47 5/8'' |  |  | 47.625 |  |  | Other | [6 empty] | No |  | No | [30 empty] | 0 | 0 | 0 | 0 | 0 | 0 | 0 | 0 | 0 | 0 | 0 | 785652097010 | 48.75 | 7.25 | 7.5 | 10 | 1.534 | 125 | Yes | 3 | 10785652097017 | 49.25 | 22.5 | 8.75 | 35 | 5.611 | Yes | ETL Dry | cETL Dry | TRENTON 3L PEND RAILKIT-71 | Three Light Pendant Rail Kit |  | 94514-71.jpg | 94514.jpg
94517-965 | Torry Directional Rail Kit |  | TRACK | Directional Kits | Ambiance Lighting Systems | Antique Brushed Nickel / Satin Etched | 965 / 619 |  | Satin Etched Glass | D:3.1875" H:2.15625" |  |  | 3 G9 T4 40w |  | 3 | Yes | [14 empty] | 0 | [12 empty] | 178.7 | 357.4 | 536.1 | L:47 5/8'' |  |  | 47.625 |  |  | Other | [6 empty] | No |  | No | [26 empty] | Clear |  |  |  | 0 | 0 | 0 | 0 | 0 | 0 | 0 | 0 | 0 | 0 | 0 | 785652096952 | 49 | 6.25 | 4.75 | 6.16 | 0.842 | 125 | Yes | 3 | 10785652096959 | 49.25 | 19.5 | 5.5 | 22 | 3.057 | Yes | ETL Dry | cETL Dry | TORRY 3L RAILKIT-965 | Three Light Directional Rail Kit |  | 94517-965.jpg | 94517.jpg
9452-12 | Twist-On Honey Comb Disk Light Trim |  | UNDER CABINET | Optional Trims | Under Cabinet Lighting | Black | 12 | [7 empty] | 0 | No | [14 empty] | 0 | [12 empty] | 8.95 | 17.9 | 26.85 | D:2 1/2'' H:1/4'' |  | 2.5 |  |  | 0.25 | [7 empty] | No |  | No | [30 empty] | 0 | 0 | 0 | 0 | 0 | 0 | 0 | 0 | 0 | 0 | 0 | 785652945212 | 0.5 | 2.7 | 2.4 | 0.03 | 0.002 | 70 | Yes | 3 | 10785652945219 | 1.2 | 3.2 | 3 | 0.1 | 0.007 | Yes |  | cETL Damp | Disk Light HoneyComb Trim | Twist-On Honey Comb Trim |  | 9452-12.jpg | 9452.jpg
9454-12 | 12V 15W-60W Hardwire Electronic Transformer | LX electronic transformers have soft-start circuitry that increases lamp life. The emit no audible noise, employ automatically resetting short circuit protection, are Listed, moisture and shock resistant, and are dimmable. | LOW VOLTAGE SYSTEMS | Lx Transformers | Under Cabinet Lighting | Black | 12 | [7 empty] | 0 | No | [14 empty] | 0 | [12 empty] | 32.48 | 64.96 | 97.44 | L:2 3/4'' W:1 1/2'' H:1 1/8'' |  |  | 2.75 | 1.5 | 1.125 | [7 empty] | No |  | No | [30 empty] | 0 | 0 | 0 | 0 | 0 | 0 | 0 | 0 | 0 | 0 | 0 | 785652945427 | 6 | 3 | 2 | 0.2 | 0.021 | 100 | Yes | 72 | 10785652945424 | 19.25 | 18.25 | 13.5 | 21.7 | 2.745 | Yes | UL Dry | cUL Dry | 12V 15W-60W ELECT TRNSFRMR-12 | 12V 15W-60W Hardwire Electronic Transformer |  | 9454-12.jpg | 9454.jpg
9456-12 | 12V 60W-150W Hardwire Electronic Transformer | LX electronic transformers have soft-start circuitry that increases lamp life. The emit no audible noise, employ automatically resetting short circuit protection, are Listed, moisture and shock resistant, and are dimmable. | LOW VOLTAGE SYSTEMS | Lx Transformers | Under Cabinet Lighting | Black | 12 | [7 empty] | 0 | No | [14 empty] | 0 | [12 empty] | 61.48 | 122.96 | 184.44 | L:6 1/4'' W:2 1/4'' H:1 11/16'' |  |  | 6.25 | 2.25 | 1.6875 | Screw(s) | [6 empty] | No |  | No | [30 empty] | 0 | 0 | 0 | 0 | 0 | 0 | 0 | 0 | 0 | 0 | 0 | 785652945625 | 6 | 3 | 3 | 0.9 | 0.031 | 65 | Yes | 32 | 10785652945622 | 25.5 | 13 | 13.75 | 34.2 | 2.638 | Yes | UL Dry | cUL Dry | 12V 60W-150W ELECT TRNSFRMR-12 | 12V 60W-150W Hardwire Electronic Transformer |  | 9456-12.jpg | 9456.jpg
94560-71 | Saratoga Complete Pendant Assembly |  | TRACK | Complete Pendants | Ambiance Lighting Systems | Antique Bronze / Ember Glow | 71 / 664 | Steel / Aluminum | Ember Glow Glass | D:6.125" H:6.25" |  |  | 1 G9 T4 40w |  | 1 | Yes | [14 empty] | 0 | [12 empty] | 56.9 | 113.8 | 170.7 | D:6 1/8'' H:19 19/32'' O:118 1/8'' |  | 6.125 |  |  | 19.5938 | Dual Mount |  |  | 118.125 |  |  |  | No |  | No | [20 empty] | D:5 1/8'' DP:1 21/32'' |  |  |  |  | 96 | Black |  |  |  | 0 | 0 | 0 | 0 | 0 | 0 | 0 | 0 | 0 | 0 | 0 | 785652096884 | 18.25 | 8.5 | 8.5 | 3.3 | 0.763 | 150 | Yes | 3 | 10785652096881 | 25.5 | 19 | 9.5 | 12.32 | 2.664 | Yes | ETL Dry | cETL Dry | TRANS SARATOGA CONV PEND ASSY | 120V Convertible Pendant Assembly |  | 94560-71.jpg | 94560.jpg
94571-965 | G9 Contemporary Pendant Assembly |  | TRACK | Pendant Assemblies | Ambiance Lighting Systems | Antique Brushed Nickel / Frosted | 965 / 97 | Steel / Aluminum |  |  |  |  | 1 G9 T4 40w |  | 1 | Yes | [14 empty] | 0 | [12 empty] | 39.8 | 79.6 | 119.4 | D:1'' H:12 5/32'' O:112 7/16'' |  | 1 |  |  | 12.1562 | Dual Mount |  |  | 112.4375 |  |  |  | No |  | No | [20 empty] | D:5'' DP:1 3/32'' |  |  |  |  | 96 | Clear |  |  |  | 0 | 0 | 0 | 0 | 0 | 0 | 0 | 0 | 0 | 0 | 0 | 785652096730 | 12.625 | 5.875 | 2.25 | 1.54 | 0.097 | 85 | Yes | 3 | 10785652096737 | 13.25 | 6.5 | 7.658 | 5.06 | 0.382 | Yes | ETL Dry | cETL Dry | G-9 Contemporary Pendant Assembly | Contemporary Pendant Assembly |  | 94571-965.jpg | 94571.jpg
9459-12 | Miniature Wiring Compartment / Splicer |  | LOW VOLTAGE SYSTEMS | Connectors and Accessories | Ambiance Lighting Systems | Black | 12 | Polycarbonate | [6 empty] | 0 | No | [14 empty] | 0 | [12 empty] | 7.98 | 15.96 | 23.94 | L:2'' W:31/32'' H:5/8'' |  |  | 2 | 0.96875 | 0.625 | [7 empty] | No |  | No | [30 empty] | 0 | 0 | 0 | 0 | 0 | 0 | 0 | 0 | 0 | 0 | 0 | 785652945922 | 3 | 2.75 | 1 | 0.1 | 0.005 | 70 | Yes | 100 | 10785652945929 | 11.25 | 9.8 | 9.25 | 5.4 | 0.59 | Yes | C-UL-US Dry |  | MINI WIRING COMPARTMENT-12 | Miniature Wiring Compartment / Splicer |  | 9459-12.jpg | 9459.jpg
9459-15 | Miniature Wiring Compartment / Splicer |  | LOW VOLTAGE SYSTEMS | Connectors and Accessories | Ambiance Lighting Systems | White | 15 | Polycarbonate | [6 empty] | 0 | No | [14 empty] | 0 | [12 empty] | 7.98 | 15.96 | 23.94 | L:2'' W:31/32'' H:5/8'' |  |  | 2 | 0.96875 | 0.625 | [7 empty] | No |  | No | [30 empty] | 0 | 0 | 0 | 0 | 0 | 0 | 0 | 0 | 0 | 0 | 0 | 785652945953 | 3 | 2.5 | 1 | 0.04 | 0.004 | 100 | Yes | 100 | 10785652945950 | 11.25 | 9.25 | 9.5 | 5.4 | 0.572 | Yes | C-UL-US Dry |  | MINI WIRING COMPARTMENT-15 | Miniature Wiring Compartment / Splicer |  | 9459-15.jpg | 9459.jpg
9469-12 | 25 Feet Indoor Lx Cable-12 |  | LOW VOLTAGE SYSTEMS | Lx Indoor Cable | Under Cabinet Lighting | Black | 12 | [7 empty] | 0 | No | [14 empty] | 0 | [12 empty] | 40.98 | 81.96 | 122.94 | L:300'' W:3/8'' H:3/16'' |  |  | 300 | 0.375 | 0.1875 | [7 empty] | No |  | No | [25 empty] | 300 | Black |  |  |  | 0 | 0 | 0 | 0 | 0 | 0 | 0 | 0 | 0 | 0 | 0 | 785652946929 | 9 | 9 | 1.5 | 2.4 | 0.07 | 60 | Yes | 10 | 10785652946926 | 13 | 10 | 11 | 25.1 | 0.828 | Yes | UL Dry | cUL Dry | 25 FEET INDOOR LX CABLE-12 | 25 Feet Indoor Lx Cable-12 |  | 9469-12.jpg | 9469.jpg
9469-15 | 25 Feet Indoor Lx Cable-15 |  | LOW VOLTAGE SYSTEMS | Lx Indoor Cable | Under Cabinet Lighting | White | 15 | [7 empty] | 0 | No | [14 empty] | 0 | [12 empty] | 40.98 | 81.96 | 122.94 | L:300'' W:3/8'' H:3/16'' |  |  | 300 | 0.375 | 0.1875 | [7 empty] | No |  | No | [25 empty] | 300 | White |  |  |  | 0 | 0 | 0 | 0 | 0 | 0 | 0 | 0 | 0 | 0 | 0 | 785652946950 | 9 | 9 | 1.5 | 2.4 | 0.07 | 60 | Yes | 10 | 10785652946957 | 13 | 10 | 11 | 25.1 | 0.828 | Yes | UL Dry | cUL Dry | 25 FEET INDOOR LX CABLE-15 | 25 Feet Indoor Lx Cable-15 |  | 9469-15.jpg | 9469.jpg
9470-12 | 50 Feet Indoor Lx Cable-12 |  | LOW VOLTAGE SYSTEMS | Lx Indoor Cable | Under Cabinet Lighting | Black | 12 | [7 empty] | 0 | No | [14 empty] | 0 | [12 empty] | 73.48 | 146.96 | 220.44 | L:600'' W:3/8'' H:3/16'' |  |  | 600 | 0.375 | 0.1875 | [7 empty] | No |  | No | [25 empty] | 600 | Black |  |  |  | 0 | 0 | 0 | 0 | 0 | 0 | 0 | 0 | 0 | 0 | 0 | 785652947025 | 6.5 | 6.5 | 3.25 | 4.3 | 0.079 | 60 | Yes | 10 | 10785652947022 | 15.125 | 12.375 | 12.625 | 45.6 | 1.368 | Yes | UL Dry | cUL Dry | 50 FEET INDOOR LX CABLE-12 | 50 Feet Indoor Lx Cable-12 |  | 9470-12.jpg | 9470.jpg
9470-15 | 50 Feet Indoor Lx Cable-15 |  | LOW VOLTAGE SYSTEMS | Lx Indoor Cable | Under Cabinet Lighting | White | 15 | [7 empty] | 0 | No | [14 empty] | 0 | [12 empty] | 73.48 | 146.96 | 220.44 | L:600'' W:3/8'' H:3/16'' |  |  | 600 | 0.375 | 0.1875 | [7 empty] | No |  | No | [25 empty] | 600 | White |  |  |  | 0 | 0 | 0 | 0 | 0 | 0 | 0 | 0 | 0 | 0 | 0 | 785652947056 | 6.5 | 6.5 | 3.25 | 4.3 | 0.079 | 60 | Yes | 10 | 10785652947053 | 15.1 | 12.1 | 12.1 | 45.6 | 1.279 | Yes | UL Dry | cUL Dry | 50 FEET INDOOR LX CABLE-15 | 50 Feet Indoor Lx Cable-15 |  | 9470-15.jpg | 9470.jpg
9471-12 | 100 Feet Indoor Lx Cable-12 |  | LOW VOLTAGE SYSTEMS | Lx Indoor Cable | Under Cabinet Lighting | Black | 12 | [7 empty] | 0 | No | [14 empty] | 0 | [12 empty] | 137.48 | 274.96 | 412.44 | L:1200'' W:3/8'' H:3/16'' |  |  | 1200 | 0.375 | 0.1875 | [7 empty] | No |  | No | [25 empty] | 1200 | Black |  |  |  | 0 | 0 | 0 | 0 | 0 | 0 | 0 | 0 | 0 | 0 | 0 | 785652947124 | 6.5 | 6.5 | 4.25 | 8.7 | 0.104 | 60 | Yes | 6 | 10785652947121 | 13.78 | 14 | 8.25 | 54 | 0.921 | Yes | UL Dry | cUL Dry | 100 FEET INDOOR LX CABLE-12 | 100 Feet Indoor Lx Cable-12 |  | 9471-12.jpg | 9471.jpg
9471-15 | 100 Feet Indoor Lx Cable-12 |  | LOW VOLTAGE SYSTEMS | Lx Indoor Cable | Under Cabinet Lighting | White | 15 | [7 empty] | 0 | No | [14 empty] | 0 | [12 empty] | 137.48 | 274.96 | 412.44 | L:1200'' W:3/8'' H:3/16'' |  |  | 1200 | 0.375 | 0.1875 | [7 empty] | No |  | No | [25 empty] | 1200 | White |  |  |  | 0 | 0 | 0 | 0 | 0 | 0 | 0 | 0 | 0 | 0 | 0 | 785652947155 | 6.5 | 6.5 | 4.4 | 8.5 | 0.108 | 60 | Yes | 6 | 10785652947152 | 14 | 14 | 7.5 | 53.1 | 0.851 | Yes | UL Dry | cUL Dry | 100 FEET INDOOR LX CABLE-15 | 100 Feet Indoor Lx Cable-15 |  | 9471-15.jpg | 9471.jpg
94729-965 | PAR20 Transitional Complete Directional Assembly |  | TRACK | Complete Directionals | Ambiance Lighting Systems | Antique Brushed Nickel | 965 | [5 empty] | 1 Medium PAR20 50w |  | 1 | No | [14 empty] | 0 | [12 empty] | 30 | 60 | 90 | D:3 1/4'' L:5 1/4'' H:4 1/2'' O:6 1/4'' |  | 3.25 | 5.25 |  | 4.5 | Other |  |  | 6.25 |  |  |  | No |  | No | [30 empty] | 0 | 0 | 0 | 0 | 0 | 0 | 0 | 1 | 0 | 0 | 0 | 785652096518 | 6.75 | 5 | 8.25 | 1 | 0.161 | 125 | Yes | 3 | 10785652096515 | 15.38 | 7.5 | 9.25 | 3.7 | 0.617 | Yes | ETL Dry | cETL Dry | One Light Transitonal Directional Fixture | One Light Transitonal Directional Fixture |  | 94729-965.jpg | 94729.jpg
94730-71 | PAR20 Traditional Complete Directional Assembly |  | TRACK | Complete Directionals | Ambiance Lighting Systems | Antique Bronze | 71 | [5 empty] | 1 Medium PAR20 50w |  | 1 | No | [14 empty] | 0 | [12 empty] | 36.9 | 73.8 | 110.7 | D:3 7/16'' L:5 3/8'' H:4 7/8'' O:6 3/4'' |  | 3.4375 | 5.375 |  | 4.875 | Other |  |  | 6.75 |  |  |  | No |  | No | [30 empty] | 0 | 0 | 0 | 0 | 0 | 0 | 0 | 1 | 0 | 0 | 0 | 785652096525 | 7 | 4.25 | 8.25 | 1.1 | 0.142 | 125 | Yes | 3 | 10785652096522 | 13.5 | 7.5 | 9.25 | 3.74 | 0.542 | Yes | ETL Dry | cETL Dry | One Light Transitonal Directional Fixture | One Light Transitonal Directional Fixture |  | 94730-71.jpg | 94730.jpg
9481-12 | Lx Conduit Wire Compartment-12 |  | LOW VOLTAGE SYSTEMS | Lx Wiring Compartments | Under Cabinet Lighting | Black | 12 | Steel | [6 empty] | 0 | No | [14 empty] | 0 | [12 empty] | 13.48 | 26.96 | 40.44 | L:2'' W:1 5/16'' H:1 1/4'' |  |  | 2 | 1.3125 | 1.25 | [7 empty] | No |  | No | [30 empty] | 0 | 0 | 0 | 0 | 0 | 0 | 0 | 0 | 0 | 0 | 0 | 785652948121 | 3 | 2 | 1.5 | 0.2 | 0.005 | 60 | Yes | 10 | 10785652948128 | 8 | 4.25 | 3.75 | 1.7 | 0.074 | Yes | UL Dry | cUL Dry | LX CONDUIT WIRE COMPARTMENT-12 | Lx Conduit Wire Compartment-12 |  | 9481-12.jpg | 9481.jpg
9481-15 | Lx Conduit Wire Compartment-15 |  | LOW VOLTAGE SYSTEMS | Lx Wiring Compartments | Under Cabinet Lighting | White | 15 | Steel | [6 empty] | 0 | No | [14 empty] | 0 | [12 empty] | 13.48 | 26.96 | 40.44 | L:2'' W:1 5/16'' H:1 1/4'' |  |  | 2 | 1.3125 | 1.25 | [7 empty] | No |  | No | [30 empty] | 0 | 0 | 0 | 0 | 0 | 0 | 0 | 0 | 0 | 0 | 0 | 785652948152 | 3 | 2 | 1.5 | 0.1 | 0.005 | 70 | Yes | 10 | 10785652948159 | 8 | 4.25 | 4 | 1.7 | 0.079 | Yes | UL Dry | cUL Dry | LX CONDUIT WIRE COMPARTMENT-15 | Lx Conduit Wire Compartment-15 |  | 9481-15.jpg | 9481.jpg
94844-965 | Contemporary Rail Power Feed Canopy |  | TRACK | Mounting Components | Ambiance Lighting Systems | Antique Brushed Nickel | 965 | [7 empty] | 0 | No | [14 empty] | 0 | [12 empty] | 34.7 | 69.4 | 104.1 | D:5'' H:5 7/8'' |  | 5 |  |  | 5.875 | [7 empty] | No |  | No | [20 empty] | D:5'' DP:13/16'' | [9 empty] | 0 | 0 | 0 | 0 | 0 | 0 | 0 | 0 | 0 | 0 | 0 | 785652096266 | 10 | 6.25 | 6.5 | 1.43 | 0.235 | 125 | Yes | 6 | 10785652096263 | 19.75 | 10.5 | 14 | 10.45 | 1.68 | Yes | ETL Dry | cETL Dry | Contemporary Power Feed in Antique Brushed Nickel Finish | Rail Power Feed Canopy Adapter |  | 94844-965.jpg | 94844.jpg
9485-12 | Xenon Disk 24 Degree Beam |  | UNDER CABINET | Xenon Disks | Under Cabinet Lighting | Black | 12 | [5 empty] | 1 Wedge T5 18w 12v |  | 1 | No | [7 empty] | 24 | [6 empty] | 4 | [12 empty] | 8.1 | 16.2 | 24.3 | D:3 1/8'' H:7/8'' |  | 3.125 |  |  | 0.875 | Dual Mount | [6 empty] | No |  | No | [25 empty] | 36 | Black |  |  |  | 0 | 0 | 0 | 0 | 0 | 0 | 0 | 0 | 0 | 0 | 0 | 785652948527 | 7 | 6 | 1 | 0.2 | 0.024 | 100 | Yes | 5 | 10785652948524 | 6 | 5.58 | 6 | 1.1 | 0.116 | Yes | UL Damp | cUL Damp | Disk Lighting One Light Black | Accent Disk Light | Recessed Extension is 7/32" Surface Mounted extension is 7/8" | 9485-12.jpg | 9485.jpg
9485-171 | Xenon Disk 24 Degree Beam |  | UNDER CABINET | Xenon Disks | Under Cabinet Lighting | Painted Antique Bronze | 171 | [5 empty] | 1 Wedge T5 18w 12v |  | 1 | No | [7 empty] | 24 | [6 empty] | 4 | [12 empty] | 8.75 | 17.5 | 26.25 | D:3 1/8'' H:7/8'' |  | 3.125 |  |  | 0.875 | Dual Mount | [6 empty] | No |  | No | [25 empty] | 36 | Black |  |  |  | 0 | 0 | 0 | 0 | 0 | 0 | 0 | 0 | 0 | 0 | 0 | 785652948411 | 6 | 5 | 1.5 | 0.2 | 0.026 | 100 | Yes | 5 | 10785652948418 | 6 | 6 | 6 | 1.1 | 0.125 | Yes | UL Damp | cUL Damp | Ambiance Disk Lighting System | AMBIANCE | Recessed Extension is 7/32" Surface Mounted extension is 7/8" | 9485-171.jpg | 9485.jpg
94861-965 | Contemporary Swivel Support Adapter |  | TRACK | Mounting Components | Ambiance Lighting Systems | Antique Brushed Nickel | 965 | [7 empty] | 0 | No | [14 empty] | 0 | [12 empty] | 24.2 | 48.4 | 72.6 | D:1 13/16'' H:9 9/16'' O:11'' |  | 1.8125 |  |  | 9.5625 |  |  |  | 11 |  |  |  | No |  | No | [30 empty] | 0 | 0 | 0 | 0 | 0 | 0 | 0 | 0 | 0 | 0 | 0 | 785652094873 | 11.58 | 2 | 2 | 0.8 | 0.027 | 65 | Yes | 6 | 10785652094870 | 12.25 | 6.58 | 4.75 | 5.3 | 0.222 | Yes | ETL Dry | cETL Dry | Traditional Swivel Support in Antique Brushed Nickel Finish | Rail Swivel Support Adapter |  | 94861-965.jpg | 94861.jpg
9487-12 | Decorative Metal Trim Ring |  | RECESSED | Mini-Recessed Trims | Ambiance Lighting Systems | Black | 12 | [7 empty] | 0 | No | [14 empty] | 0 | [12 empty] | 2.6 | 5.2 | 7.8 | D:3 1/4'' H:5/16'' |  | 3.25 |  |  | 0.3125 | [7 empty] | No |  | No | [30 empty] | 0 | 0 | 0 | 0 | 0 | 0 | 0 | 0 | 0 | 0 | 0 | 785652948718 | 3.5 | 3.5 | 3.5 | 0.04 | 0.025 | 60 | Yes | 3 | 10785652948715 | 3.75 | 3.75 | 1.38 | 2 | 0.011 | Yes |  | cETL Damp | Trim Ring | Optional Decorative Metal Trim Ring |  | 9487-12.jpg | 9487.jpg
9487-15 | Decorative Metal Trim Ring |  | RECESSED | Mini-Recessed Trims | Ambiance Lighting Systems | White | 15 | [7 empty] | 0 | No | [14 empty] | 0 | [12 empty] | 2.6 | 5.2 | 7.8 | D:3 1/4'' H:5/16'' |  | 3.25 |  |  | 0.3125 | [7 empty] | No |  | No | [30 empty] | 0 | 0 | 0 | 0 | 0 | 0 | 0 | 0 | 0 | 0 | 0 | 785652948756 | 3.5 | 3.5 | 0.38 | 0.04 | 0.003 | 85 | Yes | 3 | 10785652948753 | 3.58 | 3.75 | 1.38 | 0.12 | 0.011 | Yes |  | cETL Damp | Trim Ring | Optional Decorative Metal Trim Ring |  | 9487-15.jpg | 9487.jpg
9488-12 | Lx Fused Plug-12 |  | LOW VOLTAGE SYSTEMS | Lx Components | Under Cabinet Lighting | Black | 12 | Polycarbonate | [6 empty] | 0 | No | [14 empty] | 0 | [12 empty] | 5.45 | 10.9 | 16.35 | L:7/8'' W:3/4'' H:13/16'' |  |  | 0.875 | 0.75 | 0.8125 | [7 empty] | No |  | No | [30 empty] | 0 | 0 | 0 | 0 | 0 | 0 | 0 | 0 | 0 | 0 | 0 | 785652948824 | 1 | 2.6 | 3 | 0.003 | 0.005 | 300 | Yes | 5 | 10785652948821 | 1 | 5.5 | 2.7 | 0.015 | 0.009 | Yes | UL Dry | cUL Dry | LX FUSED PLUG-12 | Lx Fused Plug-12 |  | 9488-12.jpg | 9488.jpg
94883-71 | Trenton Directional Mono-Point |  | TRACK | Monopoint Directionals | Ambiance Lighting Systems | Antique Bronze / Dusted Ivory | 71 / 667 |  | Dusted Ivory Glass | D:3.375" H:2.21875" |  |  | 1 G9 T4 40w |  | 1 | Yes | [14 empty] | 0 | [12 empty] | 47.4 | 94.8 | 142.2 | D:3 7/16'' W:5 11/16'' H:6 5/8'' O:6 5/8'' |  | 3.4375 |  | 5.6875 | 6.625 | Cap Nuts |  |  | 6.625 |  |  |  | No |  | No | [20 empty] | D:5 1/8'' DP:31/32'' | [9 empty] | 0 | 0 | 0 | 0 | 0 | 0 | 0 | 0 | 0 | 0 | 0 | 785652096907 | 7.6 | 6.25 | 7.2 | 1.32 | 0.198 | 125 | Yes | 3 | 10785652096904 | 19.25 | 8.38 | 7.2 | 4.84 | 0.672 | Yes |  | cETL Damp | TRANS TRENTON DIRECTNL MONOPT | One Light Directional Mono-Point |  | 94883-71.jpg | 94883.jpg
94895-965 | MRC16 Contemporary Directional Fixture |  | TRACK | Complete Directionals | Ambiance Lighting Systems | Antique Brushed Nickel | 965 | [7 empty] | 0 | No | [14 empty] | 0 | [12 empty] | 37.9 | 75.8 | 113.7 | D:3 3/16'' L:4 7/16'' H:4 9/16'' O:6'' | 0.55 | 3.1875 | 4.4375 |  | 4.5625 | Other |  |  | 6 |  |  |  | No |  | No | [30 empty] | 0 | 0 | 0 | 0 | 0 | 0 | 0 | 1 | 0 | 0 | 0 | 785652948978 | 5.25 | 5.25 | 8.25 | 0.77 | 0.132 | 150 | Yes | 3 | 10785652948975 | 16.75 | 6 | 9.25 | 3.08 | 0.538 | Yes |  | cETL Dry | Contemporary Track Head in Antique Brushed Nickel Finish | Contemporary Track Head in Antique Brushed Nickel Finish |  | 94895-965.jpg | 94895.jpg
94897-71 | MRC16 Contemporary Directional Mono-Point |  | TRACK | Monopoint Directionals | Ambiance Lighting Systems | Antique Bronze | 71 | [7 empty] | 0 | No | [14 empty] | 0 | [12 empty] | 37.9 | 75.8 | 113.7 | D:3 3/16'' L:6 1/4'' H:4 1/4'' |  | 3.1875 | 6.25 |  | 4.25 | Cap Nuts | [6 empty] | No |  | No | [20 empty] | D:5'' DP:13/32'' | [8 empty] | Hardwired | 0 | 0 | 0 | 0 | 0 | 0 | 0 | 1 | 0 | 0 | 0 | 785652489716 | 6.5 | 6.5 | 8.25 | 0.99 | 0.202 | 150 | Yes | 3 | 10785652489713 | 20.5 | 7.25 | 9 | 3.96 | 0.774 | Yes |  | cETL Damp | Contemporary Monopoint Track Head in Antique Bronze Finish | One Light Contemporary Monopoint Track Head |  | 94897-71.jpg | 94897.jpg
94897-965 | MRC16 Contemporary Directional Mono-Point |  | TRACK | Monopoint Directionals | Ambiance Lighting Systems | Antique Brushed Nickel | 965 | [7 empty] | 0 | No | [14 empty] | 0 | [12 empty] | 37.9 | 75.8 | 113.7 | D:3 3/16'' L:6 1/4'' H:4 1/4'' |  | 3.1875 | 6.25 |  | 4.25 | Cap Nuts | [6 empty] | No |  | No | [20 empty] | D:5'' DP:13/32'' | [8 empty] | Hardwired | 0 | 0 | 0 | 0 | 0 | 0 | 0 | 1 | 0 | 0 | 0 | 785652489792 | 6.5 | 6.5 | 8.25 | 0.99 | 0.202 | 150 | Yes | 3 | 10785652489799 | 20.5 | 7.25 | 9 | 3.96 | 0.774 | Yes |  | cETL Damp | Contemporary Monopoint Track Head in Antique Brushed Nickel Finish | Contemporary Directional Monopoint |  | 94897-965.jpg | 94897.jpg
94898-71 | MRC16 Traditional Directional Mono-Point |  | TRACK | Monopoint Directionals | Ambiance Lighting Systems | Antique Bronze | 71 | [7 empty] | 0 | No | [14 empty] | 0 | [12 empty] | 37.9 | 75.8 | 113.7 | D:3 1/2'' L:6 1/2'' H:5'' | 0.55 | 3.5 | 6.5 |  | 5 | Cap Nuts | [6 empty] | No |  | No | [20 empty] | D:5 1/8'' DP:31/32'' | [8 empty] | Hardwired | 0 | 0 | 0 | 0 | 0 | 0 | 0 | 1 | 0 | 0 | 0 | 785652489815 | 6.5 | 6.5 | 8.25 | 0.99 | 0.202 | 150 | Yes | 3 | 10785652489812 | 20.5 | 7.25 | 9 | 3.96 | 0.774 | Yes |  | cETL Damp | Traditional Monopoint Track Head in Antique Bronze Finish | One Light Traditional Directional Lighting |  | 94898-71.jpg | 94898.jpg
94898-965 | MRC16 Traditional Directional Mono-Point |  | TRACK | Monopoint Directionals | Ambiance Lighting Systems | Antique Brushed Nickel | 965 | [7 empty] | 0 | No | [14 empty] | 0 | [12 empty] | 37.9 | 75.8 | 113.7 | D:3 1/2'' L:6 1/2'' H:5'' | 0.55 | 3.5 | 6.5 |  | 5 | Cap Nuts | [6 empty] | No |  | No | [20 empty] | D:5 1/8'' DP:31/32'' | [8 empty] | Hardwired | 0 | 0 | 0 | 0 | 0 | 0 | 0 | 1 | 0 | 0 | 0 | 785652489853 | 6.5 | 6.5 | 8.25 | 0.99 | 0.202 | 150 | Yes | 3 | 10785652489850 | 20.5 | 7.25 | 9 | 3.96 | 0.774 | Yes |  | cETL Damp | TRANS TRAD MR16 GU10 MONOPT AN | Traditional Monopoint Track Head in Antique Brushed Nickel Finish |  | 94898-965.jpg | 94898.jpg
95220S-12 | Undercabinet 3in Connector Cord |  | UNDER CABINET | Connectors and Accessories | Under Cabinet Lighting | Black | 12 | [7 empty] | 0 | No | [14 empty] | 0 | [12 empty] | 5.2 | 10.4 | 15.6 | L:3'' |  |  | 3 | [9 empty] | No |  | No | [30 empty] | 0 | 0 | 0 | 0 | 0 | 0 | 0 | 0 | 0 | 0 | 0 | 785652041068 | 4.58 | 3.18 | 0.1 | 0.1 | 0.001 | 60 | Yes | [10 empty] | UNDERCAB 3IN CONN CORD-12 |  |  | 95220S-12.jpg | 95220S.jpg
95220S-15 | 3 Inch Connector Cord |  | UNDER CABINET | Connectors and Accessories | Under Cabinet Lighting | White | 15 | [7 empty] | 0 | No | [14 empty] | 0 | [12 empty] | 6.98 | 13.96 | 20.94 | L:3'' |  |  | 3 | [9 empty] | No |  | No | [30 empty] | 0 | 0 | 0 | 0 | 0 | 0 | 0 | 0 | 0 | 0 | 0 | 785652041075 | 4.58 | 3.18 | 0.1 | 1 | 0.001 | 60 | Yes | [10 empty] | UNDERCAB 3IN CONN CORD-15 | 3 Inch Connector Cord |  | 95220S-15.jpg | 95220S.jpg
95221S-12 | Undercabinet 6in Connector Cord |  | UNDER CABINET | Connectors and Accessories | Under Cabinet Lighting | Black | 12 | [7 empty] | 0 | No | [14 empty] | 0 | [12 empty] | 5.6 | 11.2 | 16.8 | L:6'' |  |  | 6 | [9 empty] | No |  | No | [30 empty] | 0 | 0 | 0 | 0 | 0 | 0 | 0 | 0 | 0 | 0 | 0 | 785652041082 | 4.6 | 3 | 0.1 | 1 | 0.001 | 60 | Yes | [10 empty] | UNDERCAB 6IN CONN CORD-12 |  |  | 95221S-12.jpg | 95221S.jpg
95221S-15 | 6 Inch Connector Cord |  | UNDER CABINET | Connectors and Accessories | Under Cabinet Lighting | White | 15 | [7 empty] | 0 | No | [14 empty] | 0 | [12 empty] | 7.48 | 14.96 | 22.44 | L:6'' |  |  | 6 | [9 empty] | No |  | No | [30 empty] | 0 | 0 | 0 | 0 | 0 | 0 | 0 | 0 | 0 | 0 | 0 | 785652041099 | 4.58 | 3 | 0.1 | 0.1 | 0.001 | 60 | Yes | [10 empty] | UNDERCAB 6IN CONN CORD-15 | 6 Inch Connector Cord |  | 95221S-15.jpg | 95221S.jpg
95222S-12 | Undercabinet 12in Connector Cord |  | UNDER CABINET | Connectors and Accessories | Under Cabinet Lighting | Black | 12 | [7 empty] | 0 | No | [14 empty] | 0 | [12 empty] | 6.2 | 12.4 | 18.6 | L:12'' |  |  | 12 | [9 empty] | No |  | No | [30 empty] | 0 | 0 | 0 | 0 | 0 | 0 | 0 | 0 | 0 | 0 | 0 | 785652041105 | 7 | 3.75 | 0.1 | 0.1 | 0.002 | 60 | Yes | [10 empty] | UNDERCAB 12IN CONN CORD-12 |  |  | 95222S-12.jpg | 95222S.jpg
95222S-15 | 12 Inch Connector Cord |  | UNDER CABINET | Connectors and Accessories | Under Cabinet Lighting | White | 15 | [7 empty] | 0 | No | [14 empty] | 0 | [12 empty] | 7.98 | 15.96 | 23.94 | L:12'' |  |  | 12 | [9 empty] | No |  | No | [30 empty] | 0 | 0 | 0 | 0 | 0 | 0 | 0 | 0 | 0 | 0 | 0 | 785652041112 | 7 | 3.75 | 0.1 | 0.1 | 0.002 | 60 | Yes | [10 empty] | UNDERCAB 12IN CONN CORD-15 | 12 Inch Connector Cord |  | 95222S-15.jpg | 95222S.jpg
95223S-15 | 18 Inch Connector Cord |  | UNDER CABINET | Connectors and Accessories | Under Cabinet Lighting | White | 15 | [7 empty] | 0 | No | [14 empty] | 0 | [12 empty] | 7.98 | 15.96 | 23.94 | L:18'' |  |  | 18 | [9 empty] | No |  | No | [30 empty] | 0 | 0 | 0 | 0 | 0 | 0 | 0 | 0 | 0 | 0 | 0 | 785652041136 | 4.75 | 3.5 | 0.75 | 0.1 | 0.007 | 70 | Yes | 200 | 10785652041133 | 16.25 | 16.25 | 7.25 | 18.8 | 1.108 | Yes |  |  | UNDERCAB 18IN CONN CORD-15 | 18 Inch Connector Cord |  | 95223S-15.jpg | 95223S.jpg
95230S-12 | Undercabinet 24in Connector Cord |  | UNDER CABINET | Connectors and Accessories | Under Cabinet Lighting | Black | 12 | [7 empty] | 0 | No | [14 empty] | 0 | [12 empty] | 8 | 16 | 24 | L:24'' |  |  | 24 | [9 empty] | No |  | No | [30 empty] | 0 | 0 | 0 | 0 | 0 | 0 | 0 | 0 | 0 | 0 | 0 | 785652041143 | 6.5 | 4 | 1 | 0.2 | 0.015 | 85 | Yes | [10 empty] | UNDERCAB 24IN POWER CORD-12 |  |  | 95230S-12.jpg | 95230S.jpg
95230S-15 | 24 Inch Power Cord |  | UNDER CABINET | Connectors and Accessories | Under Cabinet Lighting | White | 15 | [7 empty] | 0 | No | [14 empty] | 0 | [12 empty] | 9.98 | 19.96 | 29.94 | L:24'' |  |  | 24 | [9 empty] | No |  | No | [30 empty] | 0 | 0 | 0 | 0 | 0 | 0 | 0 | 0 | 0 | 0 | 0 | 785652041150 | 6.5 | 4 | 1 | 0.2 | 0.015 | 85 | Yes | [10 empty] | UNDERCAB 24IN POWER CORD-15 | 24 Inch Power Cord |  | 95230S-15.jpg | 95230S.jpg
95231S-12 | Undercabinet 72in Connector Cord |  | UNDER CABINET | Connectors and Accessories | Under Cabinet Lighting | Black | 12 | [7 empty] | 0 | No | [14 empty] | 0 | [12 empty] | 11.6 | 23.2 | 34.8 | L:72'' |  |  | 72 | [9 empty] | No |  | No | [30 empty] | 0 | 0 | 0 | 0 | 0 | 0 | 0 | 0 | 0 | 0 | 0 | 785652041167 | 10 | 6.25 | 1 | 3 | 0.036 | 60 | Yes | [10 empty] | UNDERCAB 72IN POWER CORD-12 |  |  | 95231S-12.jpg | 95231S.jpg
95231S-15 | 72 Inch Power Cord |  | UNDER CABINET | Connectors and Accessories | Under Cabinet Lighting | White | 15 | [7 empty] | 0 | No | [14 empty] | 0 | [12 empty] | 14.98 | 29.96 | 44.94 | L:72'' |  |  | 72 | [9 empty] | No |  | No | [30 empty] | 0 | 0 | 0 | 0 | 0 | 0 | 0 | 0 | 0 | 0 | 0 | 785652041174 | 9.58 | 6.25 | 1 | 0.3 | 0.035 | 100 | Yes | [10 empty] | UNDERCAB 72IN POWER CORD-15 | 72 Inch Power Cord |  | 95231S-15.jpg | 95231S.jpg
95236S-12 | Undercabinet Flush Connector Cord |  | UNDER CABINET | Connectors and Accessories | Under Cabinet Lighting | Black | 12 | [7 empty] | 0 | No | [14 empty] | 0 | [12 empty] | 6.7 | 13.4 | 20.1 | L:1'' W:3/4'' H:1/2'' |  |  | 1 | 0.75 | 0.5 | [7 empty] | No |  | No | [30 empty] | 0 | 0 | 0 | 0 | 0 | 0 | 0 | 0 | 0 | 0 | 0 | 785652041181 | 3.6 | 2.75 | 0.1 | 0.1 | 0.001 | 60 | Yes | [10 empty] | UNDERCAB FLUSH CONNECTOR-12 |  |  | 95236S-12.jpg | 95236S.jpg
95236S-15 | Fixture to Fixture Connector |  | UNDER CABINET | Connectors and Accessories | Under Cabinet Lighting | White | 15 | [7 empty] | 0 | No | [14 empty] | 0 | [12 empty] | 8.48 | 16.96 | 25.44 | L:1'' W:3/4'' H:1/2'' |  |  | 1 | 0.75 | 0.5 | [7 empty] | No |  | No | [30 empty] | 0 | 0 | 0 | 0 | 0 | 0 | 0 | 0 | 0 | 0 | 0 | 785652041198 | 3.6 | 2.75 | 0.1 | 0.1 | 0.001 | 60 | Yes | [10 empty] | UNDERCAB FLUSH CONNECTOR-15 | Fixture to Fixture Connector |  | 95236S-15.jpg | 95236S.jpg
95237S-12 | Undercabinet Cord Connector |  | UNDER CABINET | Connectors and Accessories | Under Cabinet Lighting | Black | 12 | [7 empty] | 0 | No | [14 empty] | 0 | [12 empty] | 6.7 | 13.4 | 20.1 | L:2 1/2'' W:3/4'' H:1/2'' |  |  | 2.5 | 0.75 | 0.5 | [7 empty] | No |  | No | [30 empty] | 0 | 0 | 0 | 0 | 0 | 0 | 0 | 0 | 0 | 0 | 0 | 785652041204 | 4 | 2.38 | 10 | 0.1 | 0.055 | 300 | Yes | [10 empty] | UNDERCAB CORD CONNECTOR-12 |  |  | 95237S-12.jpg | 95237S.jpg
95237S-15 | Cord to Cord Connector |  | UNDER CABINET | Connectors and Accessories | Under Cabinet Lighting | White | 15 | [7 empty] | 0 | No | [14 empty] | 0 | [12 empty] | 8.48 | 16.96 | 25.44 | L:2 1/2'' W:3/4'' H:1/2'' |  |  | 2.5 | 0.75 | 0.5 | [7 empty] | No |  | No | [30 empty] | 0 | 0 | 0 | 0 | 0 | 0 | 0 | 0 | 0 | 0 | 0 | 785652041211 | 4 | 2.78 | 1 | 0.1 | 0.006 | 70 | Yes | [10 empty] | UNDERCAB CORD CONNECTOR-15 | Cord to Cord Connector |  | 98277S-15 | 95237S.jpg
95374-12 | Barn Light Small Cage | The classic Barn Lights are hand crafted in aluminum and coated in a Galvanized or Blacksmith finish. Ideal for large or heavily trafficked outdoor areas that need plenty of downward directed light. The oversized Barn Lights make great accents to any commercial lighting plan or residential garage entry, shed, or patio. To customize your look, a 6" extender is included with every fixture. Also available as Dark Sky with four size options to choose from. | ACCESSORY | Barn Light | Accessories | Black | 12 | [7 empty] | 0 | No | [14 empty] | 0 | [12 empty] | 17 | 34 | 51 | D:8 1/4'' H:2 1/4'' |  | 8.25 |  |  | 2.25 | Screw(s) | [6 empty] | No |  | No | [30 empty] | 0 | 0 | 0 | 0 | 0 | 0 | 0 | 0 | 0 | 0 | 0 | 785652078804 | 8.75 | 8.5 | 3 | 0.6 | 0.129 | 175 | Yes | 10 | 10785652078801 | [7 empty] | cETL Wet | BARN LIGHT SM CAGE-12 | Barn Light Small Cage |  | 95374-12.jpg | 95374.jpg
95374-57 | Barn Light Small Cage | The classic Barn Lights are hand crafted in aluminum and coated in a Galvanized or Blacksmith finish. Ideal for large or heavily trafficked outdoor areas that need plenty of downward directed light. The oversized Barn Lights make great accents to any commercial lighting plan or residential garage entry, shed, or patio. To customize your look, a 6" extender is included with every fixture. Also available as Dark Sky with four size options to choose from. | ACCESSORY | Barn Light | Accessories | Weathered Pewter | 57 | [7 empty] | 0 | No | [14 empty] | 0 | [12 empty] | 17 | 34 | 51 | D:8 1/4'' H:2 1/4'' |  | 8.25 |  |  | 2.25 | Screw(s) | [6 empty] | No |  | No | [30 empty] | 0 | 0 | 0 | 0 | 0 | 0 | 0 | 0 | 0 | 0 | 0 | 785652078811 | 8.75 | 8.5 | 3 | 6 | 0.129 | 60 | Yes | 10 | 10785652078818 | [7 empty] | cETL Wet | BARN LIGHT SM CAGE-57 | Barn Light Small Cage |  | 95374-57.jpg | 95374.jpg
95374-71 | Barn Light Small Cage | The classic Barn Lights are hand crafted in aluminum and coated in a Galvanized or Blacksmith finish. Ideal for large or heavily trafficked outdoor areas that need plenty of downward directed light. The oversized Barn Lights make great accents to any commercial lighting plan or residential garage entry, shed, or patio. To customize your look, a 6" extender is included with every fixture. Also available as Dark Sky with four size options to choose from. | ACCESSORY | Barn Light | Accessories | Antique Bronze | 71 | [7 empty] | 0 | No | [14 empty] | 0 | [12 empty] | 17 | 34 | 51 | D:8 1/4'' H:2 1/4'' |  | 8.25 |  |  | 2.25 | Screw(s) | [6 empty] | No |  | No | [30 empty] | 0 | 0 | 0 | 0 | 0 | 0 | 0 | 0 | 0 | 0 | 0 | 785652078828 | 3.25 | 8.75 | 8.5 | 0.6 | 0.14 | 175 | Yes | 10 | 10785652078825 | [7 empty] | cETL Wet | BARN LIGHT SM CAGE-71 | Barn Light Small Cage |  | 95374-71.jpg | 95374.jpg
95411S-15 | 12V 2700K Fixed Round Down Light-15 |  | RECESSED | Lucarne LED Niche | Recessed Lights | White | 15 | Aluminum | [6 empty] | 1 | No | 300 | 2700 | 90 | 5.5 | 12 | 19 - Integrated | LED - Array |  | 10 | 100 | LED | 5.5 | 5.5 | 50000 | 0 | [12 empty] | 27.98 | 55.96 | 83.94 | D:2 5/8'' W:2 5/8'' H:2 11/16'' |  | 2.625 |  | 2.625 | 2.6875 | [7 empty] | No |  | No | [30 empty] | 0 | 0 | 0 | 0 | 0 | 0 | 0 | 0 | 0 | 0 | 0 | 785652114168 | 3.175 | 3.175 | 3.75 | 0.4 | 0.022 | 70 | Yes | 24 | 10785652114165 | 13 | 9.5 | 8.25 | 11.3 | 0.59 | Yes | ETL Wet | cETL Wet | 12V 2700K FIXED LED NICHE-15 | 12V 2700K Fixed Round Down Light-15 |  | 95411S-15.jpg | 95411S.jpg
95411S-171 | 12V 2700K Fixed Round Down Light-171 |  | RECESSED | Lucarne LED Niche | Recessed Lights | Painted Antique Bronze | 171 | Aluminum | [6 empty] | 1 | No | 300 | 2700 | 90 | 5.5 | 12 | 19 - Integrated | LED - Array |  | 10 | 100 | LED | 5.5 | 5.5 | 50000 | 0 | [12 empty] | 27.98 | 55.96 | 83.94 | D:2 5/8'' W:2 5/8'' H:2 11/16'' |  | 2.625 |  | 2.625 | 2.6875 | [7 empty] | No |  | No | [30 empty] | 0 | 0 | 0 | 0 | 0 | 0 | 0 | 0 | 0 | 0 | 0 | 785652114175 | 3.175 | 3.175 | 3.75 | 0.4 | 0.022 | 70 | Yes | 24 | 10785652114172 | 13 | 9.5 | 8.25 | 11.3 | 0.59 | Yes | ETL Wet | cETL Wet | 12V 2700K FIXED LED NICHE-171 | 12V 2700K Fixed Round Down Light-171 |  | 95411S-171.jpg | 95411S.jpg
95412S-15 | 12V 3000K Fixed Round Down Light-15 |  | RECESSED | Lucarne LED Niche | Recessed Lights | White | 15 | Aluminum | [6 empty] | 1 | No | 300 | 3000 | 90 | 5.5 | 12 | 19 - Integrated | LED - Array |  | 10 | 100 | LED | 5.5 | 5.5 | 50000 | 0 | [12 empty] | 27.98 | 55.96 | 83.94 | D:2 5/8'' W:2 5/8'' H:2 11/16'' |  | 2.625 |  | 2.625 | 2.6875 | [7 empty] | No |  | No | [30 empty] | 0 | 0 | 0 | 0 | 0 | 0 | 0 | 0 | 0 | 0 | 0 | 785652114182 | 3.175 | 3.175 | 3.75 | 0.4 | 0.022 | 70 | Yes | 24 | 10785652114189 | 13 | 9.75 | 8.25 | 11.3 | 0.605 | Yes | ETL Wet | cETL Wet | 12V 3000K FIXED LED NICHE-15 | 12V 3000K Fixed Round Down Light-15 |  | 95412S-15.jpg | 95412S.jpg
95412S-171 | 12V 3000K Fixed Round Down Light-171 |  | RECESSED | Lucarne LED Niche | Recessed Lights | Painted Antique Bronze | 171 | Aluminum | [6 empty] | 1 | No | 300 | 3000 | 90 | 5.5 | 12 | 19 - Integrated | LED - Array |  | 10 | 100 | LED | 5.5 | 5.5 | 50000 | 0 | [12 empty] | 27.98 | 55.96 | 83.94 | D:2 5/8'' W:2 5/8'' H:2 11/16'' |  | 2.625 |  | 2.625 | 2.6875 | [7 empty] | No |  | No | [30 empty] | 0 | 0 | 0 | 0 | 0 | 0 | 0 | 0 | 0 | 0 | 0 | 785652114199 | 3 | 3 | 4.5 | 0.6 | 0.023 | 65 | Yes | 24 | 10785652114196 | 12.25 | 9.75 | 9.75 | 14.4 | 0.674 | Yes | ETL Wet | cETL Wet | 12V 3000K FIXED LED NICHE-171 | 12V 3000K Fixed Round Down Light-171 |  | 95412S-171.jpg | 95412S.jpg
95416S-15 | 12V 2700K Gimbal Round Down Light-15 |  | RECESSED | Lucarne LED Niche | Recessed Lights | White | 15 | Aluminum | [6 empty] | 1 | No | 300 | 2700 | 90 | 5.5 | 12 | 19 - Integrated | LED - Array |  | 10 | 100 | LED | 5.5 | 5.5 | 50000 | 0 | [12 empty] | 33.48 | 66.96 | 100.44 | D:2 5/8'' W:2 5/8'' H:3 1/2'' |  | 2.625 |  | 2.625 | 3.5 | [7 empty] | No |  | No | [30 empty] | 0 | 0 | 0 | 0 | 0 | 0 | 0 | 0 | 0 | 0 | 0 | 785652114229 | 3 | 3 | 4.5 | 0.6 | 0.023 | 65 | Yes | 24 | 10785652114226 | 12.25 | 9.75 | 9.75 | 14.4 | 0.674 | Yes | ETL Wet | cETL Wet | 12V 2700K GIMBAL LED NICHE-15 | 12V 2700K Gimbal Round Down Light-15 |  | 95416S-15.jpg | 95416S.jpg
95416S-171 | 12V 2700K Gimbal Round Down Light-171 |  | RECESSED | Lucarne LED Niche | Recessed Lights | Painted Antique Bronze | 171 | Aluminum | [6 empty] | 1 | No | 300 | 2700 | 90 | 5.5 | 12 | 19 - Integrated | LED - Array |  | 10 | 100 | LED | 5.5 | 5.5 | 50000 | 0 | [12 empty] | 33.48 | 66.96 | 100.44 | D:2 5/8'' W:2 5/8'' H:3 1/2'' |  | 2.625 |  | 2.625 | 3.5 | [7 empty] | No |  | No | [30 empty] | 0 | 0 | 0 | 0 | 0 | 0 | 0 | 0 | 0 | 0 | 0 | 785652114236 | 3 | 3 | 4.5 | 0.6 | 0.023 | 65 | Yes | 24 | 10785652114233 | 12.25 | 9.75 | 9.75 | 14.4 | 0.674 | Yes | ETL Wet | cETL Wet | 12V 2700K GIMBAL LED NICHE-171 | 12V 2700K Gimbal Round Down Light-171 |  | 95416S-171.jpg | 95416S.jpg
95417S-15 | 12V 3000K Gimbal Round Down Light-15 |  | RECESSED | Lucarne LED Niche | Recessed Lights | White | 15 | Aluminum | [6 empty] | 1 | No | 300 | 3000 | 90 | 5.5 | 12 | 19 - Integrated | LED - Array |  | 10 | 100 | LED | 5.5 | 5.5 | 50000 | 0 | [12 empty] | 33.48 | 66.96 | 100.44 | D:2 5/8'' W:2 5/8'' H:3 1/2'' |  | 2.625 |  | 2.625 | 3.5 | [7 empty] | No |  | No | [30 empty] | 0 | 0 | 0 | 0 | 0 | 0 | 0 | 0 | 0 | 0 | 0 | 785652114243 | 3 | 3 | 4.5 | 0.6 | 0.023 | 65 | Yes | 24 | 10785652114240 | 12.25 | 9.75 | 9.75 | 14.4 | 0.674 | Yes | ETL Wet | cETL Wet | 12V 3000K GIMBAL LED NICHE-15 | 12V 3000K Gimbal Round Down Light-15 |  | 95417S-15.jpg | 95417S.jpg
95417S-171 | 12V 3000K Gimbal Round Down Light-171 |  | RECESSED | Lucarne LED Niche | Recessed Lights | Painted Antique Bronze | 171 | Aluminum | [6 empty] | 1 | No | 300 | 3000 | 90 | 5.5 | 12 | 19 - Integrated | LED - Array |  | 10 | 100 | LED | 5.5 | 5.5 | 50000 | 0 | [12 empty] | 33.48 | 66.96 | 100.44 | D:2 5/8'' W:2 5/8'' H:3 1/2'' |  | 2.625 |  | 2.625 | 3.5 | [7 empty] | No |  | No | [30 empty] | 0 | 0 | 0 | 0 | 0 | 0 | 0 | 0 | 0 | 0 | 0 | 785652114250 | 3 | 3 | 4.5 | 0.6 | 0.023 | 65 | Yes | 24 | 10785652114257 | 12.25 | 9.75 | 9.75 | 14.4 | 0.674 | Yes | ETL Wet | cETL Wet | 12V 3000K GIMBAL LED NICHE-171 | 12V 3000K Gimbal Round Down Light-171 |  | 95417S-171.jpg | 95417S.jpg
95511S-15 | 24V 2700K Fixed Round Down Light-15 |  | RECESSED | Lucarne LED Niche | Recessed Lights | White | 15 | Aluminum | [6 empty] | 1 | No | 300 | 2700 | 90 | 5.5 | 24 | 19 - Integrated | LED - Array |  | 10 | 100 | LED | 5.5 | 5.5 | 50000 | 0 | [12 empty] | 27.98 | 55.96 | 83.94 | D:2 5/8'' W:2 5/8'' H:2 11/16'' |  | 2.625 |  | 2.625 | 2.6875 | [7 empty] | No |  | No | [30 empty] | 0 | 0 | 0 | 0 | 0 | 0 | 0 | 0 | 0 | 0 | 0 | 785652114281 | 3.175 | 3.175 | 3.75 | 0.5 | 0.022 | 65 | Yes | 24 | 10785652114288 | 13 | 9.5 | 8.25 | 11.4 | 0.59 | Yes | ETL Wet | cETL Wet | 24V 2700K FIXED LED NICHE-15 | 24V 2700K Fixed Round Down Light-15 |  | 95511S-15.jpg | 95511S.jpg
95511S-171 | 24V 2700K Fixed Round Down Light-171 |  | RECESSED | Lucarne LED Niche | Recessed Lights | Painted Antique Bronze | 171 | Aluminum | [6 empty] | 1 | No | 300 | 2700 | 90 | 5.5 | 24 | 19 - Integrated | LED - Array |  | 10 | 100 | LED | 5.5 | 5.5 | 50000 | 0 | [12 empty] | 27.98 | 55.96 | 83.94 | D:2 5/8'' W:2 5/8'' H:2 11/16'' |  | 2.625 |  | 2.625 | 2.6875 | [7 empty] | No |  | No | [30 empty] | 0 | 0 | 0 | 0 | 0 | 0 | 0 | 0 | 0 | 0 | 0 | 785652114298 | 3.175 | 3.175 | 3.75 | 0.5 | 0.022 | 65 | Yes | 24 | 10785652114295 | 13 | 9.5 | 8.25 | 11.3 | 0.59 | Yes | ETL Wet | cETL Wet | 24V 2700K FIXED LED NICHE-171 | 24V 2700K Fixed Round Down Light-171 |  | 95511S-171.jpg | 95511S.jpg
95512S-15 | 24V 3000K Fixed Round Down Light-15 |  | RECESSED | Lucarne LED Niche | Recessed Lights | White | 15 | Aluminum | [6 empty] | 1 | No | 300 | 3000 | 90 | 5.5 | 24 | 19 - Integrated | LED - Array |  | 10 | 100 | LED | 5.5 | 5.5 | 50000 | 0 | [12 empty] | 27.98 | 55.96 | 83.94 | D:2 5/8'' W:2 5/8'' H:2 11/16'' |  | 2.625 |  | 2.625 | 2.6875 | [7 empty] | No |  | No | [30 empty] | 0 | 0 | 0 | 0 | 0 | 0 | 0 | 0 | 0 | 0 | 0 | 785652114304 | 3.175 | 3.175 | 3.75 | 0.5 | 0.022 | 65 | Yes | 24 | 10785652114301 | 13 | 9.5 | 8.25 | 11.3 | 0.59 | Yes | ETL Wet | cETL Wet | 24V 3000K FIXED LED NICHE-15 | 24V 3000K Fixed Round Down Light-15 |  | 95512S-15.jpg | 95512S.jpg
95512S-171 | 24V 3000K Fixed Round Down Light-171 |  | RECESSED | Lucarne LED Niche | Recessed Lights | Painted Antique Bronze | 171 | Aluminum | [6 empty] | 1 | No | 300 | 3000 | 90 | 5.5 | 24 | 19 - Integrated | LED - Array |  | 10 | 100 | LED | 5.5 | 5.5 | 50000 | 0 | [12 empty] | 27.98 | 55.96 | 83.94 | D:2 5/8'' W:2 5/8'' H:2 11/16'' |  | 2.625 |  | 2.625 | 2.6875 | [7 empty] | No |  | No | [30 empty] | 0 | 0 | 0 | 0 | 0 | 0 | 0 | 0 | 0 | 0 | 0 | 785652114311 | 3.175 | 3.175 | 3.75 | 0.5 | 0.022 | 65 | Yes | 24 | 10785652114318 | 13 | 9.5 | 8.175 | 11.3 | 0.584 | Yes | ETL Wet | cETL Wet | 24V 3000K FIXED LED NICHE-171 | 24V 3000K Fixed Round Down Light-171 |  | 95512S-171.jpg | 95512S.jpg
95516S-15 | 24V 2700K Gimbal Round Down Light-15 |  | RECESSED | Lucarne LED Niche | Recessed Lights | White | 15 | Aluminum | [6 empty] | 1 | No | 300 | 2700 | 90 | 5.5 | 24 | 19 - Integrated | LED - Array |  | 10 | 100 | LED | 5.5 | 5.5 | 50000 | 0 | [12 empty] | 33.48 | 66.96 | 100.44 | D:2 5/8'' W:2 5/8'' H:3 1/2'' |  | 2.625 |  | 2.625 | 3.5 | [7 empty] | No |  | No | [30 empty] | 0 | 0 | 0 | 0 | 0 | 0 | 0 | 0 | 0 | 0 | 0 | 785652114342 | 3 | 3 | 4.5 | 0.6 | 0.023 | 65 | Yes | 24 | 10785652114349 | 12.25 | 9.75 | 9.75 | 14.4 | 0.674 | Yes | ETL Wet | cETL Wet | 24V 2700K GIMBAL LED NICHE-15 | 24V 2700K Gimbal Round Down Light-15 |  | 95516S-15.jpg | 95516S.jpg
95517S-15 | 24V 3000K Gimbal Round Down Light-15 |  | RECESSED | Lucarne LED Niche | Recessed Lights | White | 15 | Aluminum | [6 empty] | 1 | No | 300 | 3000 | 90 | 5.5 | 24 | 19 - Integrated | LED - Array |  | 10 | 100 | LED | 5.5 | 5.5 | 50000 | 0 | [12 empty] | 33.48 | 66.96 | 100.44 | D:2 5/8'' W:2 5/8'' H:3 1/2'' |  | 2.625 |  | 2.625 | 3.5 | [7 empty] | No |  | No | [30 empty] | 0 | 0 | 0 | 0 | 0 | 0 | 0 | 0 | 0 | 0 | 0 | 785652114366 | 3 | 3 | 4.5 | 0.6 | 0.023 | 65 | Yes | 24 | 10785652114363 | 12.25 | 9 | 9.5 | 14.3 | 0.606 | Yes | ETL Wet | cETL Wet | 24V 3000K GIMBAL LED NICHE-15 | 24V 3000K Gimbal Round Down Light-15 |  | 95517S-15.jpg | 95517S.jpg
95517S-171 | 24V 3000K Gimbal Round Down Light-171 |  | RECESSED | Lucarne LED Niche | Recessed Lights | Painted Antique Bronze | 171 | Aluminum | [6 empty] | 1 | No | 300 | 3000 | 90 | 5.5 | 24 | 19 - Integrated | LED - Array |  | 10 | 100 | LED | 5.5 | 5.5 | 50000 | 0 | [12 empty] | 33.48 | 66.96 | 100.44 | D:2 5/8'' W:2 5/8'' H:3 1/2'' |  | 2.625 |  | 2.625 | 3.5 | [7 empty] | No |  | No | [30 empty] | 0 | 0 | 0 | 0 | 0 | 0 | 0 | 0 | 0 | 0 | 0 | 785652114373 | 3 | 3 | 4.5 | 0.6 | 0.023 | 65 | Yes | 24 | 10785652114370 | 12.25 | 9 | 9.5 | 14.4 | 0.606 | Yes | ETL Wet | cETL Wet | 24V 3000K GIMBAL LED NICHE-171 | 24V 3000K Gimbal Round Down Light-171 |  | 95517S-171.jpg | 95517S.jpg
9600-12 | Address Light | Making it easy for guests, deliveries and emergency services to find you, day or night, is important. The Ambiance® Lighting System Address Light reduces the guesswork. Both decorative and functional, this address light complements the curb appeal of your home while enhancing safety and security. Individual house number tiles constructed of high impact, UV resistant, high heat polycarbonate. Scratch resistant black numbers on white or creme tiles. Select desired numbers or blank tiles and insert into frame. • Maximum visibility by day and night. Increases security, speeds emergency response and deliveries. • Big 4" numbers constructed of high impact polycarbonate for clear, precise readability from 100 feet away. • Supplied with two Xenon high intensity light bulbs, that generate over 16 lumens of pure white light and consume only 4.5 watts. • Over 100,000 hours lamp life at 16 volts. • Easy to install, may connect to door bell transformer (16v max.) using supplied terminal block. • Innovative design deflects rain and debris. • Polished aluminum reflector maximizes light output. • Long lasting cast aluminum construction with polyester powdercoat paint finish protects against UV fading and resists cracking by garden chemicals and acid rain. | OUTDOOR | Address Light | Outdoor Lighting | Black | 12 | Die Cast Aluminum |  |  |  |  | 2 Wedge T3 1/4 5w 16v |  | 2 | Yes | [14 empty] | 0 | [12 empty] | 35.48 | 70.96 | 106.44 | W:12 3/8'' H:6 13/16'' E:2 1/4'' | 0.89 |  |  | 12.375 | 6.8125 | Other |  |  |  |  | 2.25 |  | No |  | No | [30 empty] | 0 | 0 | 0 | 0 | 0 | 0 | 0 | 0 | 0 | 0 | 0 | 785652960017 | 12.5 | 7.25 | 2.78 | 1.15 | 0.146 | 125 | Yes | 3 | 10785652960014 | 13 | 9.25 | 8 | 4.2 | 0.557 | Yes | ETL Wet | cETL Wet | ADDRESS LIGHT FIXTURE-12 | Address Light |  | 9600-12.jpg | 9600.jpg
9600-71 | ADDRESS LIGHT | Making it easy for guests, deliveries and emergency services to find you, day or night, is important. The Ambiance® Lighting System Address Light reduces the guesswork. Both decorative and functional, this address light complements the curb appeal of your home while enhancing safety and security. Individual house number tiles constructed of high impact, UV resistant, high heat polycarbonate. Scratch resistant black numbers on white or creme tiles. Select desired numbers or blank tiles and insert into frame. • Maximum visibility by day and night. Increases security, speeds emergency response and deliveries. • Big 4" numbers constructed of high impact polycarbonate for clear, precise readability from 100 feet away. • Supplied with two Xenon high intensity light bulbs, that generate over 16 lumens of pure white light and consume only 4.5 watts. • Over 100,000 hours lamp life at 16 volts. • Easy to install, may connect to door bell transformer (16v max.) using supplied terminal block. • Innovative design deflects rain and debris. • Polished aluminum reflector maximizes light output. • Long lasting cast aluminum construction with polyester powdercoat paint finish protects against UV fading and resists cracking by garden chemicals and acid rain. | OUTDOOR | Address Light | Outdoor Lighting | Antique Bronze | 71 | Die Cast Aluminum |  |  |  |  | 2 Wedge T3 1/4 5w 16v |  | 2 | Yes | [14 empty] | 0 | [12 empty] | 35.48 | 70.96 | 106.44 | W:12 3/8'' H:6 13/16'' E:2 1/4'' | 0.89 |  |  | 12.375 | 6.8125 | Other |  |  |  |  | 2.25 |  | No |  | No | [30 empty] | 0 | 0 | 0 | 0 | 0 | 0 | 0 | 0 | 0 | 0 | 0 | 785652096013 | 12.5 | 7.25 | 2.78 | 1.15 | 0.146 | 125 | Yes | 3 | 10785652096010 | 13 | 9.25 | 8 | 4.2 | 0.557 | Yes | ETL Wet | cETL Wet | ADDRESS LIGHT FIXTURE-71 | ADDRESS LIGHT |  | 9600-71.jpg | 9600.jpg
96091S-12 | LED ADDRESS LIGHT 120V-12 |  | OUTDOOR | LED Address Light | Outdoor Lighting | Black | 12 | Aluminum | [6 empty] | 1 | No | 120 | 2700 | 80 | 2 | 120 | 19 - Integrated | MODS - Modules |  |  |  | LED | 2 | 2 | 50000 | 0 | [12 empty] | 42.48 | 84.96 | 127.44 | W:12 1/4'' H:6 7/8'' E:2 1/4'' |  |  |  | 12.25 | 6.875 | [5 empty] | 2.25 |  | No |  | No | [30 empty] | 0 | 0 | 0 | 0 | 0 | 0 | 1 | 0 | 0 | 0 | 0 | 785652112409 | 13.5 | 8.25 | 3.75 | 1.8 | 0.242 | 125 | Yes | 6 | 10785652112406 | 22.25 | 14.25 | 9.5 | 12.2 | 1.743 | Yes |  |  | LED ADDRESS LIGHT 120V-12 | Address Light |  | 96091S-12.jpg | 96091S.jpg
96091S-15 | LED ADDRESS LIGHT 120V-15 |  | OUTDOOR | LED Address Light | Outdoor Lighting | White | 15 | Aluminum | [6 empty] | 1 | No | 120 | 2700 | 80 | 2 | 120 | 19 - Integrated | MODS - Modules |  |  |  | LED | 2 | 2 | 50000 | 0 | [12 empty] | 42.48 | 84.96 | 127.44 | W:12 1/4'' H:6 7/8'' E:2 1/4'' |  |  |  | 12.25 | 6.875 | [5 empty] | 2.25 |  | No |  | No | [30 empty] | 0 | 0 | 0 | 0 | 0 | 0 | 1 | 0 | 0 | 0 | 0 | 785652112416 | 13.5 | 8.25 | 3.75 | 1.8 | 0.242 | 125 | Yes | 6 | 10785652112413 | 22.25 | 14.25 | 9.5 | 12.2 | 1.743 | Yes |  |  | LED ADDRESS LIGHT 120V-15 | Address Light |  | 96091S-15.jpg | 96091S.jpg
96091S-71 | LED ADDRESS LIGHT 120V-71 |  | OUTDOOR | LED Address Light | Outdoor Lighting | Antique Bronze | 71 | Aluminum | [6 empty] | 1 | No | 120 | 2700 | 80 | 2 | 120 | 19 - Integrated | MODS - Modules |  |  |  | LED | 2 | 2 | 50000 | 0 | [12 empty] | 42.48 | 84.96 | 127.44 | W:12 1/4'' H:6 7/8'' E:2 1/4'' |  |  |  | 12.25 | 6.875 | [5 empty] | 2.25 |  | No |  | No | [30 empty] | 0 | 0 | 0 | 0 | 0 | 0 | 1 | 0 | 0 | 0 | 0 | 785652112423 | 13.5 | 8.25 | 3.75 | 1.8 | 0.242 | 125 | Yes | 6 | 10785652112420 | 22.25 | 14.25 | 9.5 | 12.2 | 1.743 | Yes |  |  | LED ADDRESS LIGHT 120V-71 | Address Light |  | 96091S-71.jpg | 96091S.jpg
96116S-32 | 12V Clear T3 Festoon 2700K LED Lamp |  | LIGHT BULB | Lx LED Festoons | Light Bulbs | Clear | 32 | [7 empty] | 0 | No | 59 | 2700 | 80 | 0.6556 | 12 | W - Festoon | 42 - T3 |  | 10 | 100 | LED | 0.6556 | 0.6556 | 50000 | 0 | [12 empty] | 7.48 | 14.96 | 22.44 | D:15/32'' L:1 5/8'' |  | 0.46875 | 1.625 | [9 empty] | No |  | No | [30 empty] | 0 | 0 | 0 | 0 | 0 | 0 | 1 | 0 | 0 | 0 | 0 | 785652198601 | 2 | 2 | 0.5 | 0.001 | 0.001 | 85 | Yes | 500 | 10785652198608 | 13.5 | 11.25 | 11.75 | 12.4 | 1.033 | Yes | ETL Damp | cETL Damp | LX LED 2700K FESTOON LAMP-32 | 12V Clear T3 Festoon 2700K LED Lamp |  | 96116S-32.jpg | 96116S.jpg
96116S-33 | 12V Frosted T3 Festoon 2700K LED Lamp |  | LIGHT BULB | Lx LED Festoons | Light Bulbs | [9 empty] | 0 | No | 59 | 2700 | 80 | 0.6556 | 12 | W - Festoon | 42 - T3 |  | 10 | 100 | LED | 0.6556 | 0.6556 | 50000 | 0 | [12 empty] | 7.48 | 14.96 | 22.44 | D:15/32'' L:1 5/8'' |  | 0.46875 | 1.625 | [9 empty] | No |  | No | [30 empty] | 0 | 0 | 0 | 0 | 0 | 0 | 1 | 0 | 0 | 0 | 0 | 785652198618 | 2.9 | 2 | 0.625 | 0.01 | 0.002 | 65 | Yes | 500 | 10785652198615 | 11.5 | 7.58 | 8 | 9.7 | 0.404 | Yes | ETL Damp | cETL Damp | LX LED 2700K FESTOON LAMP-33 | 12V Frosted T3 Festoon 2700K LED Lamp |  | 96116S-33.jpg | 96116S.jpg
96118S-32 | 12V Clear T3 Festoon 3000K LED Lamp |  | LIGHT BULB | Lx LED Festoons | Light Bulbs | [9 empty] | 0 | No | 60 | 3000 | 80 | 0.6593 | 12 | W - Festoon | 42 - T3 |  | 10 | 100 | LED | 0.6593 | 0.6593 | 50000 | 0 | [12 empty] | 7.48 | 14.96 | 22.44 | D:15/32'' L:1 5/8'' |  | 0.46875 | 1.625 | [9 empty] | No |  | No | [30 empty] | 0 | 0 | 0 | 0 | 0 | 0 | 1 | 0 | 0 | 0 | 0 | 785652028045 | 2 | 2 | 0.75 | 0.001 | 0.002 | 85 | Yes | 500 | 10785652028042 | 13.25 | 11 | 12.5 | 12.7 | 1.054 | Yes | ETL Damp | cETL Damp | LX LED 3000K FESTOON LAMP-32 | 12V Clear T3 Festoon 3000K LED Lamp |  | 96118S-32.jpg | 96118S.jpg
96118S-33 | 12V Frosted T3 Festoon 3000K LED Lamp |  | LIGHT BULB | Lx LED Festoons | Light Bulbs | [9 empty] | 0 | No | 60 | 3000 | 80 | 0.6593 | 12 | W - Festoon | 42 - T3 |  | 10 | 100 | LED | 0.6593 | 0.6593 | 50000 | 0 | [12 empty] | 7.48 | 14.96 | 22.44 | D:15/32'' L:1 5/8'' |  | 0.46875 | 1.625 | [9 empty] | No |  | No | [30 empty] | 0 | 0 | 0 | 0 | 0 | 0 | 1 | 0 | 0 | 0 | 0 | 785652028052 | 2 | 2 | 0.75 | 0.001 | 0.002 | 85 | Yes | 500 | 10785652028059 | 13.25 | 11 | 12.5 | 12.7 | 1.054 | Yes | ETL Damp | cETL Damp | LX LED 3000K FESTOON LAMP-33 | 12V Frosted T3 Festoon 3000K LED Lamp |  | 96118S-33.jpg | 96118S.jpg
96224S-12 | 60w 12V Zero-Load Plug-In Electronic Transformer |  | LOW VOLTAGE SYSTEMS | Plug-in Transformers | Ambiance Lighting Systems | Black | 12 | [7 empty] | 0 | No | [14 empty] | 0 | [12 empty] | 46.3 | 92.6 | 138.9 | L:5'' W:1 19/32'' H:1'' |  |  | 5 | 1.5938 | 1 | [7 empty] | No |  | No | [30 empty] | 0 | 0 | 0 | 0 | 0 | 0 | 1 | 0 | 0 | 0 | 0 | 785652081699 | 6.5 | 4 | 1.25 | 0.6 | 0.019 | 60 | Yes | 4 | 10785652081696 | 6.75 | 6.25 | 4.25 | 2.7 | 0.104 | Yes |  | cETL Dry | Plug-in 12V 60w Zero Load Electronic Transformer | Plug-in 12V 60w Zero Load Electronic Transformer | Plug-in version of 96223S Includes 8' 18/2 input cord, quick connect plug and in-line on / off switch, 36" 18/2 output cord and plug for easy connection to Ambiance cable | 96224S-12.jpg | 96224S.jpg
96224S-15 | 60w 12V Zero-Load Plug-In Electronic Transformer |  | LOW VOLTAGE SYSTEMS | Plug-in Transformers | Ambiance Lighting Systems | White | 15 | [7 empty] | 0 | No | [14 empty] | 0 | [12 empty] | 46.3 | 92.6 | 138.9 | L:5'' W:1 19/32'' H:1'' |  |  | 5 | 1.5938 | 1 | [7 empty] | No |  | No | [29 empty] | Plug In | 0 | 0 | 0 | 0 | 0 | 0 | 1 | 0 | 0 | 0 | 0 | 785652081705 | 9.5 | 7.58 | 0.1 | 0.7 | 0.004 | 60 | Yes | 4 | 10785652081702 | 6.38 | 6 | 4 | 2.9 | 0.089 | Yes |  | cETL Dry | Plug-in 12V 60w Zero Load Electronic Transformer | Plug-in 12V 60w Zero Load Electronic Transformer | Plug-in version of 96223S Includes 8' 18/2 input cord, quick connect plug and in-line on / off switch, 36" 18/2 output cord and plug for easy connection to Ambiance cabele | 96224S-15.jpg | 96224S.jpg
96374-12 | Barn Light Medium Cage | The classic Barn Lights are hand crafted in aluminum and coated in a Galvanized or Blacksmith finish. Ideal for large or heavily trafficked outdoor areas that need plenty of downward directed light. The oversized Barn Lights make great accents to any commercial lighting plan or residential garage entry, shed, or patio. To customize your look, a 6" extender is included with every fixture. Also available as Dark Sky with four size options to choose from. | ACCESSORY | Barn Light | Accessories | Black | 12 | [7 empty] | 0 | No | [14 empty] | 0 | [12 empty] | 19.5 | 39 | 58.5 | D:12 3/8'' H:3'' |  | 12.375 |  |  | 3 | Screw(s) | [6 empty] | No |  | No | [30 empty] | 0 | 0 | 0 | 0 | 0 | 0 | 0 | 0 | 0 | 0 | 0 | 785652078835 | 13 | 13 | 3.75 | 0.9 | 0.367 | 250 | Yes | 10 | 10785652078832 | [7 empty] | cETL Wet | BARN LIGHT MD CAGE-12 | Barn Light Medium Cage |  | 96374-12.jpg | 96374.jpg
96374-57 | Barn Light Medium Cage | The classic Barn Lights are hand crafted in aluminum and coated in a Galvanized or Blacksmith finish. Ideal for large or heavily trafficked outdoor areas that need plenty of downward directed light. The oversized Barn Lights make great accents to any commercial lighting plan or residential garage entry, shed, or patio. To customize your look, a 6" extender is included with every fixture. Also available as Dark Sky with four size options to choose from. | ACCESSORY | Barn Light | Accessories | Weathered Pewter | 57 | [7 empty] | 0 | No | [14 empty] | 0 | [12 empty] | 19.5 | 39 | 58.5 | D:12 3/8'' H:3'' |  | 12.375 |  |  | 3 | Screw(s) | [6 empty] | No |  | No | [30 empty] | 0 | 0 | 0 | 0 | 0 | 0 | 0 | 0 | 0 | 0 | 0 | 785652078842 | 13 | 12.75 | 3.75 | 0.9 | 0.36 | 250 | Yes | 10 | 10785652078849 | [7 empty] | cETL Wet | BARN LIGHT MD CAGE-57 | Barn Light Medium Cage |  | 96374-57.jpg | 96374.jpg
96374-71 | Barn Light Medium Cage | The classic Barn Lights are hand crafted in aluminum and coated in a Galvanized or Blacksmith finish. Ideal for large or heavily trafficked outdoor areas that need plenty of downward directed light. The oversized Barn Lights make great accents to any commercial lighting plan or residential garage entry, shed, or patio. To customize your look, a 6" extender is included with every fixture. Also available as Dark Sky with four size options to choose from. | ACCESSORY | Barn Light | Accessories | Antique Bronze | 71 | [7 empty] | 0 | No | [14 empty] | 0 | [12 empty] | 19.5 | 39 | 58.5 | D:12 3/8'' H:3'' |  | 12.375 |  |  | 3 | Screw(s) | [6 empty] | No |  | No | [30 empty] | 0 | 0 | 0 | 0 | 0 | 0 | 0 | 0 | 0 | 0 | 0 | 785652078859 | 20.5 | 16.25 | 15.75 | 5.6 | 3.036 | 300 | Yes | 10 | 10785652078856 | [7 empty] | cETL Wet | BARN LIGHT MD CAGE-71 | Barn Light Medium Cage |  | 96374-71.jpg | 96374.jpg
9647 | Transformer 16V, 10VA | Making it easy for guests, deliveries and emergency services to find you, day or night, is important. The Ambiance® Lighting System Address Light reduces the guesswork. Both decorative and functional, this address light complements the curb appeal of your home while enhancing safety and security. Individual house number tiles constructed of high impact, UV resistant, high heat polycarbonate. Scratch resistant black numbers on white or creme tiles. Select desired numbers or blank tiles and insert into frame. • Maximum visibility by day and night. Increases security, speeds emergency response and deliveries. • Big 4" numbers constructed of high impact polycarbonate for clear, precise readability from 100 feet away. • Supplied with two Xenon high intensity light bulbs, that generate over 16 lumens of pure white light and consume only 4.5 watts. • Over 100,000 hours lamp life at 16 volts. • Easy to install, may connect to door bell transformer (16v max.) using supplied terminal block. • Innovative design deflects rain and debris. • Polished aluminum reflector maximizes light output. • Long lasting cast aluminum construction with polyester powdercoat paint finish protects against UV fading and resists cracking by garden chemicals and acid rain. | OUTDOOR | Address Light | Outdoor Lighting | Not Applicable | [8 empty] | 0 | No | [14 empty] | 0 | [12 empty] | 24.98 | 49.96 | 74.94 | L:2 1/2'' W:2 1/8'' H:2'' | 0.6 |  | 2.5 | 2.125 | 2 | [7 empty] | No |  | No | [28 empty] | N/A |  | 0 | 0 | 0 | 0 | 0 | 0 | 0 | 0 | 0 | 0 | 0 | 785652964701 | 2.75 | 2.75 | 2.6 | 1 | 0.011 | 60 | Yes | 30 | 10785652964708 | 13.75 | 9 | 9 | 38.2 | 0.645 | Yes | UL Wet | cUL Wet | ADDRESS LIGHT 16V TRANSFORMER | Transformer 16V, 10VA | Used with Address Lights 9600-xx | 9647.jpg | 9647.jpg
96621S-12 | 30w 24V Zero-Load Hardwire Electronic Transformer |  | LOW VOLTAGE SYSTEMS | Zero Load Transformers | Ambiance Lighting Systems | Black | 12 | Polycarbonate | [6 empty] | 0 | No |  |  |  |  | 120 | [9 empty] | 0 | [12 empty] | 24 | 48 | 72 | L:7 3/4'' W:1 3/8'' H:1'' |  |  | 7.75 | 1.375 | 1 | [7 empty] | No |  | No | [30 empty] | 0 | 0 | 0 | 0 | 0 | 0 | 0 | 0 | 0 | 0 | 0 | 785652112720 | 9 | 3 | 1.75 | 0.6 | 0.027 | 70 | Yes | 36 | 10785652112727 | 15.75 | 9.25 | 13 | 24 | 1.096 | Yes |  |  | 24V 30W ZERO LOAD TRANS-12 | 24V 30w Zero Load Electronic Transformer |  | 96621S-12.jpg | 96621S.jpg
96622S-12 | 75w 12V Zero-Load Hardwire Electronic Transformer |  | LOW VOLTAGE SYSTEMS | Zero Load Transformers | Ambiance Lighting Systems | Black | 12 | Polycarbonate | [6 empty] | 0 | No |  |  |  |  | 120 | [9 empty] | 0 | [12 empty] | 35.98 | 71.96 | 107.94 | L:7 3/4'' W:1 3/8'' H:1'' |  |  | 7.75 | 1.375 | 1 | [7 empty] | No |  | No | [30 empty] | 0 | 0 | 0 | 0 | 0 | 0 | 0 | 0 | 0 | 0 | 0 | 785652112744 | 8.75 | 2.75 | 1.58 | 0.7 | 0.022 | 60 | Yes | 36 | 10785652112741 | 15.5 | 9.5 | 12.5 | 25.1 | 1.065 | Yes |  |  | 12V 75W ZERO LOAD TRANS-12 | 12V 75w Zero Load Electronic Transformer |  | 96622S-12.jpg | 96622S.jpg
96623S-12 | 75w 24V Zero-Load Hardwire Electronic Transformer |  | LOW VOLTAGE SYSTEMS | Zero Load Transformers | Ambiance Lighting Systems | Black | 12 | Polycarbonate | [6 empty] | 0 | No |  |  |  |  | 120 | [9 empty] | 0 | [12 empty] | 35.98 | 71.96 | 107.94 | L:7 3/4'' W:1 3/8'' H:1'' |  |  | 7.75 | 1.375 | 1 | [7 empty] | No |  | No | [30 empty] | 0 | 0 | 0 | 0 | 0 | 0 | 0 | 0 | 0 | 0 | 0 | 785652112768 | 9 | 3 | 1.75 | 0.7 | 0.027 | 65 | Yes | 36 | 10785652112765 | 15.75 | 9.5 | 13 | 25.2 | 1.126 | Yes |  |  | 24V 75W ZERO LOAD TRANS-12 | 24V 75w Zero Load Electronic Transformer |  | 96623S-12.jpg | 96623S.jpg
96624S-12 | 150w 12V Zero-Load Hardwire Electronic Transformer |  | LOW VOLTAGE SYSTEMS | Zero Load Transformers | Ambiance Lighting Systems | Black | 12 | Polycarbonate | [6 empty] | 0 | No |  |  |  |  | 120 | [9 empty] | 0 | [12 empty] | 43.98 | 87.96 | 131.94 | L:8 3/8'' W:2 1/2'' H:1 1/4'' |  |  | 8.375 | 2.5 | 1.25 | [7 empty] | No |  | No | [30 empty] | 0 | 0 | 0 | 0 | 0 | 0 | 0 | 0 | 0 | 0 | 0 | 785652112782 | 9 | 3 | 1.75 | 0.8 | 0.027 | 65 | Yes | 36 | 10785652112789 | 15.75 | 9.5 | 13 | 29.4 | 1.126 | Yes |  |  | 12V 150W ZERO LOAD TRANS-12 | 12V 150w Zero-Load Electronic Transformer |  | 96624S-12.jpg | 96624S.jpg
96624S-15 | 150w 12V Zero-Load Hardwire Electronic Transformer |  | LOW VOLTAGE SYSTEMS | Zero Load Transformers | Ambiance Lighting Systems | White | 15 | Polycarbonate | [6 empty] | 0 | No |  |  |  |  | 120 | [9 empty] | 0 | [12 empty] | 37 | 74 | 111 | L:8 3/8'' W:2 1/2'' H:1 1/4'' |  |  | 8.375 | 2.5 | 1.25 | [7 empty] | No |  | No | [30 empty] | 0 | 0 | 0 | 0 | 0 | 0 | 0 | 0 | 0 | 0 | 0 | 785652112799 | 9 | 3 | 1.75 | 0.8 | 0.027 | 65 | Yes | 36 | 10785652112796 | 15.75 | 9.5 | 13 | 29.4 | 1.126 | Yes |  |  | 12V 150W ZERO LOAD TRANS-15 | 12V 150w Zero Load Electronic Transformer |  | 96624S-15.jpg | 96624S.jpg
96625S-12 | 150w 24V Zero-Load Hardwire Electronic Transformer |  | LOW VOLTAGE SYSTEMS | Zero Load Transformers | Ambiance Lighting Systems | Black | 12 | Polycarbonate | [6 empty] | 0 | No |  |  |  |  | 120 | [9 empty] | 0 | [12 empty] | 37 | 74 | 111 | L:8 3/8'' W:2 1/2'' H:1 1/4'' |  |  | 8.375 | 2.5 | 1.25 | [7 empty] | No |  | No | [30 empty] | 0 | 0 | 0 | 0 | 0 | 0 | 0 | 0 | 0 | 0 | 0 | 785652112812 | 9 | 3 | 1.75 | 0.8 | 0.027 | 65 | Yes | 36 | 10785652112819 | 15.75 | 9.5 | 13 | 29.3 | 1.126 | Yes |  |  | 24V 150W ZERO LOAD TRANS-12 | 24V 150w Zero Load Electronic Transformer |  | 96625S-12.jpg | 96625S.jpg
97004 | 20w 24V MRC11 GU4 Bi-Pin Halogen NFL 30Â° |  | LIGHT BULB | Lx MRC11 / MR16 Lamps | Ambiance Lighting Systems | [9 empty] | 0 | No | 30 | 3000 | 90 | 20 | 24 | 5 - GU4 Bi-Pin | 43 - MRC11 | 30 |  |  | Halogen | 20 | 20 | 2000 | 4 | [12 empty] | 2.7 | 5.4 | 8.1 | D:1 3/8'' H:1'' O:1'' |  | 1.375 |  |  | 1 | N/A |  |  | 1 |  |  |  | No |  | No | [30 empty] | 0 | 0 | 0 | 0 | 0 | 0 | 0 | 0 | 0 | 0 | 0 | 785652970047 | 1.5 | 1.5 | 1.75 | 0.05 | 0.002 | 65 | Yes | 4 | 10785652970044 | 3.5 | 3.5 | 1.75 | 0.2 | 0.012 | Yes | C-UL-US Dry |  | Clear Halogen Bulb | 24V 20w MRC11 Halogen Lamp |  | 97004.jpg | 97004.jpg
97032-32 | 35w 120V Clear T4 G9 Halogen |  | LIGHT BULB | Transitions Lamps | Light Bulbs | [9 empty] | 0 | No | 420 | 2550 | 90 | 35 | 120 | 14 - G9 | 15 - T4 |  |  |  | Halogen | 35 | 35 | 2000 | 0 | [12 empty] | 2.9 | 5.8 | 8.7 | D:1/2'' H:1 3/4'' O:1 3/4'' |  | 0.5 |  |  | 1.75 | N/A |  |  | 1.75 |  |  |  | No |  | No | [30 empty] | 0 | 0 | 0 | 0 | 0 | 0 | 0 | 0 | 0 | 0 | 0 | 785652970320 | 2.75 | 1 | 1 | 0.016 | 0.002 | 100 | Yes | 12 | 10785652970327 | 11.25 | 2.75 | 1 | 0.2 | 0.018 | Yes | C-UL-US Dry |  | 35 Watt G9 Halogen Clear Bulb |  |  | 97032-32.jpg | 97032.jpg
97046 | 26w 120V PLT Triple Twin Tube G24q-3 Fluorescent Lamp |  | LIGHT BULB | Compact Fluorescent Lamps | Light Bulbs | [9 empty] | 0 | No | 1600 | 2700 | 82 | 26 | 120 | X - G24q-3 | 37 - PLT26 |  |  |  | Fluorescent | 26 | 26 | 10000 | 0 | [12 empty] | 8.48 | 16.96 | 25.44 | D:1 15/16'' H:5'' |  | 1.9375 |  |  | 5 | N/A | [6 empty] | No |  | No | [30 empty] | 0 | 0 | 1 | 0 | 0 | 0 | 0 | 0 | 0 | 0 | 0 | 785652970467 | 6 | 2 | 1.78 | 0.2 | 0.012 | 70 | Yes | 48 | 10785652970464 | 12 | 8.5 | 13.5 | 10.9 | 0.797 | Yes | C-UL-US Damp |  | Fluorescent 26w PL Triple Twin Bulb with G24q-3 Base | 26w 120V PLT Triple Twin Tube G24q-3 Fluorescent Lamp |  | 97046.jpg | 97046.jpg
97050 | 13W Self Ballasted CFL with E26 Medium Base |  | LIGHT BULB | Compact Fluorescent Lamps | Light Bulbs | Undefined | [8 empty] | 0 | No | 900 | 2700 | 80 | 13 | 120 | M - E-26 Medium | 32 - Self Ballasted CFL |  |  |  | Fluorescent | 13 | 13 | 10000 | 0 | [12 empty] | 5.2 | 10.4 | 15.6 | D:2'' L:4 13/32'' |  | 2 | 4.4062 | [9 empty] | No |  | No | [30 empty] | 0 | 0 | 1 | 0 | 0 | 0 | 0 | 0 | 0 | 0 | 0 | 785652198526 | 2.25 | 2.25 | 5 | 0.2 | 0.015 | 85 | Yes | 60 | 10785652198523 | 14.25 | 12 | 11 | 10.8 | 1.089 | Yes | C-UL-US Damp |  | 13W Self Ballasted CFL with E26 Medium Base | 13W Self Ballasted CFL with E26 Medium Base | UL and Energy Star listed. We are using this lamp from TOSPO to supply KB home for the roll out of their national lamp program in 2012. We do not intend to catalog this items. The initial shipment will for supplier branded lamps. Private label derivatives will follow on second shipment to be made after CNY 2012. Iniital shipment to be made in master packs of 60 pieces per carton. 11/2013 Update: KB did not adopt this program. 20,000 initial buys will be sold via the internet. | 97049.jpg | 97049.jpg
97117-32 |  |  | Light Bulb | [11 empty] | 0 | No | [27 empty] | 2.1 | 4.2 | 6.3 | [13 empty] | No |  | No | [30 empty] | 0 | 0 | 0 | 0 | 0 | 0 | 0 | 0 | 0 | 0 | 0 | 785652215568 | 3 | 3 | 0.5 | 0.1 | 0.003 | 60 | Yes | 5000 | 10785652215565 | 20.5 | 14 | 12 | 32.5 | 1.993 | Yes |  |  | FESTOON LAMP - 3W CLEAR - 12V |  |  | 97117-32.jpg | 97117.jpg
97118-32 | 12V 5w Clear T3 Festoon Xenon Lamp |  | LIGHT BULB | Lx Xenon Festoons | Light Bulbs | [9 empty] | 0 | No | 33 | 2550 | 90 | 5 | 12 | W - Festoon | 42 - T3 |  |  |  | Xenon | 4.2 | 5 | 16000 | 0 | [12 empty] | 1.98 | 3.96 | 5.94 | D:3/8'' L:1 11/16'' |  | 0.375 | 1.6875 | [9 empty] | No |  | No | [30 empty] | 0 | 0 | 0 | 0 | 0 | 0 | 0 | 0 | 0 | 0 | 0 | 785652971129 | 1.58 | 0.1 | 0.1 | 0.001 | 0 | 250 | Yes | 2500 | 10785652971126 | 12.75 | 9.58 | 9.78 | 2.5 | 0.691 | Yes | ETL Damp | cETL Damp | LX 5W XENON FESTOON LAMP-32 | 12V 5w Clear T3 Festoon Xenon Lamp |  | 97118-32.jpg | 97118.jpg
97118-33 | 12V 5w Frosted T3 Festoon Xenon Lamp |  | LIGHT BULB | Lx Xenon Festoons | Light Bulbs | [9 empty] | 0 | No | 33 | 2550 | 90 | 5 | 12 | W - Festoon | 42 - T3 |  |  |  | Xenon | 4.2 | 5 | 16000 | 0 | [12 empty] | 1.98 | 3.96 | 5.94 | D:3/8'' L:1 11/16'' |  | 0.375 | 1.6875 | [9 empty] | No |  | No | [30 empty] | 0 | 0 | 0 | 0 | 0 | 0 | 0 | 0 | 0 | 0 | 0 | 785652971136 | 1.58 | 0.1 | 0.1 | 0.001 | 0 | 250 | Yes | 2500 | 10785652971133 | 12.63 | 10.38 | 9.75 | 2.5 | 0.74 | Yes | ETL Damp | cETL Damp | LX 5W XENON FESTOON LAMP-33 | 12V 5w Frosted T3 Festoon Xenon Lamp |  | 97118-33.jpg | 97118.jpg
97119-32 | 12V 10w Clear T3 Festoon Xenon Lamp |  | LIGHT BULB | Lx Xenon Festoons | Light Bulbs | [9 empty] | 0 | No | 33 | 2650 | 90 | 10 | 12 | W - Festoon | 42 - T3 |  |  |  | Xenon | 8.4 | 10 | 12000 | 0 | [12 empty] | 1.98 | 3.96 | 5.94 | D:3/8'' L:1 11/16'' |  | 0.375 | 1.6875 | [9 empty] | No |  | No | [30 empty] | 0 | 0 | 0 | 0 | 0 | 0 | 0 | 0 | 0 | 0 | 0 | 785652097126 | 1.75 | 0.38 | 0.38 | 0.006 | 0 | 70 | Yes | 2500 | 10785652097123 | 12.63 | 9.75 | 10 | 15 | 0.713 | Yes | ETL Damp | cETL Damp | LX 10W XENON FESTOON LAMP-32 | 12V 10w Clear T3 Festoon Xenon Lamp |  | 97119-32.jpg | 97119.jpg
97119-33 | 12V 10w Frosted T3 Festoon Xenon Lamp |  | LIGHT BULB | Lx Xenon Festoons | Light Bulbs | [9 empty] | 0 | No | 33 | 2650 | 90 | 10 | 12 | W - Festoon | 42 - T3 |  |  | 83 | Xenon | 8.4 | 10 | 12000 | 0 | [12 empty] | 1.98 | 3.96 | 5.94 | D:3/8'' L:1 11/16'' |  | 0.375 | 1.6875 | [9 empty] | No |  | No | [30 empty] | 0 | 0 | 0 | 0 | 0 | 0 | 0 | 0 | 0 | 0 | 0 | 785652097119 | 1.75 | 0.38 | 0.38 | 0.006 | 0 | 70 | Yes | 2500 | 10785652097116 | 9.75 | 12.75 | 10.25 | 15 | 0.737 | Yes | ETL Damp | cETL Damp | LX 10W XENON FESTOON LAMP-33 | 12V 10w Frosted T3 Festoon Xenon Lamp |  | 97119-33.jpg | 97119.jpg
97175 | 35w 120V Clear MRC16 GU10 Halogen NFL 24Â° |  | LIGHT BULB | Transitions Lamps | Light Bulbs | [9 empty] | 0 | No | 240 | 2700 | 90 | 35 | 120 | 17 - GU10 | N - MR16 | 24 |  |  | Halogen | 35 | 35 | 2000 | 4 | [12 empty] | 1.8 | 3.6 | 5.4 | D:2'' H:2 1/4'' | 0.1 | 2 |  |  | 2.25 | [7 empty] | No |  | No | [30 empty] | 0 | 0 | 0 | 0 | 0 | 0 | 0 | 0 | 0 | 0 | 0 | 785652971754 | 2.38 | 2 | 2 | 0.11 | 0.006 | 85 | Yes | 4 | 10785652971751 | [5 empty] | Yes | C-UL-US Dry |  | 35W, MRC16 Halogen Bulb with 24 degree beam |  |  | 97175.jpg | 97175.jpg
97180 | 50w 120V Clear MRC16 GU10 Halogen NFL 24Â° |  | LIGHT BULB | Transitions Lamps | Light Bulbs | [9 empty] | 0 | No | 450 | 2800 | 90 | 50 | 120 | 17 - GU10 | N - MR16 | 24 |  |  | Halogen | 50 | 50 | 2000 | 4 | [12 empty] | 1.8 | 3.6 | 5.4 | D:2'' H:2 1/4'' | 0.1 | 2 |  |  | 2.25 | [7 empty] | No |  | No | [30 empty] | 0 | 0 | 0 | 0 | 0 | 0 | 0 | 0 | 0 | 0 | 0 | 785652971808 | 2.38 | 2 | 2 | 0.16 | 0.006 | 65 | Yes | 4 | 10785652971805 | 4.75 | 2 | 4 | 0.462 | 0.022 | Yes | C-UL-US Dry |  | 50W, MRC16 Halogen Bulb with 24 Degree Beam |  |  | 97180.jpg | 97180.jpg
97181 | 50w 120V Clear MRC16 GU10 Halogen FL 38Â° |  | LIGHT BULB | Transitions Lamps | Light Bulbs | [9 empty] | 0 | No | 450 | 2800 | 90 | 50 | 120 | 17 - GU10 | N - MR16 | 38 |  |  | Halogen | 50 | 50 | 2000 | 3 | [12 empty] | 1.8 | 3.6 | 5.4 | D:2'' H:2 1/4'' | 0.1 | 2 |  |  | 2.25 | [7 empty] | No |  | No | [30 empty] | 0 | 0 | 0 | 0 | 0 | 0 | 0 | 0 | 0 | 0 | 0 | 785652971815 | 2.38 | 2 | 2 | 0.11 | 0.006 | 65 | Yes | 4 | 10785652971812 | 4.75 | 2 | 4 | 0.46 | 0.022 | Yes | C-UL-US Dry |  | 50W, MRC16 Halogen Bulb with 38 Degree Beam |  |  | 97181.jpg | 97181.jpg
97186 | 35w 120V Frosted MRC16 GU10 Halogen FL 38Â° |  | LIGHT BULB | Transitions Lamps | Light Bulbs | [9 empty] | 0 | No | 210 | 2700 | 90 | 35 | 120 | 17 - GU10 | N - MR16 | 38 |  |  | Halogen | 35 | 35 | 2000 | 3 | [12 empty] | 1.8 | 3.6 | 5.4 | D:2'' H:2 1/4'' | 0.1 | 2 |  |  | 2.25 | [7 empty] | No |  | No | [30 empty] | 0 | 0 | 0 | 0 | 0 | 0 | 0 | 0 | 0 | 0 | 0 | 785652971860 | 2.38 | 2 | 2 | 0.11 | 0.006 | 85 | Yes | 4 | 10785652971867 | 4.75 | 2 | 4 | 0.46 | 0.022 | Yes | C-UL-US Dry |  | Frosted, 35W, GU10, MRC16, 120v Halogen Bulb |  |  | 97186.jpg | 97186.jpg
97187 | 50w 120V Frosted MRC16 GU10 Halogen FL 38Â° |  | LIGHT BULB | Transitions Lamps | Light Bulbs | [9 empty] | 0 | No | 400 | 2800 | 90 | 50 | 120 | 17 - GU10 | N - MR16 | 38 |  |  | Halogen | 50 | 50 | 2000 | 3 | [12 empty] | 1.8 | 3.6 | 5.4 | D:2'' H:2 1/4'' | 0.1 | 2 |  |  | 2.25 | [7 empty] | No |  | No | [30 empty] | 0 | 0 | 0 | 0 | 0 | 0 | 0 | 0 | 0 | 0 | 0 | 785652971877 | 2 | 2 | 2.25 | 0.1 | 0.005 | 85 | Yes | 200 | 10785652971874 | 21.75 | 12.25 | 10 | 25 | 1.542 | Yes | C-UL-US Dry |  | Frosted, 50W, GU10, MRC16, 120v Halogen Bulb |  |  | 97187.jpg | 97187.jpg
97205-15 | Bowan Junction Box Cover Plate |  | ACCESSORY | Bowan | Ceiling Lights | White | 15 | [7 empty] | 0 | No | [14 empty] | 0 | [12 empty] | 2 | 4 | 6 | L:3 3/4'' W:3 3/4'' H:1/16'' | 0.08 |  | 3.75 | 3.75 | 0.0625 | Screw(s) | [6 empty] | No |  | No | [30 empty] | 0 | 0 | 0 | 0 | 0 | 0 | 0 | 0 | 0 | 0 | 0 |  | 3.75 | 3.75 | 0.1 |  | 0.001 | [12 empty] | BOWAN J-BOX COVER PLATE-15 | Bowan Junction Box Cover Plate |  | 97205-15.jpg | 97205.jpg
9728 | 12V 5w Clear Incandescent T3 1/4 Wedge Lamp |  | LIGHT BULB | Lx Wedge Base Lamps | Light Bulbs | [9 empty] | 0 | No | 23 | 2300 | 90 | 5 | 12 | T - Wedge | B - T3 1/4 |  |  |  | Incandescent | 4 | 5 | 9000 | 0 | [12 empty] | 0.66 | 1.32 | 1.98 | D:13/32'' L:29/32'' |  | 0.40625 | 0.90625 |  |  | N/A | [6 empty] | No |  | No | [30 empty] | 0 | 0 | 0 | 0 | 0 | 0 | 0 | 0 | 0 | 0 | 0 | 785652972805 | 0.3 | 0.3 | 1 | 0.004 | 0 | 65 | Yes | 100 | 10785652972802 | 7 | 5 | 1 | 0.4 | 0.02 | Yes |  |  | 12V 5W WEDGE BASE BULB | 12V 5w Clear Incandescent T3 1/4 Wedge Lamp |  | 9728.jpg | 9728.jpg
97307S |  |  | LED Light Bulb |  |  | Undefined | [8 empty] | 0 | No | 435 | 3000 | 85 | 8 | 120 | M - E-26 Medium | A19 - A19 | [6 empty] | 50000 | 0 | [12 empty] | 43.4 | 86.8 | 130.2 | L:4 5/16'' |  |  | 4.3125 | [9 empty] | No |  | No | [30 empty] | 0 | 0 | 0 | 0 | 0 | 0 | 1 | 0 | 0 | 0 | 0 | 785652152054 | [17 empty] | LED Bulb - A19 8W version 1 |  | LSG #: DFN19WW120 | 97307S.jpg | 97307.jpg
97308S | 8w 120V A19 Medium Base LED 3000K | Until now, the easiest way to convert lighting fixtures to an energy efficient solution has been to swap out old incandescent lamps for compact fluorescents (CFLs). With the rapid innovation of technology, LED lamps have surpassed CFLs in efficiency and performance features. Unlike most CFLs, LEDs provide light that looks, feels and dims like incandescent while still reducing energy costs by up to 85%. Couple that with a lamp life span of up to 15,000 hours and it’s easy to see why LEDs are invading homes. Sea Gull Lighting’s line of LED lamps match to 85% of our lighting fixtures, including recessed and enclosed luminaires, giving customers an easy and highly efficient way to “go green” with LED. | LIGHT BULB | LED Lamp | Light Bulbs | Undefined | [8 empty] | 0 | No | 450 | 3000 | 85 | 8 | 120 | M - E-26 Medium | A19 - A19 |  |  |  | LED | 8 | 8 | 50000 | 0 | [12 empty] | 21 | 42 | 63 | L:4 5/16'' |  |  | 4.3125 | [9 empty] | No |  | No | [30 empty] | 0 | 0 | 0 | 0 | 0 | 0 | 1 | 0 | 0 | 0 | 0 | 785652152061 | 3.5 | 3.5 | 5.75 | 0.5 | 0.041 | 85 | Yes | 6 | 10785652152068 | 11 | 7.5 | 6 | 3.3 | 0.286 | Yes | UL Damp | cUL Damp | 8w 120V A19 Medium Base LED 3000K | 8w 120V A19 Medium Base LED 3000K | LSG #: DFNA19WWV1120V | 97308S.jpg | 97308.jpg
97309S | 13.5w 120V A19 Medium Base LED 3000K | Until now, the easiest way to convert lighting fixtures to an energy efficient solution has been to swap out old incandescent lamps for compact fluorescents (CFLs). With the rapid innovation of technology, LED lamps have surpassed CFLs in efficiency and performance features. Unlike most CFLs, LEDs provide light that looks, feels and dims like incandescent while still reducing energy costs by up to 85%. Couple that with a lamp life span of up to 15,000 hours and it’s easy to see why LEDs are invading homes. Sea Gull Lighting’s line of LED lamps match to 85% of our lighting fixtures, including recessed and enclosed luminaires, giving customers an easy and highly efficient way to “go green” with LED. | LIGHT BULB | LED Lamp | Light Bulbs | Undefined | [8 empty] | 0 | No | 800 | 3000 | 85 | 13.5 | 120 | M - E-26 Medium | A19 - A19 |  |  |  | LED | 13.5 | 13.5 | 50000 | 0 | [12 empty] | 37 | 74 | 111 | L:4 5/16'' |  |  | 4.3125 | [9 empty] | No |  | No | [30 empty] | 0 | 0 | 0 | 0 | 0 | 0 | 1 | 0 | 0 | 0 | 0 | 785652152078 | 3.5 | 3.5 | 5.75 | 0.5 | 0.041 | 85 | Yes | 6 | 10785652152075 | 11 | 7.5 | 6 | 3.3 | 0.286 | Yes | UL Damp | cUL Damp | 13.5w 120V A19 Medium Base LED 3000K | 13.5w 120V A19 Medium Base LED 3000K | LSG #: DFNA19WWV2120V | 97309S.jpg | 97309.jpg
97312S |  |  | LED Light Bulb |  |  | Undefined | [8 empty] | 0 | No | 425 | 3000 | 85 | 8 | 120 | M - E-26 Medium | 1 - PAR20 | 40 | [5 empty] | 50000 | 0 | [12 empty] | 53.2 | 106.4 | 159.6 | D:2 19/32'' L:3 13/32'' |  | 2.5938 | 3.4062 | [9 empty] | No |  | No | [30 empty] | 0 | 0 | 0 | 0 | 0 | 0 | 1 | 0 | 0 | 0 | 0 | 785652152108 | [17 empty] | LED Bulb - PAR 20 HO |  | LSG #: DFN20WWV2FL120 | 97312S.jpg | 97312.jpg
97315S |  |  | LED Light Bulb |  |  | Undefined | [8 empty] | 0 | No | 950 | 3000 | 85 | 18 | 120 | M - E-26 Medium | 2 - PAR30 | 40 | [5 empty] | 50000 | 0 | [12 empty] | 92.4 | 184.8 | 277.2 | D:3 25/32'' L:4 9/16'' |  | 3.7812 | 4.5625 | [9 empty] | No |  | No | [30 empty] | 0 | 0 | 0 | 0 | 0 | 0 | 1 | 0 | 0 | 0 | 0 | 785652152122 | [17 empty] | LED Bulb - PAR 30HO 18W |  | LSG #: DFN30WWV2FL120 | 97315S.jpg | 97315.jpg
9732 | 12V 5w Clear Xenon T3 1/4 Wedge Lamp |  | LIGHT BULB | Lx Wedge Base Lamps | Light Bulbs | [9 empty] | 0 | No | 55 | 2550 | 90 | 5 | 12 | T - Wedge | B - T3 1/4 |  |  |  | Xenon | 4.2 | 5 | 8000 | 0 | [12 empty] | 1.66 | 3.32 | 4.98 | D:13/32'' L:29/32'' |  | 0.40625 | 0.90625 |  |  | N/A | [6 empty] | No |  | No | [30 empty] | 0 | 0 | 0 | 0 | 0 | 0 | 0 | 0 | 0 | 0 | 0 | 785652973208 | 0.78 | 0.38 | 0.38 | 0.003 | 0 | 85 | Yes | 100 | 10785652973205 | 7 | 5.5 | 1 | 0.3 | 0.022 | Yes |  |  | XENON 12V 5W WEDGE BASE BULB | 12V 5w Clear Xenon T3 1/4 Wedge Lamp |  | 9732.jpg | 9732.jpg
97345S | 6.5w 120V A19 Medium Base LED 2700K | Until now, the easiest way to convert lighting fixtures to an energy efficient solution has been to swap out old incandescent lamps for compact fluorescents (CFLs). With the rapid innovation of technology, LED lamps have surpassed CFLs in efficiency and performance features. Unlike most CFLs, LEDs provide light that looks, feels and dims like incandescent while still reducing energy costs by up to 85%. Couple that with a lamp life span of up to 15,000 hours and it’s easy to see why LEDs are invading homes. Sea Gull Lighting’s line of LED lamps match to 85% of our lighting fixtures, including recessed and enclosed luminaires, giving customers an easy and highly efficient way to “go green” with LED. | LIGHT BULB | LED Lamp | Light Bulbs | Undefined | [8 empty] | 0 | No | 690 | 2700 | 80 | 6.5 | 120 | M - E-26 Medium | A19 - A19 | 120 |  |  | LED | 6.5 | 6.5 | 50000 | 0 | [12 empty] | 30.25 | 60.5 | 90.75 | D:2 3/8'' L:4'' |  | 2.375 | 4 | [9 empty] | No |  | No | [30 empty] | 0 | 0 | 0 | 1 | 0 | 0 | 1 | 0 | 0 | 0 | 0 | 785652251016 | 5.5 | 2.75 | 2.75 | 0.4 | 0.024 | 85 | Yes | [8 empty] | C-UL-US Damp |  | 6.5w 120V A19 Medium Base LED 2700K | 6.5w 120V A19 Medium Base LED 2700K |  | 97345S.jpg | 97345S.jpg
97351S | 7w 120V PAR20 Medium Base LED 2700K | Until now, the easiest way to convert lighting fixtures to an energy efficient solution has been to swap out old incandescent lamps for compact fluorescents (CFLs). With the rapid innovation of technology, LED lamps have surpassed CFLs in efficiency and performance features. Unlike most CFLs, LEDs provide light that looks, feels and dims like incandescent while still reducing energy costs by up to 85%. Couple that with a lamp life span of up to 15,000 hours and it’s easy to see why LEDs are invading homes. Sea Gull Lighting’s line of LED lamps match to 85% of our lighting fixtures, including recessed and enclosed luminaires, giving customers an easy and highly efficient way to “go green” with LED. | LIGHT BULB | LED Lamp | Light Bulbs | Undefined | [8 empty] | 0 | No | 500 | 2700 | 82 | 7 | 120 | M - E-26 Medium | 1 - PAR20 | 40 |  |  | LED | 7 | 7 | 50000 | 3 | [12 empty] | 24.6 | 49.2 | 73.8 | D:2 1/2'' L:3 3/8'' |  | 2.5 | 3.375 | [9 empty] | No |  | No | [30 empty] | 0 | 0 | 0 | 1 | 0 | 0 | 1 | 0 | 0 | 0 | 0 | 785652251092 | 5 | 3 | 3 | 0.4 | 0.026 | 85 | Yes | 80 | 10785652251099 | 18.25 | 14.75 | 13 | 36.4 | 2.025 | Yes | C-UL-US Damp |  | 7w 120V PAR20 Medium Base LED 2700K | 7w 120V PAR20 Medium Base LED 2700K |  | 97351S.jpg | 97351S.jpg
97356S | 7w 12V MR16 GU5.3 Bi-Pin Base LED 2700K NFL 30 |  | LIGHT BULB | Lx MRC11 / MR16 Lamps | Ambiance Lighting Systems | Undefined | [8 empty] | 0 | No | 450 | 2700 | 80 | 7 | 12 | 6 - GU5.3 Bi-Pin | N - MR16 | 30 |  |  | LED | 7 | 7 | 50000 | 4 | [12 empty] | 18.95 | 37.9 | 56.85 | D:2 1/4'' L:2 1/4'' |  | 2.25 | 2.25 | [9 empty] | No |  | No | [30 empty] | 0 | 0 | 0 | 1 | 0 | 0 | 1 | 0 | 0 | 0 | 0 | 785652251153 | 3.25 | 3 | 3 | 0.2 | 0.017 | 85 | Yes | 100 | 10785652251150 | 22.25 | 22 | 7 | 17.6 | 1.983 | Yes | C-UL-US Damp |  | 7w 12V MR16 GU5.3 Bi-Pin Base LED 2700K NFL 30 | 7w 12V MR16 GU5.3 Bi-Pin Base LED 2700K NFL 30 |  | 97356S.jpg | 97356S.jpg
97357S | 7w 12V MR16 GU5.3 Bi-Pin Base LED 2700K FL 45 |  | LIGHT BULB | Lx MRC11 / MR16 Lamps | Ambiance Lighting Systems | Undefined | [8 empty] | 0 | No | 450 | 2700 | 80 | 7 | 12 | 6 - GU5.3 Bi-Pin | N - MR16 | 45 |  |  | LED | 7 | 7 | 50000 | 3 | [12 empty] | 18.95 | 37.9 | 56.85 | D:2 1/4'' L:2 1/4'' |  | 2.25 | 2.25 | [9 empty] | No |  | No | [30 empty] | 0 | 0 | 0 | 1 | 0 | 0 | 1 | 0 | 0 | 0 | 0 | 785652251177 | 2.3 | 2.3 | 4 | 0.1 | 0.012 | 100 | Yes | 100 | 10785652251174 | 17.5 | 17.5 | 11.25 | 16.2 | 1.994 | Yes | C-UL-US Damp |  | 7w 12V MR16 GU5.3 Bi-Pin Base LED 2700K FL 45 | 7w 12V MR16 GU5.3 Bi-Pin Base LED 2700K FL 45 |  | 97357S.jpg | 97357S.jpg
97359S | 5w 120V MR16 GU10 Base LED 2700K FL 40 | Until now, the easiest way to convert lighting fixtures to an energy efficient solution has been to swap out old incandescent lamps for compact fluorescents (CFLs). With the rapid innovation of technology, LED lamps have surpassed CFLs in efficiency and performance features. Unlike most CFLs, LEDs provide light that looks, feels and dims like incandescent while still reducing energy costs by up to 85%. Couple that with a lamp life span of up to 15,000 hours and it’s easy to see why LEDs are invading homes. Sea Gull Lighting’s line of LED lamps match to 85% of our lighting fixtures, including recessed and enclosed luminaires, giving customers an easy and highly efficient way to “go green” with LED. | LIGHT BULB | LED Lamp | Light Bulbs | Undefined | [8 empty] | 0 | No | 300 | 2700 | 84 | 5 | 120 | 17 - GU10 | N - MR16 | 40 |  |  | LED | 5 | 5 | 50000 | 3 | [12 empty] | 21.5 | 43 | 64.5 | D:2'' L:2 1/8'' |  | 2 | 2.125 | [9 empty] | No |  | No | [30 empty] | 0 | 0 | 0 | 1 | 0 | 0 | 1 | 0 | 0 | 0 | 0 | 785652251191 | 3 | 3 | 3 | 0.1 | 0.016 | 125 | Yes | 100 | 10785652251198 | 22.25 | 22.25 | 7 | 15.4 | 2.005 | Yes | C-UL-US Damp |  | 5w 120V MR16 GU10 Base LED 2700K FL 40 | 5w 120V MR16 GU10 Base LED 2700K FL 40 |  | 97359S.jpg | 97359S.jpg
97374-12 | Barn Light Large Cage | The classic Barn Lights are hand crafted in aluminum and coated in a Galvanized or Blacksmith finish. Ideal for large or heavily trafficked outdoor areas that need plenty of downward directed light. The oversized Barn Lights make great accents to any commercial lighting plan or residential garage entry, shed, or patio. To customize your look, a 6" extender is included with every fixture. Also available as Dark Sky with four size options to choose from. | ACCESSORY | Barn Light | Accessories | Black | 12 | [7 empty] | 0 | No | [14 empty] | 0 | [12 empty] | 22 | 44 | 66 | D:14 3/8'' H:3 3/8'' |  | 14.375 |  |  | 3.375 | Screw(s) | [6 empty] | No |  | No | [30 empty] | 0 | 0 | 0 | 0 | 0 | 0 | 0 | 0 | 0 | 0 | 0 | 785652078866 | 14.75 | 14.75 | 4 | 1.4 | 0.504 | 250 | Yes | 10 | 10785652078863 | [7 empty] | cETL Wet | BARN LIGHT LG CAGE-12 | Barn Light Large Cage |  | 97374-12.jpg | 97374.jpg
97374-57 | Barn Light Large Cage | The classic Barn Lights are hand crafted in aluminum and coated in a Galvanized or Blacksmith finish. Ideal for large or heavily trafficked outdoor areas that need plenty of downward directed light. The oversized Barn Lights make great accents to any commercial lighting plan or residential garage entry, shed, or patio. To customize your look, a 6" extender is included with every fixture. Also available as Dark Sky with four size options to choose from. | ACCESSORY | Barn Light | Accessories | Weathered Pewter | 57 | [7 empty] | 0 | No | [14 empty] | 0 | [12 empty] | 22 | 44 | 66 | D:14 3/8'' H:3 3/8'' |  | 14.375 |  |  | 3.375 | Screw(s) | [6 empty] | No |  | No | [30 empty] | 0 | 0 | 0 | 0 | 0 | 0 | 0 | 0 | 0 | 0 | 0 | 785652078873 | 14.75 | 14.5 | 3.75 | 1.5 | 0.464 | 250 | Yes | 10 | 10785652078870 | [7 empty] | cETL Wet | BARN LIGHT LG CAGE-57 | Barn Light Large Cage |  | 97374-57.jpg | 97374.jpg
97374-71 | Barn Light Large Cage | The classic Barn Lights are hand crafted in aluminum and coated in a Galvanized or Blacksmith finish. Ideal for large or heavily trafficked outdoor areas that need plenty of downward directed light. The oversized Barn Lights make great accents to any commercial lighting plan or residential garage entry, shed, or patio. To customize your look, a 6" extender is included with every fixture. Also available as Dark Sky with four size options to choose from. | ACCESSORY | Barn Light | Accessories | Antique Bronze | 71 | [7 empty] | 0 | No | [14 empty] | 0 | [12 empty] | 22 | 44 | 66 | D:14 3/8'' H:3 3/8'' |  | 14.375 |  |  | 3.375 | Screw(s) | [6 empty] | No |  | No | [30 empty] | 0 | 0 | 0 | 0 | 0 | 0 | 0 | 0 | 0 | 0 | 0 | 785652078880 | 14.75 | 14.25 | 3.75 | 1.4 | 0.456 | 250 | Yes | 10 | 10785652078887 | [7 empty] | cETL Wet | BARN LIGHT LG CAGE-71 | Barn Light Large Cage |  | 97374-71.jpg | 97374.jpg
97440S | 4.5w 120V Clear B10 Candelabra Base LED 3000K | Until now, the easiest way to convert lighting fixtures to an energy efficient solution has been to swap out old incandescent lamps for compact fluorescents (CFLs). With the rapid innovation of technology, LED lamps have surpassed CFLs in efficiency and performance features. Unlike most CFLs, LEDs provide light that looks, feels and dims like incandescent while still reducing energy costs by up to 85%. Couple that with a lamp life span of up to 15,000 hours and it’s easy to see why LEDs are invading homes. Sea Gull Lighting’s line of LED lamps match to 85% of our lighting fixtures, including recessed and enclosed luminaires, giving customers an easy and highly efficient way to “go green” with LED. | LIGHT BULB | LED Lamp | Light Bulbs | Undefined | [8 empty] | 0 | No | 240 | 3000 | 80 | 4.5 | 120 | C - E12 Candelabra | B-10 - B10 Torpedo | 250 |  |  | LED | 4.5 | 4.5 | 30000 | 0 | [12 empty] | 19.98 | 39.96 | 59.94 | D:1 1/2'' L:4 1/2'' |  | 1.5 | 4.5 | [9 empty] | No |  | No | [30 empty] | 0 | 0 | 0 | 1 | 0 | 0 | 1 | 0 | 0 | 0 | 0 | 785652250958 | 4.75 | 1.75 | 1.75 | 0.2 | 0.008 | 65 | Yes | 100 | 10785652250955 | 18.75 | 11.75 | 10 | 17.2 | 1.275 | Yes | C-UL-US Damp |  | 4.5w 120V Clear B10 Candelabra Base LED 3000K | 4.5w 120V Clear B10 Candelabra Base LED 3000K |  | 97440S.jpg | 97440S.jpg
97443S | 4.5w 120V A19 Medium Base LED 3000K | Until now, the easiest way to convert lighting fixtures to an energy efficient solution has been to swap out old incandescent lamps for compact fluorescents (CFLs). With the rapid innovation of technology, LED lamps have surpassed CFLs in efficiency and performance features. Unlike most CFLs, LEDs provide light that looks, feels and dims like incandescent while still reducing energy costs by up to 85%. Couple that with a lamp life span of up to 15,000 hours and it’s easy to see why LEDs are invading homes. Sea Gull Lighting’s line of LED lamps match to 85% of our lighting fixtures, including recessed and enclosed luminaires, giving customers an easy and highly efficient way to “go green” with LED. | LIGHT BULB | LED Lamp | Light Bulbs | Undefined | [8 empty] | 0 | No | 230 | 3000 | 75 | 4.5 | 120 | M - E-26 Medium | A19 - A19 | 120 |  |  | LED | 4.5 | 4.5 | 40000 | 0 | [12 empty] | 19 | 38 | 57 | D:2 3/8'' L:4'' |  | 2.375 | 4 | [9 empty] | No |  | No | [30 empty] | 0 | 0 | 0 | 1 | 0 | 0 | 1 | 0 | 0 | 0 | 0 | 785652250989 | 5.5 | 2.75 | 2.75 | 0.2 | 0.024 | 100 | Yes | 6 | 10785652250986 | 5.78 | 8.38 | 6.78 | 1.3 | 0.19 | Yes | C-UL-US Damp |  | 4.5w 120V A19 Medium Base LED 3000K | 4.5w 120V A19 Medium Base LED 3000K |  | 97443S.jpg | 97443S.jpg
97444S | 7w 120V A19 Medium Base LED 3000K | Until now, the easiest way to convert lighting fixtures to an energy efficient solution has been to swap out old incandescent lamps for compact fluorescents (CFLs). With the rapid innovation of technology, LED lamps have surpassed CFLs in efficiency and performance features. Unlike most CFLs, LEDs provide light that looks, feels and dims like incandescent while still reducing energy costs by up to 85%. Couple that with a lamp life span of up to 15,000 hours and it’s easy to see why LEDs are invading homes. Sea Gull Lighting’s line of LED lamps match to 85% of our lighting fixtures, including recessed and enclosed luminaires, giving customers an easy and highly efficient way to “go green” with LED. | LIGHT BULB | LED Lamp | Light Bulbs | Undefined | [8 empty] | 0 | No | 580 | 3000 | 80 | 7 | 120 | M - E-26 Medium | A19 - A19 | 120 |  |  | LED | 7 | 7 | 50000 | 0 | [12 empty] | 29.98 | 59.96 | 89.94 | D:2 3/8'' L:4'' |  | 2.375 | 4 | [9 empty] | No |  | No | [30 empty] | 0 | 0 | 0 | 1 | 0 | 0 | 1 | 0 | 0 | 0 | 0 | 785652251009 | 6 | 3 | 3 | 0.4 | 0.031 | 85 | Yes | 40 | 10785652251006 | 24 | 15 | 6.5 | 19.3 | 1.354 | Yes | C-UL-US Damp |  | 7w 120V A19 Medium Base LED 3000K | 7w 120V A19 Medium Base LED 3000K |  | 97444S.jpg | 97444S.jpg
97451S | 7w 120V PAR20 Medium Base LED 3000K | Until now, the easiest way to convert lighting fixtures to an energy efficient solution has been to swap out old incandescent lamps for compact fluorescents (CFLs). With the rapid innovation of technology, LED lamps have surpassed CFLs in efficiency and performance features. Unlike most CFLs, LEDs provide light that looks, feels and dims like incandescent while still reducing energy costs by up to 85%. Couple that with a lamp life span of up to 15,000 hours and it’s easy to see why LEDs are invading homes. Sea Gull Lighting’s line of LED lamps match to 85% of our lighting fixtures, including recessed and enclosed luminaires, giving customers an easy and highly efficient way to “go green” with LED. | LIGHT BULB | LED Lamp | Light Bulbs | Undefined | [8 empty] | 0 | No | 500 | 3000 | 82 | 7 | 120 | M - E-26 Medium | 1 - PAR20 | 40 |  |  | LED | 7 | 7 | 50000 | 3 | [12 empty] | 24.6 | 49.2 | 73.8 | D:2 1/2'' L:3 3/8'' |  | 2.5 | 3.375 | [9 empty] | No |  | No | [30 empty] | 0 | 0 | 0 | 1 | 0 | 0 | 1 | 0 | 0 | 0 | 0 | 785652251108 | 4.4 | 2.6 | 4.4 | 0.4 | 0.029 | 85 | Yes | 100 | 10785652251105 | 18.5 | 14.4 | 14.6 | 44.4 | 2.251 | Yes | C-UL-US Damp |  | 7w 120V PAR20 Medium Base LED 3000K | 7w 120V PAR20 Medium Base LED 3000K |  | 97451S.jpg | 97451S.jpg
97456S | 7w 12V MR16 GU5.3 Bi-Pin Base LED 3000K NFL 30 |  | LIGHT BULB | Lx MRC11 / MR16 Lamps | Ambiance Lighting Systems | Undefined | [8 empty] | 0 | No | 450 | 3000 | 80 | 7 | 12 | 6 - GU5.3 Bi-Pin | N - MR16 | 30 |  |  | LED | 7 | 7 | 50000 | 4 | [12 empty] | 18.95 | 37.9 | 56.85 | D:2 1/4'' L:2 1/4'' |  | 2.25 | 2.25 | [9 empty] | No |  | No | [30 empty] | 0 | 0 | 0 | 1 | 0 | 0 | 1 | 0 | 0 | 0 | 0 | 785652251160 | 3 | 23 | 3.25 | 0.2 | 0.13 | 85 | Yes | 200 | 10785652251167 | 22.4 | 22.2 | 7.5 | 31.4 | 2.158 | Yes | C-UL-US Damp |  | 7w 12V MR16 GU5.3 Bi-Pin Base LED 3000K NFL 30 | 7w 12V MR16 GU5.3 Bi-Pin Base LED 3000K NFL 30 |  | 97456S.jpg | 97456S.jpg
97459S | 5w 120V MR16 GU10 Base LED 3000K FL 40 | Until now, the easiest way to convert lighting fixtures to an energy efficient solution has been to swap out old incandescent lamps for compact fluorescents (CFLs). With the rapid innovation of technology, LED lamps have surpassed CFLs in efficiency and performance features. Unlike most CFLs, LEDs provide light that looks, feels and dims like incandescent while still reducing energy costs by up to 85%. Couple that with a lamp life span of up to 15,000 hours and it’s easy to see why LEDs are invading homes. Sea Gull Lighting’s line of LED lamps match to 85% of our lighting fixtures, including recessed and enclosed luminaires, giving customers an easy and highly efficient way to “go green” with LED. | LIGHT BULB | LED Lamp | Light Bulbs | Undefined | [8 empty] | 0 | No | 300 | 3000 | 84 | 5 | 120 | 17 - GU10 | N - MR16 | 40 |  |  | LED | 5 | 5 | 50000 | 3 | [12 empty] | 21.5 | 43 | 64.5 | D:2'' L:2 1/8'' |  | 2 | 2.125 | [9 empty] | No |  | No | [30 empty] | 0 | 0 | 0 | 1 | 0 | 0 | 1 | 0 | 0 | 0 | 0 | 785652251207 | 3 | 2.2 | 2.2 | 0.1 | 0.008 | 85 | Yes | 150 | 10785652251204 | 22.5 | 22.5 | 7.25 | 22 | 2.124 | Yes | C-UL-US Damp |  | 5w 120V MR16 GU10 Base LED 3000K FL 40 | 5w 120V MR16 GU10 Base LED 3000K FL 40 |  | 97459S.jpg | 97459S.jpg
97460S | 7w 120V MR16 GU10 Base LED 3000K FL 45 | Until now, the easiest way to convert lighting fixtures to an energy efficient solution has been to swap out old incandescent lamps for compact fluorescents (CFLs). With the rapid innovation of technology, LED lamps have surpassed CFLs in efficiency and performance features. Unlike most CFLs, LEDs provide light that looks, feels and dims like incandescent while still reducing energy costs by up to 85%. Couple that with a lamp life span of up to 15,000 hours and it’s easy to see why LEDs are invading homes. Sea Gull Lighting’s line of LED lamps match to 85% of our lighting fixtures, including recessed and enclosed luminaires, giving customers an easy and highly efficient way to “go green” with LED. | LIGHT BULB | LED Lamp | Light Bulbs | Undefined | [8 empty] | 0 | No | 450 | 3000 | 80 | 7 | 120 | 17 - GU10 | N - MR16 | 45 |  |  | LED | 7 | 7 | 50000 | 3 | [12 empty] | 21.5 | 43 | 64.5 | D:2 1/4'' L:2 1/2'' |  | 2.25 | 2.5 | [9 empty] | No |  | No | [30 empty] | 0 | 0 | 0 | 0 | 0 | 0 | 1 | 0 | 0 | 0 | 0 | 785652251238 | 3.25 | 2.2 | 2.2 | 0.2 | 0.009 | 65 | Yes | 150 | 10785652251235 | 22.25 | 22.25 | 7.25 | 28.4 | 2.077 | Yes | C-UL-US Damp |  | 7w 120V MR16 GU10 Base LED 3000K FL 45 | 7w 120V MR16 GU10 Base LED 3000K FL 45 |  | 97460S.jpg | 97460S.jpg
97500S | BULB MB ST19 6.5W 120V AM LED | Until now, the easiest way to convert lighting fixtures to an energy efficient solution has been to swap out old incandescent lamps for compact fluorescents (CFLs). With the rapid innovation of technology, LED lamps have surpassed CFLs in efficiency and performance features. Unlike most CFLs, LEDs provide light that looks, feels and dims like incandescent while still reducing energy costs by up to 85%. Couple that with a lamp life span of up to 15,000 hours and it’s easy to see why LEDs are invading homes. Sea Gull Lighting’s line of LED lamps match to 85% of our lighting fixtures, including recessed and enclosed luminaires, giving customers an easy and highly efficient way to “go green” with LED. | LIGHT BULB | LED Lamp | Light Bulbs | Undefined | [8 empty] | 0 | No | 650 | 2300 | 80 | 6.5 | 120 | M - E-26 Medium | ST19 - ST19 | 360 | 10 | 100 | LED | 6.5 | 6.5 | 15000 | 0 | [12 empty] | 18.48 | 36.96 | 55.44 | D:2 3/8'' L:5 3/8'' |  | 2.375 | 5.375 | [9 empty] | No |  | No | [30 empty] | 0 | 0 | 0 | 0 | 0 | 0 | 1 | 0 | 0 | 0 | 0 | 785652118074 | 2.5 | 2.5 | 6.25 | 0.2 | 0.023 | 100 | Yes | 6 | 10785652118071 | 7.5 | 5 | 6.75 | 1.1 | 0.146 | Yes | C-UL-US Damp |  | BULB MB ST19 6.5W 120V AM LED | BULB MB ST19 6.5W 120V AM LED |  | 97500S.jpg | 97500S.jpg
97502S | LED 9.3W A19 3000K JA8 ES ENC BULB | Until now, the easiest way to convert lighting fixtures to an energy efficient solution has been to swap out old incandescent lamps for compact fluorescents (CFLs). With the rapid innovation of technology, LED lamps have surpassed CFLs in efficiency and performance features. Unlike most CFLs, LEDs provide light that looks, feels and dims like incandescent while still reducing energy costs by up to 85%. Couple that with a lamp life span of up to 15,000 hours and it’s easy to see why LEDs are invading homes. Sea Gull Lighting’s line of LED lamps match to 85% of our lighting fixtures, including recessed and enclosed luminaires, giving customers an easy and highly efficient way to “go green” with LED. | LIGHT BULB | LED Lamp | Light Bulbs | Undefined | [8 empty] | 0 | No | 800 | 3000 | 90 | 9.3 | 120 | 19 - Medium | A19 - A19 | 230 | 10 | 100 | LED | 9.3 | 9.3 | 15000 | 0 | [12 empty] | 4.98 | 9.96 | 14.94 | D:2 3/8'' L:4 3/8'' |  | 2.375 | 4.375 | [9 empty] | No |  | No | [30 empty] | 0 | 0 | 0 | 1 | 1 | 0 | 0 | 0 | 0 | 0 | 0 | 785652044045 | 4.5 | 2.5 | 2.5 | 0.2 | 0.016 | 85 | Yes | 48 | 10785652044042 | 20 | 15.5 | 5.75 | 9.8 | 1.032 | Yes | UL Damp |  | LED 9.3W A19 3000K JA8 ES ENC BULB | LED 9.3W A19 3000K JA8 ES ENC BULB |  | 97502S.jpg | 97502S.jpg
97503S | LED 10W A19 2700K JA8 ES ENC BULB | Until now, the easiest way to convert lighting fixtures to an energy efficient solution has been to swap out old incandescent lamps for compact fluorescents (CFLs). With the rapid innovation of technology, LED lamps have surpassed CFLs in efficiency and performance features. Unlike most CFLs, LEDs provide light that looks, feels and dims like incandescent while still reducing energy costs by up to 85%. Couple that with a lamp life span of up to 15,000 hours and it’s easy to see why LEDs are invading homes. Sea Gull Lighting’s line of LED lamps match to 85% of our lighting fixtures, including recessed and enclosed luminaires, giving customers an easy and highly efficient way to “go green” with LED. | LIGHT BULB | LED Lamp |  | Undefined | [8 empty] | 0 | No | 800 | 2700 | 90 | 10 | 120 | 19 - Medium | A19 - A19 |  | 10 | 100 | LED | 10 | 10 | 15000 | 0 | [12 empty] | 5.3 | 10.6 | 15.9 | D:2 3/8'' L:4 3/8'' |  | 2.375 | 4.375 | [9 empty] | No |  | No | [30 empty] | 0 | 0 | 0 | 1 | 1 | 0 | 0 | 0 | 0 | 0 | 0 | 785652044052 | 5 | 2.5 | 2.5 | 0.3 | 0.018 | 85 | Yes | [10 empty] | LED 10W A19 2700K JA8 ES ENC BULB | LED 10W A19 2700K JA8 ES ENC BULB |  | 97503S.jpg | 97503S.jpg
97508S | 8w 120V A19 Medium Base LED 4000K | Until now, the easiest way to convert lighting fixtures to an energy efficient solution has been to swap out old incandescent lamps for compact fluorescents (CFLs). With the rapid innovation of technology, LED lamps have surpassed CFLs in efficiency and performance features. Unlike most CFLs, LEDs provide light that looks, feels and dims like incandescent while still reducing energy costs by up to 85%. Couple that with a lamp life span of up to 15,000 hours and it’s easy to see why LEDs are invading homes. Sea Gull Lighting’s line of LED lamps match to 85% of our lighting fixtures, including recessed and enclosed luminaires, giving customers an easy and highly efficient way to “go green” with LED. | LIGHT BULB | LED Lamp | Light Bulbs | Undefined | [8 empty] | 0 | No | 475 | 4000 | 85 | 8 | 120 | M - E-26 Medium | A19 - A19 |  |  |  | LED | 8 | 8 | 50000 | 0 | [12 empty] | 21 | 42 | 63 | L:4 5/16'' |  |  | 4.3125 | [9 empty] | No |  | No | [30 empty] | 0 | 0 | 0 | 0 | 0 | 0 | 1 | 0 | 0 | 0 | 0 | 785652219870 | 3.5 | 3.5 | 5.25 | 0.5 | 0.037 | 85 | Yes | 6 | 10785652219877 | 11 | 7.5 | 6 | 3 | 0.286 | Yes | UL Damp | cUL Damp | 8w 120V A19 Medium Base LED 4000K | 8w 120V A19 Medium Base LED 4000K |  | 97508S.jpg | 97508.jpg
97509S | 13w 120V A19 Medium Base LED 4000K | Until now, the easiest way to convert lighting fixtures to an energy efficient solution has been to swap out old incandescent lamps for compact fluorescents (CFLs). With the rapid innovation of technology, LED lamps have surpassed CFLs in efficiency and performance features. Unlike most CFLs, LEDs provide light that looks, feels and dims like incandescent while still reducing energy costs by up to 85%. Couple that with a lamp life span of up to 15,000 hours and it’s easy to see why LEDs are invading homes. Sea Gull Lighting’s line of LED lamps match to 85% of our lighting fixtures, including recessed and enclosed luminaires, giving customers an easy and highly efficient way to “go green” with LED. | LIGHT BULB | LED Lamp | Light Bulbs | Undefined | [8 empty] | 0 | No | 850 | 4000 | 85 | 13.5 | 120 | M - E-26 Medium | A19 - A19 |  |  |  | LED | 13.5 | 13.5 | 50000 | 0 | [12 empty] | 37 | 74 | 111 | L:4 5/16'' |  |  | 4.3125 | [9 empty] | No |  | No | [30 empty] | 0 | 0 | 0 | 0 | 0 | 0 | 1 | 0 | 0 | 0 | 0 | 785652219887 | 3.58 | 3.58 | 5.38 | 0.5 | 0.04 | 85 | Yes | 6 | 10785652219884 | 11 | 7.5 | 6.18 | 3.1 | 0.295 | Yes | UL Damp | cUL Damp | 13.5w 120V A19 Medium Base LED 4000K | 13.5w 120V A19 Medium Base LED 4000K |  | 97509S.jpg | 97509.jpg
97510S |  |  | LIGHT BULB |  | Light Bulbs | Undefined | [8 empty] | 0 | No | 800 | 2700 | 90 | 8.5 | 120 | 19 - Medium | A19 - A19 | 360 |  |  |  | 8.5 | 8.5 | 25000 | 0 | [12 empty] | 5.3 | 10.6 | 15.9 | D:2 3/8'' L:4 1/32'' |  | 2.375 | 4.0312 | [9 empty] | No |  | No | [30 empty] | 0 | 0 | 0 | 0 | 1 | 0 | 0 | 0 | 0 | 0 | 0 | [17 empty] | cUL Damp | LED 7.5W A19 ES JA8 FILA BULB | LED 8.5W A19 2700K ES JA8 FILAMENT BULB |  | 97510S.jpg | 97510S.jpg
97531S | 3.5W E12 22K 90CRI T6 AMB LED | Until now, the easiest way to convert lighting fixtures to an energy efficient solution has been to swap out old incandescent lamps for compact fluorescents (CFLs). With the rapid innovation of technology, LED lamps have surpassed CFLs in efficiency and performance features. Unlike most CFLs, LEDs provide light that looks, feels and dims like incandescent while still reducing energy costs by up to 85%. Couple that with a lamp life span of up to 15,000 hours and it’s easy to see why LEDs are invading homes. Sea Gull Lighting’s line of LED lamps match to 85% of our lighting fixtures, including recessed and enclosed luminaires, giving customers an easy and highly efficient way to “go green” with LED. | LIGHT BULB | LED Lamp |  | Undefined | [8 empty] | 0 | No | 160 | 2200 | 90 | 3.5 | 120 | C - E12 Candelabra | T6 - T6 Tubular |  | 5 | 100 | LED | 3.5 | 3.5 | 25000 | 0 | [12 empty] | 18.48 | 36.96 | 55.44 | D:3/4'' L:3 3/4'' |  | 0.75 | 3.75 | [9 empty] | No |  | No | [30 empty] | 0 | 0 | 0 | 1 | 1 | 0 | 0 | 0 | 0 | 0 | 0 | 785652043765 | 4.75 | 1.25 | 1.25 | 0.1 | 0.004 | 65 | Yes | [9 empty] | cUL Dry | 3.5W E12 22K 90CRI T6 AMB LED | 3.5W E12 22K 90CRI T6 AMB LED | Filament LED 40W Equivalent | 97531S.jpg | 97531S.jpg
97532S | 3.5W E12 27K 90CRI T6 CLR LED | Until now, the easiest way to convert lighting fixtures to an energy efficient solution has been to swap out old incandescent lamps for compact fluorescents (CFLs). With the rapid innovation of technology, LED lamps have surpassed CFLs in efficiency and performance features. Unlike most CFLs, LEDs provide light that looks, feels and dims like incandescent while still reducing energy costs by up to 85%. Couple that with a lamp life span of up to 15,000 hours and it’s easy to see why LEDs are invading homes. Sea Gull Lighting’s line of LED lamps match to 85% of our lighting fixtures, including recessed and enclosed luminaires, giving customers an easy and highly efficient way to “go green” with LED. | LIGHT BULB | LED Lamp |  | Undefined | [8 empty] | 0 | No | 200 | 2700 | 90 | 3.5 | 120 | C - E12 Candelabra | T6 - T6 Tubular |  | 5 | 100 | LED | 3.5 | 3.5 | 25000 | 0 | [12 empty] | 18.48 | 36.96 | 55.44 | D:3/4'' L:3 3/4'' |  | 0.75 | 3.75 | [9 empty] | No |  | No | [30 empty] | 0 | 0 | 0 | 1 | 1 | 0 | 0 | 0 | 0 | 0 | 0 | 785652043772 | 4.75 | 1.25 | 1.25 | 0.1 | 0.004 | 65 | Yes | [9 empty] | cUL Dry | 3.5W E12 27K 90CRI T6 CLR LED | 3.5W E12 27K 90CRI T6 CLR LED | Filament LED 40W Equivalent | 97532S.jpg | 97532S.jpg
97541S | 3.5W E26 22K 90CRI T14 AMB LED | Until now, the easiest way to convert lighting fixtures to an energy efficient solution has been to swap out old incandescent lamps for compact fluorescents (CFLs). With the rapid innovation of technology, LED lamps have surpassed CFLs in efficiency and performance features. Unlike most CFLs, LEDs provide light that looks, feels and dims like incandescent while still reducing energy costs by up to 85%. Couple that with a lamp life span of up to 15,000 hours and it’s easy to see why LEDs are invading homes. Sea Gull Lighting’s line of LED lamps match to 85% of our lighting fixtures, including recessed and enclosed luminaires, giving customers an easy and highly efficient way to “go green” with LED. | LIGHT BULB | LED Lamp |  | Undefined | [8 empty] | 0 | No | 300 | 2200 | 90 | 3.5 | 120 | M - E-26 Medium | T14 - T14 Radio |  | 5 | 100 | LED | 3.5 | 3.5 | 25000 | 0 | [12 empty] | 23.98 | 47.96 | 71.94 | D:1 3/4'' L:4 1/4'' |  | 1.75 | 4.25 | [9 empty] | No |  | No | [30 empty] | 0 | 0 | 0 | 1 | 1 | 0 | 0 | 0 | 0 | 0 | 0 | 785652043789 | 5 | 2.25 | 2.25 | 0.1 | 0.015 | 125 | Yes | [9 empty] | cUL Dry | 3.5W E26 22K 90CRI T14 AMB LED | 3.5W E26 22K 90CRI T14 AMB LED | Filament LED 60W Equivalent | 97541S.jpg | 97541S.jpg
97542S | 3.5W E26 27K 90CRI T14 CLR LED | Until now, the easiest way to convert lighting fixtures to an energy efficient solution has been to swap out old incandescent lamps for compact fluorescents (CFLs). With the rapid innovation of technology, LED lamps have surpassed CFLs in efficiency and performance features. Unlike most CFLs, LEDs provide light that looks, feels and dims like incandescent while still reducing energy costs by up to 85%. Couple that with a lamp life span of up to 15,000 hours and it’s easy to see why LEDs are invading homes. Sea Gull Lighting’s line of LED lamps match to 85% of our lighting fixtures, including recessed and enclosed luminaires, giving customers an easy and highly efficient way to “go green” with LED. | LIGHT BULB | LED Lamp |  | Undefined | [8 empty] | 0 | No | 350 | 2700 | 90 | 3.5 | 120 | M - E-26 Medium | T14 - T14 Radio |  | 5 | 100 | LED | 3.5 | 3.5 | 25000 | 0 | [12 empty] | 23.98 | 47.96 | 71.94 | D:1 3/4'' L:4 1/4'' |  | 1.75 | 4.25 | [9 empty] | No |  | No | [30 empty] | 0 | 0 | 0 | 1 | 1 | 0 | 0 | 0 | 0 | 0 | 0 | 785652043796 | 5 | 2.25 | 2.25 | 0.1 | 0.015 | 125 | Yes | [9 empty] | cUL Dry | 3.5W E26 27K 90CRI T14 CLR LED | 3.5W E26 27K 90CRI T14 CLR LED | Filament LED 60W Equivalent | 97542S.jpg | 97542S.jpg
9774 | 18w 12V Clear T5 Wedge Xenon |  | LIGHT BULB | Lx Wedge Base Lamps | Light Bulbs | [9 empty] | 0 | No | 210 | 2800 | 90 | 18 | 12 | T - Wedge | H - T5 |  |  |  | Xenon | 16.2 | 18 | 10000 | 0 | [12 empty] | 3.98 | 7.96 | 11.94 | D:19/32'' L:1 13/32'' |  | 0.59375 | 1.4062 |  |  | N/A | [6 empty] | No |  | No | [30 empty] | 0 | 0 | 0 | 0 | 0 | 0 | 0 | 0 | 0 | 0 | 0 | 785652977404 | 1.38 | 0.5 | 0.5 | 0.01 | 0 | 85 | Yes | 400 | 10785652977401 | 8.63 | 4.38 | 6 | 1.6 | 0.131 | Yes |  |  | XENON 12V 18W WEDGE BASE BULB | 12V 18w Clear Wedge Lamp |  | 9774.jpg | 9774.jpg
9777 | 12w 12V Clear T5 Wedge Incandescent |  | LIGHT BULB | Lx Wedge Base Lamps | Light Bulbs | [9 empty] | 0 | No | 120 | 2750 | 90 | 12 | 12 | T - Wedge | H - T5 |  |  |  | Incandescent | 11.6 | 12 | 2000 | 0 | [12 empty] | 1.16 | 2.32 | 3.48 | D:19/32'' L:1 13/32'' |  | 0.59375 | 1.4062 |  |  | N/A | [6 empty] | No |  | No | [30 empty] | 0 | 0 | 0 | 0 | 0 | 0 | 0 | 0 | 0 | 0 | 0 | 785652977701 | 0.6 | 0.6 | 1.4 | 0.006 | 0 | 85 | Yes | 2000 | 10785652977708 | 7 | 13.19 | 18.38 | 12 | 0.982 | Yes |  |  | 12V 12W WEDGE BASE BULB | 12V 12w Clear Wedge Lamp |  | 9777.jpg | 9777.jpg
9787 | 20w 12V MRC11 GU4 Bi-Pin Halogen NSP 10Â° |  | LIGHT BULB | Lx MRC11 / MR16 Lamps | Ambiance Lighting Systems | [9 empty] | 0 | No | 10 | 3000 | 90 | 20 | 12 | 5 - GU4 Bi-Pin | 43 - MRC11 | 10 |  |  | Halogen | 20 | 20 | 2000 | 2 | [12 empty] | 2.4 | 4.8 | 7.2 | D:1 3/8'' H:1'' |  | 1.375 |  |  | 1 | N/A | [6 empty] | No |  | No | [30 empty] | 0 | 0 | 0 | 0 | 0 | 0 | 0 | 0 | 0 | 0 | 0 | 785652978708 | 1.8 | 1.8 | 1.8 | 0.1 | 0.003 | 65 | Yes | 4 | 10785652978705 | 6.4 | 6.3 | 6.4 | 0.4 | 0.149 | Yes |  |  | Halogen Bi-Pin Base Bulb | 12V 20w MRC11 Halogen Lamp |  | 9787.jpg | 9787.jpg
9789 | 20w 12V MRC11 GU4 Bi-Pin Halogen NFL 30Â° |  | LIGHT BULB | Lx MRC11 / MR16 Lamps | Ambiance Lighting Systems | [9 empty] | 0 | No | 30 | 3000 | 90 | 20 | 12 | 5 - GU4 Bi-Pin | 43 - MRC11 | 30 |  |  | Halogen | 20 | 20 | 2000 | 4 | [12 empty] | 2.4 | 4.8 | 7.2 | D:1 3/8'' H:1'' |  | 1.375 |  |  | 1 | Other | [6 empty] | No |  | No | [30 empty] | 0 | 0 | 0 | 0 | 0 | 0 | 0 | 0 | 0 | 0 | 0 | 785652978906 | 1.5 | 1.5 | 1.8 | 0.04 | 0.002 | 60 | Yes | 4 | 10785652978903 | 2.1 | 7.9 | 3.2 | 1.6 | 0.031 | Yes |  |  | Halogen Bi-Pin Base Bulb | 12V 20w MRC11 Halogen Lamp |  | 9789.jpg | 9789.jpg
98041-986 | 2 Light Self-Contained 120V Xenon |  | UNDER CABINET | Self-Contained 120V Xenon | Under Cabinet Lighting | Tinted Aluminum | 986 | [5 empty] | 2 G9 T4 35w |  | 2 | Yes | 840 | 2650 | 90 | 70 | 120 | [6 empty] | 70 | 70 | 2000 | 0 | [12 empty] | 35.4 | 70.8 | 106.2 | L:14'' W:4 5/8'' H:1 1/16'' |  |  | 14 | 4.625 | 1.0625 | Screw(s) | [6 empty] | No |  | No | [30 empty] | 0 | 0 | 0 | 0 | 0 | 0 | 0 | 0 | 0 | 0 | 0 | 785652035517 | 15.5 | 5 | 1.25 | 1.9 | 0.056 | 60 | Yes | 4 | 10785652035514 | 16.5 | 5.5 | 6.5 | 7.9 | 0.341 | Yes | ETL Damp | cETL Damp | Undercabinet Task Light - 2 x 35w 120v Xenon in Aluminum Tinted Finish | Two Light Xenon Undercabinet | Aluminum Extruded Housing,Hi/Lo/Off Dimming Switch. Replaces 98041-962 Fixture can be used with remote dimmers only when switch is set to Hi position | 98041-986.jpg | 98041.jpg
98042-986 | 3 Light Self-Contained 120V Xenon |  | UNDER CABINET | Self-Contained 120V Xenon | Under Cabinet Lighting | Tinted Aluminum | 986 | [5 empty] | 3 G9 T4 35w |  | 3 | Yes | 1260 | 2650 | 90 | 105 | 120 | [6 empty] | 105 | 105 | 2000 | 0 | [12 empty] | 40.7 | 81.4 | 122.1 | L:20'' W:4 5/8'' H:1 1/16'' |  |  | 20 | 4.625 | 1.0625 | Screw(s) | [6 empty] | No |  | No | [30 empty] | 0 | 0 | 0 | 0 | 0 | 0 | 0 | 0 | 0 | 0 | 0 | 785652035524 | 21.5 | 5 | 1.25 | 2.5 | 0.078 | 60 | Yes | 4 | 10785652035521 | 22.5 | 5.75 | 6.5 | 10.6 | 0.487 | Yes | ETL Damp | cETL Damp | Undercabinet Task Light - 3 x 35w 120v Xenon in Aluminum Tinted Finish | Three Light Xenon Undercabinet | Aluminum Extruded Housing,Hi/Lo/Off Dimming Switch. Replaces 98042-962 Fixture can be used with remote dimmers only when switch is set to Hi position | 98042-986.jpg | 98042.jpg
98043-986 | 4 Light Self-Contained 120V Xenon |  | UNDER CABINET | Self-Contained 120V Xenon | Under Cabinet Lighting | Tinted Aluminum | 986 | [5 empty] | 4 G9 T4 35w |  | 4 | Yes | 1680 | 2650 | 90 | 140 | 120 | [6 empty] | 140 | 140 | 2000 | 0 | [12 empty] | 54 | 108 | 162 | L:26'' W:4 5/8'' H:1 1/16'' |  |  | 26 | 4.625 | 1.0625 | Screw(s) | [6 empty] | No |  | No | [30 empty] | 0 | 0 | 0 | 0 | 0 | 0 | 0 | 0 | 0 | 0 | 0 | 785652035531 | 27.5 | 5 | 1.25 | 3.2 | 0.099 | 60 | Yes | 4 | 10785652035538 | 28.25 | 5.75 | 6.5 | 13.5 | 0.611 | Yes | ETL Damp | cETL Damp | Undercabinet Task Light - 4 x 35w 120v Xenon in Aluminum Tinted Finish | Four Light Xenon Undercabinet | Aluminum Extruded Housing,Hi/Lo/Off Dimming Switch. Replaces 98043-962 Fixture can be used with remote dimmers only when switch is set to Hi position | 98043-986.jpg | 98043.jpg
98050-12 | 60w 12V Zero-Load Plug-in Electronic Transformer |  | LOW VOLTAGE SYSTEMS | Transformers | Ambiance Lighting Systems | Black | 12 | [7 empty] | 0 | No | [14 empty] | 0 | [12 empty] | 36.8 | 73.6 | 110.4 | L:3 1/2'' W:1 1/2'' H:1 1/4'' |  |  | 3.5 | 1.5 | 1.25 | [7 empty] | No |  | No | [25 empty] | 120 | Black |  |  | Plug In | 0 | 0 | 0 | 0 | 0 | 0 | 1 | 0 | 0 | 0 | 0 | 785652158766 | 4.75 | 3 | 2 | 0.4 | 0.016 | 65 | Yes | 6 | 10785652158763 | 10.25 | 4.75 | 7.25 | 2.5 | 0.204 | Yes |  | cETL Damp | Plug-in, 12V 60w Zero Load Electronic Transformer, black finish | Plug-in, 12V 60w Zero Load Electronic Transformer, black finish | Plug-in 60W 12VAC Tranformer with 10' output cord that plugs into LED tape light systems | 98050-12.jpg | 98050.jpg
98051-12 | 60w 24V Zero-Load Plug-in Electronic Transformer |  | LOW VOLTAGE SYSTEMS | Transformers | Ambiance Lighting Systems | Black | 12 | [7 empty] | 0 | No | [14 empty] | 0 | [12 empty] | 36.8 | 73.6 | 110.4 | L:3 1/2'' W:1 1/2'' H:1 1/4'' |  |  | 3.5 | 1.5 | 1.25 | [7 empty] | No |  | No | [25 empty] | 120 | Black |  |  | Plug In | 0 | 0 | 0 | 0 | 0 | 0 | 1 | 0 | 0 | 0 | 0 | 785652158773 | 4.75 | 3 | 2 | 0.3 | 0.016 | 85 | Yes | 6 | 10785652158770 | 10 | 4.5 | 7.25 | 2.5 | 0.189 | Yes |  | cETL Damp | Plug-in, 24V 60w Zero Load Electronic Transformer, black finish | Plug-in, 24V 60w Zero Load Electronic Transformer, black finish | Plug-in 60W 24VAC Tranformer with 10' output cord that plugs into LED tape light systems | 98051-12.jpg | 98051.jpg
98054-12 | 15w-60w 12V Hardwire Electronic Transformer | Magnetic transformers are encased in a metal, black powder coated enclosure and potted to minimize noise and vibration. They are listed, thermally protected, and dimmable along with having resettable circuit breakers for short circuit protection. Housings feature an easy-hang bracket, wiring access door and multiple convenience knockouts for line voltage entry. Boost tap included for when transformer is located 20 feet or more from lighting system. | LOW VOLTAGE SYSTEMS | Hardwire Transformers | Ambiance Lighting Systems | Black | 12 | [7 empty] | 0 | No | [14 empty] | 0 | [12 empty] | 29.5 | 59 | 88.5 | L:2 3/4'' W:1 1/2'' H:1 1/8'' |  |  | 2.75 | 1.5 | 1.125 | Screw(s) | [6 empty] | No |  | No | [30 empty] | 0 | 0 | 0 | 0 | 0 | 0 | 0 | 0 | 0 | 0 | 0 | 785652020087 | 6.25 | 1.75 | 1.25 | 0.4 | 0.008 | 60 | Yes | 3 | 10785652020084 | 7 | 4.5 | 2.75 | 1.15 | 0.05 | Yes | UL Dry | cUL Dry | 60w Electronic Transformer | 60w Electronic Transformer | Replaces 9454-12 | 98054-12.jpg | 98054.jpg
98055-15 | 15w-60w 12V Plug-in Electronic Transformer |  | LOW VOLTAGE SYSTEMS | Plug-in Transformers | Ambiance Lighting Systems | White | 15 | [7 empty] | 0 | No | [14 empty] | 0 | [12 empty] | 32.6 | 65.2 | 97.8 | L:2 3/4'' W:1 1/2'' H:1 1/8'' |  |  | 2.75 | 1.5 | 1.125 | N/A | [6 empty] | No |  | No | [25 empty] | 96 | White |  | On/Off Switch |  | 0 | 0 | 0 | 0 | 0 | 0 | 0 | 0 | 0 | 0 | 0 | 785652090165 | 5 | 7.5 | 0.1 | 0.8 | 0.002 | 60 | Yes | 2 | 10785652090162 | 6.5 | 6 | 4 | 1.7 | 0.09 | Yes | UL Dry | cUL Dry | 60W Ambiance Electronic Transformer in White Finish, Plug-In | 12V 15w-60w Plug-in Electronic Transformer | Replaces 94255-15 | 98055-15.jpg | 98055.jpg
98058-12 |  |  | Ambiance Transformer |  | Ambiance Lighting Systems | Black | 12 | [7 empty] | 0 | No | [14 empty] | 0 | [12 empty] | 33.4 | 66.8 | 100.2 | L:5 5/8'' W:2 1/4'' H:1 5/8'' |  |  | 5.625 | 2.25 | 1.625 | N/A | [6 empty] | No |  | No | [25 empty] | 96 |  |  | N/A |  | 0 | 0 | 0 | 0 | 0 | 0 | 0 | 0 | 0 | 0 | 0 | 785652076121 | 6 | 3.5 | 2 | 1.1 | 0.024 |  | Yes | 2 | 10785652076128 | [5 empty] | Yes | UL Dry | cUL Dry | 150w Ambiance Electronic Transformer Plug-In | AMBIANCE | Replaces 94058-12 | 98058-12.jpg | 98058.jpg
98159-12 | 60w-150w 12V Hardwire Electronic Transformer | Magnetic transformers are encased in a metal, black powder coated enclosure and potted to minimize noise and vibration. They are listed, thermally protected, and dimmable along with having resettable circuit breakers for short circuit protection. Housings feature an easy-hang bracket, wiring access door and multiple convenience knockouts for line voltage entry. Boost tap included for when transformer is located 20 feet or more from lighting system. | LOW VOLTAGE SYSTEMS | Hardwire Transformers | Ambiance Lighting Systems | Black | 12 | [7 empty] | 0 | No | [14 empty] | 0 | [12 empty] | 37.9 | 75.8 | 113.7 | L:7 15/16'' W:2'' H:1'' |  |  | 7.9375 | 2 | 1 | Screw(s) | [6 empty] | No |  | No | [30 empty] | 0 | 0 | 0 | 0 | 0 | 0 | 0 | 0 | 0 | 0 | 0 | 785652981517 | 8.5 | 2.25 | 1.5 | 0.7 | 0.017 | 60 | Yes | 2 | 10785652981514 | 8.5 | 3.25 | 4 | 1.5 | 0.064 | Yes |  | cETL Dry | Black Plastic AmbianceTransformer 12v 150watt | AMBIANCE |  | 98159-12.jpg | 98159.jpg
98159-15 | 60w-150w 12V Hardwire Electronic Transformer | Magnetic transformers are encased in a metal, black powder coated enclosure and potted to minimize noise and vibration. They are listed, thermally protected, and dimmable along with having resettable circuit breakers for short circuit protection. Housings feature an easy-hang bracket, wiring access door and multiple convenience knockouts for line voltage entry. Boost tap included for when transformer is located 20 feet or more from lighting system. | LOW VOLTAGE SYSTEMS | Hardwire Transformers | Ambiance Lighting Systems | White | 15 | [7 empty] | 0 | No | [14 empty] | 0 | [12 empty] | 37.9 | 75.8 | 113.7 | L:7 15/16'' W:2'' H:1'' |  |  | 7.9375 | 2 | 1 | Screw(s) | [6 empty] | No |  | No | [26 empty] | White |  |  |  | 0 | 0 | 0 | 0 | 0 | 0 | 0 | 0 | 0 | 0 | 0 | 785652981593 | 8.5 | 2.25 | 1.5 | 0.7 | 0.017 | 60 | Yes | 2 | 10785652981590 | 8.5 | 3.25 | 4 | 1.5 | 0.064 | Yes |  | cETL Dry | White Plastic AmbianceTransformer | 12v In-Lline Transformer Hardwire |  | 98159-15.jpg | 98159.jpg
98175-15 | 120w 12V (2 x 60w) Dual Output Plug-in Electronic Transformer |  | UNDER CABINET | Transformers | Ambiance Lighting Systems | White | 15 | [7 empty] | 0 | No | [14 empty] | 0 | [12 empty] | 46.3 | 92.6 | 138.9 | L:5'' W:3 1/4'' H:1'' |  |  | 5 | 3.25 | 1 | Screw(s) | [6 empty] | No |  | No | [30 empty] | 0 | 0 | 0 | 0 | 0 | 0 | 0 | 0 | 0 | 0 | 0 | 785652034817 | 7.25 | 7 | 2 | 1 | 0.059 | 85 | Yes | 10 | 10785652034814 | 15 | 11 | 8 | 11.4 | 0.764 | Yes | UL Dry | cUL Dry | 60W Low Voltage Electronic Transformer in White Finish, Plug-In | 12V 120w Dual Output Plug-in Transformer | Copy of 98075-15 | 98175-15.jpg | 98175.jpg
9830-12 | Lx Festoon Accent Lampholder-12 |  | LOW VOLTAGE SYSTEMS | Lx Festoon Lampholders | Under Cabinet Lighting | Black | 12 | Polycarbonate | [6 empty] | 0 | No | [14 empty] | 0 | [12 empty] | 3.48 | 6.96 | 10.44 | L:2'' W:3/4'' H:13/16'' |  |  | 2 | 0.75 | 0.8125 | [7 empty] | No |  | No | [30 empty] | 0 | 0 | 0 | 0 | 0 | 0 | 0 | 0 | 0 | 0 | 0 | 785652983023 | 3.18 | 3.18 | 2 | 0.01 | 0.012 | 100 | Yes | 1000 | 10785652983020 | 30.58 | 13.25 | 13.38 | 27.5 | 3.137 | Yes |  | cETL Damp | LX FESTOON ACCENT LAMPHOLDER-12 | Lx Festoon Accent Lampholder-12 |  | 9830-12.jpg | 9830.jpg
9830-15 | Lx Festoon Accent Lampholder-15 |  | LOW VOLTAGE SYSTEMS | Lx Festoon Lampholders | Under Cabinet Lighting | White | 15 | Polycarbonate | [6 empty] | 0 | No | [14 empty] | 0 | [12 empty] | 3.48 | 6.96 | 10.44 | L:2'' W:3/4'' H:13/16'' |  |  | 2 | 0.75 | 0.8125 | [7 empty] | No |  | No | [30 empty] | 0 | 0 | 0 | 0 | 0 | 0 | 0 | 0 | 0 | 0 | 0 | 785652983054 | 3.18 | 3.18 | 1 | 0.01 | 0.006 | 100 | Yes | 1000 | 10785652983051 | 30.58 | 13.25 | 13.38 | 27.05 | 3.137 | Yes |  | cETL Damp | LX FESTOON ACCENT LAMPHOLDER-15 | Lx Festoon Accent Lampholder-15 |  | 9830-15.jpg | 9830.jpg
98331S-15 | Jane100 10 Feet LED Tape 2700K | Jane LED Tape is perfect for a wide range of indoor applications where space is limited. Its low-profile design and flexibility allow for discrete installation in spaces like under cabinets, cove ceilings, toe-kicks, in cabinets, or even drawers. | LOW VOLTAGE SYSTEMS | Jane - LED Tape | Under Cabinet Lighting | White | 15 | [7 empty] | 1 | No | 1000 | 2700 | 90 | 22 | 24 | 19 - Integrated | LED - Array |  | 10 | 100 | LED | 22 | 22 | 50000 | 0 | [12 empty] | 50 | 100 | 150 | L:120'' |  |  | 120 | 0 | 0 | [7 empty] | No |  | No | [30 empty] | 0 | 0 | 0 | 1 | 0 | 0 | 1 | 0 | 0 | 0 | 0 | 785652041280 | 12 | 12 | 1 | 0.2 | 0.083 | 250 | Yes | [9 empty] | cETL Damp | JANE100 10FT LED TAPE 2700K-15 | Jane100 10 Feet LED Tape 2700K |  | 98331S-15.jpg | 98331S.jpg
98334S-15 | Jane100 40 Feet LED Tape 3000K | Jane LED Tape is perfect for a wide range of indoor applications where space is limited. Its low-profile design and flexibility allow for discrete installation in spaces like under cabinets, cove ceilings, toe-kicks, in cabinets, or even drawers. | LOW VOLTAGE SYSTEMS | Jane - LED Tape | Under Cabinet Lighting | White | 15 | [7 empty] | 1 | No | 4000 | 3000 | 90 | 88 | 24 | 19 - Integrated | LED - Array |  | 10 | 100 | LED | 88 | 88 | 50000 | 0 | [12 empty] | 200 | 400 | 600 | L:480'' |  |  | 480 | 0 | 0 | [7 empty] | No |  | No | [30 empty] | 0 | 0 | 0 | 1 | 0 | 0 | 1 | 0 | 0 | 0 | 0 | 785652041310 | 12 | 12 | 0.5 | 0.5 | 0.042 | 85 | Yes | [9 empty] | cETL Damp | JANE100 40FT LED TAPE 3000K-15 | Jane100 40 Feet LED Tape 3000K |  | 98334S-15.jpg | 98334S.jpg
9835-12 | Lx MRC11/MR16 Lampholder |  | LOW VOLTAGE SYSTEMS | Lx MRC11 / MR16 Lampholders | Ambiance Lighting Systems | Black | 12 | [5 empty] | 1 G4/GU4/GZ4 MRC11 20w 12v |  | 1 | No | [14 empty] | 0 | [12 empty] | 10.8 | 21.6 | 32.4 | L:1 3/16'' W:2'' H:2 1/4'' |  |  | 1.1875 | 2 | 2.25 | [7 empty] | No |  | No | [30 empty] | 0 | 0 | 0 | 0 | 0 | 0 | 0 | 1 | 0 | 0 | 0 | 785652983528 | 4 | 3 | 1.25 | 0.05 | 0.009 | 100 | Yes | 10 | 10785652983525 | 5.5 | 5.5 | 4.75 | 0.75 | 0.083 | Yes | UL Damp | cUL Damp | Accent Ambiance-Spot Single Light Black Finish | MRC11 / MR16 Lampholder | Can be used with led as long as transformers minimum load requirements are met or when used with 60W zero load, electronic transformer 96223S | 9835-12.jpg | 9835.jpg
9835-15 | Lx MRC11/MR16 Lampholder |  | LOW VOLTAGE SYSTEMS | Lx MRC11 / MR16 Lampholders | Ambiance Lighting Systems | White | 15 | [5 empty] | 1 G4/GU4/GZ4 MRC11 20w 12v |  | 1 | No | [14 empty] | 0 | [12 empty] | 10.8 | 21.6 | 32.4 | L:1 3/16'' W:2'' H:2 1/4'' |  |  | 1.1875 | 2 | 2.25 | [7 empty] | No |  | No | [30 empty] | 0 | 0 | 0 | 0 | 0 | 0 | 0 | 1 | 0 | 0 | 0 | 785652983559 | 4 | 3.18 | 1.5 | 0.05 | 0.011 | 100 | Yes | 10 | 10785652983556 | 5.5 | 5.38 | 4.5 | 0.75 | 0.077 | Yes | UL Damp | cUL Damp | Accent Ambiance-Spot Single Light White Finish | MRC11 / MR16 Lampholder | Can be used with led as long as transformers minimum load requirements are met or when used with 60W zero load, electronic transformer 96223S | 9835-15.jpg | 9835.jpg
98374-12 | Barn Light Extra Large Cage | The classic Barn Lights are hand crafted in aluminum and coated in a Galvanized or Blacksmith finish. Ideal for large or heavily trafficked outdoor areas that need plenty of downward directed light. The oversized Barn Lights make great accents to any commercial lighting plan or residential garage entry, shed, or patio. To customize your look, a 6" extender is included with every fixture. Also available as Dark Sky with four size options to choose from. | ACCESSORY | Barn Light | Accessories | Black | 12 | [7 empty] | 0 | No | [14 empty] | 0 | [12 empty] | 24.5 | 49 | 73.5 | D:16 3/8'' H:3 1/2'' |  | 16.375 |  |  | 3.5 | Screw(s) | [6 empty] | No |  | No | [30 empty] | 0 | 0 | 0 | 0 | 0 | 0 | 0 | 0 | 0 | 0 | 0 | 785652078897 | 16.75 | 16.25 | 4.2 | 1.6 | 0.662 | 250 | Yes | 10 | 10785652078894 | [7 empty] | cETL Wet | BARN LIGHT XL CAGE-12 | Barn Light Extra Large Cage |  | 98374-12.jpg | 98374.jpg
98374-57 | Barn Light Extra Large Cage | The classic Barn Lights are hand crafted in aluminum and coated in a Galvanized or Blacksmith finish. Ideal for large or heavily trafficked outdoor areas that need plenty of downward directed light. The oversized Barn Lights make great accents to any commercial lighting plan or residential garage entry, shed, or patio. To customize your look, a 6" extender is included with every fixture. Also available as Dark Sky with four size options to choose from. | ACCESSORY | Barn Light | Accessories | Weathered Pewter | 57 | [7 empty] | 0 | No | [14 empty] | 0 | [12 empty] | 24.5 | 49 | 73.5 | D:16 3/8'' H:3 1/2'' |  | 16.375 |  |  | 3.5 | Screw(s) | [6 empty] | No |  | No | [30 empty] | 0 | 0 | 0 | 0 | 0 | 0 | 0 | 0 | 0 | 0 | 0 | 785652078903 | 16.75 | 16.5 | 4.5 | 1.7 | 0.72 | 250 | Yes | 10 | 10785652078900 | [7 empty] | cETL Wet | BARN LIGHT XL CAGE-57 | Barn Light Extra Large Cage |  | 98374-57.jpg | 98374.jpg
98374-71 | Barn Light Extra Large Cage | The classic Barn Lights are hand crafted in aluminum and coated in a Galvanized or Blacksmith finish. Ideal for large or heavily trafficked outdoor areas that need plenty of downward directed light. The oversized Barn Lights make great accents to any commercial lighting plan or residential garage entry, shed, or patio. To customize your look, a 6" extender is included with every fixture. Also available as Dark Sky with four size options to choose from. | ACCESSORY | Barn Light | Accessories | Antique Bronze | 71 | [7 empty] | 0 | No | [14 empty] | 0 | [12 empty] | 24.5 | 49 | 73.5 | D:16 3/8'' H:3 1/2'' |  | 16.375 |  |  | 3.5 | Screw(s) | [6 empty] | No |  | No | [30 empty] | 0 | 0 | 0 | 0 | 0 | 0 | 0 | 0 | 0 | 0 | 0 | 785652078910 | 16.75 | 16.25 | 4.25 | 1.6 | 0.669 | 250 | Yes | 10 | 10785652078917 | [7 empty] | cETL Wet | BARN LIGHT XL CAGE-71 | Barn Light Extra Large Cage |  | 98374-71.jpg | 98374.jpg
98431S-12 | 24V 6" Cove LED Module 2700K 20Â° Beam |  | LOW VOLTAGE SYSTEMS | Lx Apse LED Cove Lighting | Ambiance Lighting Systems | Black | 12 | [7 empty] | 0 | No | 200 | 2700 | 90 | 4.3 | 24 |  |  | 20 | 10 | 100 | LED | 4.3 | 4.3 | 50000 | 0 | [12 empty] | 26 | 52 | 78 | L:6 9/16'' W:1 5/16'' H:1 1/32'' |  |  | 6.5625 | 1.3125 | 1.0312 | [7 empty] | No |  | No | [30 empty] | 0 | 0 | 0 | 0 | 0 | 0 | 1 | 0 | 0 | 0 | 0 | 785652275586 | 7.25 | 1.75 | 1.5 | 0.3 | 0.011 | 65 | Yes | 6 | 10785652275583 | 9.5 | 8.25 | 2.25 | 2.2 | 0.102 | Yes |  |  | 6in LED Cove 2700K 20Â° Beam-Black |  |  | 98431S-12.jpg | 98431S.jpg
98431S-15 | 24V 6" Cove LED Module 2700K 20Â° Beam |  | LOW VOLTAGE SYSTEMS | Lx Apse LED Cove Lighting | Ambiance Lighting Systems | White | 15 | [7 empty] | 0 | No | 200 | 2700 | 90 | 4.3 | 24 |  |  | 20 | 10 | 100 | LED | 4.3 | 4.3 | 50000 | 0 | [12 empty] | 26 | 52 | 78 | L:6 9/16'' W:1 5/16'' H:1 1/32'' |  |  | 6.5625 | 1.3125 | 1.0312 | [7 empty] | No |  | No | [30 empty] | 0 | 0 | 0 | 0 | 0 | 0 | 1 | 0 | 0 | 0 | 0 | 785652275593 | 7.25 | 1.75 | 1.5 | 0.3 | 0.011 | 65 | Yes | 6 | 10785652275590 | 9.75 | 8 | 2.25 | 2.2 | 0.102 | Yes |  |  | 6in LED Cove 2700K 20Â° Beam-White |  |  | 98431S-15.jpg | 98431S.jpg
98432S-12 | 24V 12" Cove LED Module 2700K 20Â° Beam |  | LOW VOLTAGE SYSTEMS | Lx Apse LED Cove Lighting | Ambiance Lighting Systems | Black | 12 | [7 empty] | 0 | No | 400 | 2700 | 90 | 8.1 | 24 |  |  | 20 | 10 | 100 | LED | 8.1 | 8.1 | 50000 | 0 | [12 empty] | 41 | 82 | 123 | L:12 9/16'' W:1 5/16'' H:1 1/32'' |  |  | 12.5625 | 1.3125 | 1.0312 | [7 empty] | No |  | No | [30 empty] | 0 | 0 | 0 | 0 | 0 | 0 | 1 | 0 | 0 | 0 | 0 | 785652275609 | 13.25 | 1.75 | 1.5 | 0.6 | 0.02 | 65 | Yes | 6 | 10785652275606 | 14.5 | 7.75 | 2.25 | 4 | 0.146 | Yes |  |  | 12in LED Cove 2700K 20Â° Beam-Black |  |  | 98432S-12.jpg | 98432S.jpg
98432S-15 | 24V 12" Cove LED Module 2700K 20Â° Beam |  | LOW VOLTAGE SYSTEMS | Lx Apse LED Cove Lighting | Ambiance Lighting Systems | White | 15 | [7 empty] | 0 | No | 400 | 2700 | 90 | 8.1 | 24 |  |  | 20 | 10 | 100 | LED | 8.1 | 8.1 | 50000 | 0 | [12 empty] | 41 | 82 | 123 | L:12 9/16'' W:1 5/16'' H:1 1/32'' |  |  | 12.5625 | 1.3125 | 1.0312 | [7 empty] | No |  | No | [30 empty] | 0 | 0 | 0 | 0 | 0 | 0 | 1 | 0 | 0 | 0 | 0 | 785652275616 | 13.25 | 1.75 | 1.5 | 0.6 | 0.02 | 65 | Yes | 6 | 10785652275613 | 14.5 | 7.75 | 2.25 | 4 | 0.146 | Yes |  |  | 12in LED Cove 2700K 20Â° Beam-White |  |  | 98432S-15.jpg | 98432S.jpg
98436S-12 | 24V 6" Cove LED Module 3000K 20Â° Beam |  | LOW VOLTAGE SYSTEMS | Lx Apse LED Cove Lighting | Ambiance Lighting Systems | Black | 12 | [7 empty] | 0 | No | 200 | 3000 | 90 | 4.3 | 24 |  |  | 20 | 10 | 100 | LED | 4.3 | 4.3 | 50000 | 0 | [12 empty] | 26 | 52 | 78 | L:6 9/16'' W:1 5/16'' H:1 1/32'' |  |  | 6.5625 | 1.3125 | 1.0312 | [7 empty] | No |  | No | [30 empty] | 0 | 0 | 0 | 0 | 0 | 0 | 1 | 0 | 0 | 0 | 0 | 785652275623 | 7.25 | 1.75 | 1.5 | 0.3 | 0.011 | 65 | Yes | 6 | 10785652275620 | 9.5 | 8.25 | 2.25 | 2.2 | 0.102 | Yes |  |  | 6in LED Cove 3000K 20Â° Beam-Black |  |  | 98436S-12.jpg | 98436S.jpg
98436S-15 | 24V 6" Cove LED Module 3000K 20Â° Beam |  | LOW VOLTAGE SYSTEMS | Lx Apse LED Cove Lighting | Ambiance Lighting Systems | White | 15 | [7 empty] | 0 | No | 200 | 3000 | 90 | 4.3 | 24 |  |  | 20 | 10 | 100 | LED | 4.3 | 4.3 | 50000 | 0 | [12 empty] | 26 | 52 | 78 | L:6 9/16'' W:1 5/16'' H:1 1/32'' |  |  | 6.5625 | 1.3125 | 1.0312 | [7 empty] | No |  | No | [30 empty] | 0 | 0 | 0 | 0 | 0 | 0 | 1 | 0 | 0 | 0 | 0 | 785652275630 | 7.25 | 1.75 | 1.5 | 0.3 | 0.011 | 65 | Yes | 6 | 10785652275637 | 9.5 | 8.25 | 2.25 | 2.2 | 0.102 | Yes |  |  | 6in LED Cove 3000K 20Â° Beam-White |  |  | 98436S-15.jpg | 98436S.jpg
98437S-12 | 24V 12" Cove LED Module 3000K 20Â° Beam |  | LOW VOLTAGE SYSTEMS | Lx Apse LED Cove Lighting | Ambiance Lighting Systems | Black | 12 | [7 empty] | 0 | No | 400 | 3000 | 90 | 8.1 | 24 |  |  | 20 | 10 | 100 | LED | 8.1 | 8.1 | 50000 | 0 | [12 empty] | 41 | 82 | 123 | L:12 9/16'' W:1 5/16'' H:1 1/32'' |  |  | 12.5625 | 1.3125 | 1.0312 | [7 empty] | No |  | No | [30 empty] | 0 | 0 | 0 | 0 | 0 | 0 | 1 | 0 | 0 | 0 | 0 | 785652275647 | 13.25 | 1 | 1.75 | 0.6 | 0.013 | 60 | Yes | 6 | 10785652275644 | 14.25 | 9.75 | 2.25 | 4 | 0.181 | Yes |  |  | 12in LED Cove 3000K 20Â° Beam-Black |  |  | 98437S-12.jpg | 98437S.jpg
98437S-15 | 24V 12" Cove LED Module 3000K 20Â° Beam |  | LOW VOLTAGE SYSTEMS | Lx Apse LED Cove Lighting | Ambiance Lighting Systems | White | 15 | [7 empty] | 0 | No | 400 | 3000 | 90 | 8.1 | 24 |  |  | 20 | 10 | 100 | LED | 8.1 | 8.1 | 50000 | 0 | [12 empty] | 41 | 82 | 123 | L:12 9/16'' W:1 5/16'' H:1 1/32'' |  |  | 12.5625 | 1.3125 | 1.0312 | [7 empty] | No |  | No | [30 empty] | 0 | 0 | 0 | 0 | 0 | 0 | 1 | 0 | 0 | 0 | 0 | 785652275654 | 13.25 | 1.75 | 1.5 | 0.6 | 0.02 | 65 | Yes | 6 | 10785652275651 | 14.5 | 9.75 | 2.25 | 4 | 0.184 | Yes |  |  | 12in LED Cove 3000K 20Â° Beam-White |  |  | 98437S-15.jpg | 98437S.jpg
98461S-12 | 24V 6" Cove LED Module 2700K 60Â° Beam |  | LOW VOLTAGE SYSTEMS | Lx Apse LED Cove Lighting | Ambiance Lighting Systems | Black | 12 | [7 empty] | 0 | No | 300 | 2700 | 90 | 4.3 | 24 |  |  | 60 | 10 | 100 | LED | 4.3 | 4.3 | 50000 | 0 | [12 empty] | 26 | 52 | 78 | L:6 9/16'' W:1 5/16'' H:1 1/32'' |  |  | 6.5625 | 1.3125 | 1.0312 | [7 empty] | No |  | No | [30 empty] | 0 | 0 | 0 | 0 | 0 | 0 | 1 | 0 | 0 | 0 | 0 | 785652275661 | 7.25 | 1.75 | 1.5 | 0.4 | 0.011 | 60 | Yes | 6 | 10785652275668 | 9.75 | 8.5 | 2.25 | 2.3 | 0.108 | Yes |  |  | 6in LED Cove 2700K 60Â° Beam-Black |  |  | 98461S-12.jpg | 98461S.jpg
98461S-15 | 24V 6" Cove LED Module 2700K 60Â° Beam |  | LOW VOLTAGE SYSTEMS | Lx Apse LED Cove Lighting | Ambiance Lighting Systems | White | 15 | [7 empty] | 0 | No | 200 | 2700 | 90 | 4.3 | 24 |  |  | 60 | 10 | 100 | LED | 4.3 | 4.3 | 50000 | 0 | [12 empty] | 26 | 52 | 78 | L:6 9/16'' W:1 5/16'' H:1 1/32'' |  |  | 6.5625 | 1.3125 | 1.0312 | [7 empty] | No |  | No | [30 empty] | 0 | 0 | 0 | 1 | 0 | 0 | 1 | 0 | 0 | 0 | 0 | 785652272844 | 7.25 | 1.75 | 1.5 | 0.4 | 0.011 | 60 | Yes | 6 | 10785652272841 | 9.75 | 8.25 | 2.25 | 2.3 | 0.105 | Yes |  |  | 6in LED Cove 2700K 60Â° Beam-White |  |  | 98461S-15.jpg | 98461S.jpg
98462S-12 | 24V 12" Cove LED Module 2700K 60Â° Beam |  | LOW VOLTAGE SYSTEMS | Lx Apse LED Cove Lighting | Ambiance Lighting Systems | Black | 12 | [7 empty] | 0 | No | 400 | 2700 | 90 | 8.1 | 24 |  |  | 60 | 10 | 100 | LED | 8.1 | 8.1 | 50000 | 0 | [12 empty] | 41 | 82 | 123 | L:12 9/16'' W:1 5/16'' H:1 1/32'' |  |  | 12.5625 | 1.3125 | 1.0312 | [7 empty] | No |  | No | [30 empty] | 0 | 0 | 0 | 0 | 0 | 0 | 1 | 0 | 0 | 0 | 0 | 785652275678 | 13.25 | 1.75 | 1.5 | 0.6 | 0.02 | 65 | Yes | 6 | 10785652275675 | 14.5 | 9.75 | 2.25 | 4.1 | 0.184 | Yes |  |  | 12in LED Cove 2700K 60Â° Beam-Black |  |  | 98462S-12.jpg | 98462S.jpg
98462S-15 | 24V 12" Cove LED Module 2700K 60Â° Beam |  | LOW VOLTAGE SYSTEMS | Lx Apse LED Cove Lighting | Ambiance Lighting Systems | White | 15 | [7 empty] | 0 | No | 400 | 2700 | 90 | 8.1 | 24 |  |  | 60 | 10 | 100 | LED | 8.1 | 8.1 | 50000 | 0 | [12 empty] | 41 | 82 | 123 | L:12 9/16'' W:1 5/16'' H:1 1/32'' |  |  | 12.5625 | 1.3125 | 1.0312 | [7 empty] | No |  | No | [30 empty] | 0 | 0 | 0 | 1 | 0 | 0 | 1 | 0 | 0 | 0 | 0 | 785652272868 | 13.25 | 1.75 | 1.5 | 0.6 | 0.02 | 65 | Yes | 6 | 10785652272865 | 14.5 | 9.75 | 2.25 | 4.1 | 0.184 | Yes |  |  | 12in LED Cove 2700K 60Â° Beam-White |  |  | 98462S-15.jpg | 98462S.jpg
98466S-12 | 24V 6" Cove LED Module 3000K 60Â° Beam |  | LOW VOLTAGE SYSTEMS | Lx Apse LED Cove Lighting | Ambiance Lighting Systems | Black | 12 | [7 empty] | 0 | No | 200 | 3000 | 90 | 4.3 | 24 |  |  | 60 | 10 | 100 | LED | 4.3 | 4.3 | 50000 | 0 | [12 empty] | 26 | 52 | 78 | L:6 9/16'' W:1 5/16'' H:1 1/32'' |  |  | 6.5625 | 1.3125 | 1.0312 | [7 empty] | No |  | No | [30 empty] | 0 | 0 | 0 | 0 | 0 | 0 | 1 | 0 | 0 | 0 | 0 | 785652275685 | 7.25 | 1.75 | 1.5 | 0.4 | 0.011 | 60 | Yes | 6 | 10785652275682 | 9.5 | 8.25 | 2.25 | 2.3 | 0.102 | Yes |  |  | 6in LED Cove 3000K 60Â° Beam-Black |  |  | 98466S-12.jpg | 98466S.jpg
98466S-15 | 24V 6" Cove LED Module 3000K 60Â° Beam |  | LOW VOLTAGE SYSTEMS | Lx Apse LED Cove Lighting | Ambiance Lighting Systems | White | 15 | [7 empty] | 0 | No | 200 | 3000 | 90 | 4.3 | 24 |  |  | 60 | 10 | 100 | LED | 4.3 | 4.3 | 50000 | 0 | [12 empty] | 26 | 52 | 78 | L:6 9/16'' W:1 5/16'' H:1 1/32'' |  |  | 6.5625 | 1.3125 | 1.0312 | [7 empty] | No |  | No | [30 empty] | 0 | 0 | 0 | 0 | 0 | 0 | 1 | 0 | 0 | 0 | 0 | 785652272929 | 7.25 | 1.75 | 1.5 | 0.4 | 0.011 | 60 | Yes | 6 | 10785652272926 | 9.5 | 8.25 | 2.25 | 2.3 | 0.102 | Yes |  |  | 6in LED Cove 3000K 60Â° Beam-White |  |  | 98466S-15.jpg | 98466S.jpg
98467S-12 | 24V 12" Cove LED Module 3000K 60Â° Beam |  | LOW VOLTAGE SYSTEMS | Lx Apse LED Cove Lighting | Ambiance Lighting Systems | Black | 12 | [7 empty] | 0 | No | 400 | 3000 | 90 | 8.1 | 24 |  |  | 60 | 10 | 100 | LED | 8.1 | 8.1 | 50000 | 0 | [12 empty] | 41 | 82 | 123 | L:12 9/16'' W:1 5/16'' H:1 1/32'' |  |  | 12.5625 | 1.3125 | 1.0312 | [7 empty] | No |  | No | [30 empty] | 0 | 0 | 0 | 0 | 0 | 0 | 1 | 0 | 0 | 0 | 0 | 785652275692 | 13.25 | 1.75 | 1.5 | 0.6 | 0.02 | 65 | Yes | 6 | 10785652275699 | 14.5 | 9.75 | 2.25 | 4.1 | 0.184 | Yes |  |  | 12in LED Cove 3000K 60Â° Beam-Black |  |  | 98467S-12.jpg | 98467S.jpg
98467S-15 | 24V 12" Cove LED Module 3000K 60Â° Beam |  | LOW VOLTAGE SYSTEMS | Lx Apse LED Cove Lighting | Ambiance Lighting Systems | White | 15 | [7 empty] | 0 | No | 400 | 3000 | 90 | 8.1 | 24 |  |  | 60 | 10 | 100 | LED | 8.1 | 8.1 | 50000 | 0 | [12 empty] | 41 | 82 | 123 | L:12 9/16'' W:1 5/16'' H:1 1/32'' |  |  | 12.5625 | 1.3125 | 1.0312 | [7 empty] | No |  | No | [30 empty] | 0 | 0 | 0 | 0 | 0 | 0 | 1 | 0 | 0 | 0 | 0 | 785652272943 | 13.25 | 1.75 | 1.5 | 0.6 | 0.02 | 65 | Yes | 6 | 10785652272940 | 14.5 | 9.75 | 2.25 | 4.1 | 0.184 | Yes |  |  | 12in LED Cove 3000K 60Â° Beam-White |  |  | 98467S-15.jpg | 98467S.jpg
9858-12 | Xenon Disk 40 Degree Beam |  | UNDER CABINET | Xenon Disks | Under Cabinet Lighting | Black | 12 | [5 empty] | 1 Wedge T5 18w 12v |  | 1 | No | [7 empty] | 40 | [6 empty] | 3 | [12 empty] | 9.75 | 19.5 | 29.25 | D:3 1/8'' H:7/8'' |  | 3.125 |  |  | 0.875 | Dual Mount | [6 empty] | No |  | No | [25 empty] | 80 | Black |  |  |  | 0 | 0 | 0 | 0 | 0 | 0 | 0 | 0 | 0 | 0 | 0 | 785652985812 | 5.5 | 5.5 | 1.25 | 0.25 | 0.022 | 93 | Yes | 100 | 10785652985819 | 30.5 | 12.5 | 12.25 | 25 | 2.703 | Yes |  | cETL Damp | Ambiance Single Disk Light Black Finish | Task Disk Light |  | 9858-12.jpg | 9858.jpg
9858-171 | Xenon Disk 40 Degree Beam |  | UNDER CABINET | Xenon Disks | Under Cabinet Lighting | Painted Antique Bronze | 171 | [5 empty] | 1 Wedge T5 18w 12v |  | 1 | No | [7 empty] | 40 | [6 empty] | 3 | [12 empty] | 9.75 | 19.5 | 29.25 | D:3 1/8'' H:7/8'' |  | 3.125 |  |  | 0.875 | Dual Mount | [6 empty] | No |  | No | [25 empty] | 80 | Black |  |  |  | 0 | 0 | 0 | 0 | 0 | 0 | 0 | 0 | 0 | 0 | 0 | 785652948442 | 6 | 5 | 1.5 | 0.3 | 0.026 | 93 | Yes | 5 | 10785652948449 | 6 | 6 | 6 | 1.4 | 0.125 | Yes |  | cETL Damp | Single Disk Light Painted Antique Bronze Finish | Task Disk Light | Recessed Extension is 7/32" Surface Mounted extension is 7/8" | 9858-171.jpg | 9858.jpg
9858-962 | Xenon Disk 40 Degree Beam |  | UNDER CABINET | Xenon Disks | Under Cabinet Lighting | Brushed Nickel | 962 | [5 empty] | 1 Wedge T5 18w 12v |  | 1 | No | [7 empty] | 40 | [6 empty] | 3 | [12 empty] | 9.75 | 19.5 | 29.25 | D:3 1/8'' H:7/8'' |  | 3.125 |  |  | 0.875 | Dual Mount | [6 empty] | No |  | No | [25 empty] | 80 | Black |  |  |  | 0 | 0 | 0 | 0 | 0 | 0 | 0 | 0 | 0 | 0 | 0 | 785652948435 | 6 | 5 | 1.5 | 0.3 | 0.026 | 93 | Yes | 5 | 10785652948432 | 6 | 6 | 6 | 1.4 | 0.125 | Yes |  | cETL Damp | Single Disk Light Brushed Nickel Finish | Task Disk Light | Recessed Extension is 7/32" | 9858-962.jpg | 9858.jpg
98593SW-15 | 12" Self-Contained 120V LED 2700K | Ambiance Self-Contained 120V LED Lighting easily conceals under cabinets and in other areas where you need task lighting. They are available in a white finish in both 12 and 18 inch lengths and color temperatures of 2700°K or 3000°K. Their high lumen output is coupled with uniform distribution thanks to a tightly clustered array of 30-45 premium LED chip packages. The on-board power supply is dimmable down to 15% with electronic low voltage (ELV) and standard TRIAC dimmers. Multiple knockouts are provided along with a conduit adapter for easy link-ability and wiring for power. | UNDER CABINET | Self-Contained 120V LED Lighting | Under Cabinet Lighting | White | 15 | [7 empty] | 0 | No | 545 | 2700 | 80 | 8.5 | 120 | [6 empty] | 8.5 | 8.5 | 50000 | 0 | [12 empty] | 65 | 130 | 195 | L:12'' W:3 1/2'' H:1'' |  |  | 12 | 3.5 | 1 | [7 empty] | No |  | No | [29 empty] | Hardwired | 0 | 0 | 0 | 0 | 0 | 0 | 1 | 0 | 0 | 0 | 0 | 785652218736 | 13.25 | 3.8 | 1.5 | 1.3 | 0.044 | 65 | Yes | 10 | 10785652218733 | 14.5 | 13.75 | 4.75 | 13.6 | 0.548 | Yes |  | cETL Damp | 120V 12"L Dimmable LED task light, 2700K CCT, direct wire, white finish | 120V 12"L Dimmable LED task light, 2700K CCT, direct wire, white finish | 30 integrated LEDs Acrylic Diffuser | 98595SW-15.jpg | 98593SW.jpg
98593SW-171 | 12" Self-Contained 120V LED 2700K | Ambiance Self-Contained 120V LED Lighting easily conceals under cabinets and in other areas where you need task lighting. They are available in a white finish in both 12 and 18 inch lengths and color temperatures of 2700°K or 3000°K. Their high lumen output is coupled with uniform distribution thanks to a tightly clustered array of 30-45 premium LED chip packages. The on-board power supply is dimmable down to 15% with electronic low voltage (ELV) and standard TRIAC dimmers. Multiple knockouts are provided along with a conduit adapter for easy link-ability and wiring for power. | UNDER CABINET | Self-Contained 120V LED Lighting | Under Cabinet Lighting | Painted Antique Bronze | 171 | [7 empty] | 0 | No | 545 | 2700 | 80 | 8.5 | 120 | [6 empty] | 8.5 | 8.5 | 50000 | 0 | [12 empty] | 65 | 130 | 195 | L:12'' W:3 1/2'' H:1'' |  |  | 12 | 3.5 | 1 | [7 empty] | No |  | No | [29 empty] | Hardwired | 0 | 0 | 0 | 0 | 0 | 0 | 1 | 0 | 0 | 0 | 0 | 785652238710 | 13.25 | 3.8 | 1.5 | 1.3 | 0.044 | 65 | Yes | 10 | 10785652238717 | 14.5 | 13.75 | 4.75 | 13.6 | 0.548 | Yes |  | cETL Damp | 12" Self-Contained 120V LED 2700K | 120V 12"L Dimmable LED task light, 2700K CCT, direct wire, antique bronze finish |  | 98593SW-171.jpg | 98593SW.jpg
98594SW-15 | 18" Self-Contained 120V LED 2700K | Ambiance Self-Contained 120V LED Lighting easily conceals under cabinets and in other areas where you need task lighting. They are available in a white finish in both 12 and 18 inch lengths and color temperatures of 2700°K or 3000°K. Their high lumen output is coupled with uniform distribution thanks to a tightly clustered array of 30-45 premium LED chip packages. The on-board power supply is dimmable down to 15% with electronic low voltage (ELV) and standard TRIAC dimmers. Multiple knockouts are provided along with a conduit adapter for easy link-ability and wiring for power. | UNDER CABINET | Self-Contained 120V LED Lighting | Under Cabinet Lighting | White | 15 | [7 empty] | 0 | No | 817 | 2700 | 80 | 12.75 | 120 | [6 empty] | 12.75 | 12.75 | 50000 | 0 | [12 empty] | 83 | 166 | 249 | L:18'' W:3 1/2'' H:1'' |  |  | 18 | 3.5 | 1 | [7 empty] | No |  | No | [29 empty] | Hardwired | 0 | 0 | 0 | 0 | 0 | 0 | 1 | 0 | 0 | 0 | 0 | 785652218767 | 19.25 | 3.8 | 1.5 | 1.8 | 0.063 | 65 | Yes | 10 | 10785652218764 | 20 | 15 | 4.75 | 19.1 | 0.825 | Yes |  | cETL Damp | 120V 18"L Dimmable LED task light 2700K CCT, direct wire, white finish | 120V 18"L Dimmable LED task light 2700K CCT, direct wire, white finish | 45 integrated LEDs Acrylic Diffuser | 98595SW-15.jpg | 98594SW.jpg
98594SW-171 | 18" Self-Contained 120V LED 2700K | Ambiance Self-Contained 120V LED Lighting easily conceals under cabinets and in other areas where you need task lighting. They are available in a white finish in both 12 and 18 inch lengths and color temperatures of 2700°K or 3000°K. Their high lumen output is coupled with uniform distribution thanks to a tightly clustered array of 30-45 premium LED chip packages. The on-board power supply is dimmable down to 15% with electronic low voltage (ELV) and standard TRIAC dimmers. Multiple knockouts are provided along with a conduit adapter for easy link-ability and wiring for power. | UNDER CABINET | Self-Contained 120V LED Lighting | Under Cabinet Lighting | Painted Antique Bronze | 171 | [7 empty] | 0 | No | 817 | 2700 | 80 | 12.75 | 120 | [6 empty] | 12.75 | 12.75 | 50000 | 0 | [12 empty] | 83 | 166 | 249 | L:18'' W:3 1/2'' H:1'' |  |  | 18 | 3.5 | 1 | [7 empty] | No |  | No | [29 empty] | Hardwired | 0 | 0 | 0 | 0 | 0 | 0 | 1 | 0 | 0 | 0 | 0 | 785652238734 | 19.25 | 3.8 | 1.5 | 1.8 | 0.063 | 65 | Yes | 10 | 10785652238731 | 20 | 15 | 4.75 | 19.1 | 0.825 | Yes |  | cETL Damp | 18" Self Contained 120V LED 2700K | 120V 18"L Dimmable LED task light 2700K CCT, direct wire, antique bronze finish |  | 98594SW-171.jpg | 98594SW.jpg
98595SW-15 | 12" Self-Contained 120V LED 3000K | Ambiance Self-Contained 120V LED Lighting easily conceals under cabinets and in other areas where you need task lighting. They are available in a white finish in both 12 and 18 inch lengths and color temperatures of 2700°K or 3000°K. Their high lumen output is coupled with uniform distribution thanks to a tightly clustered array of 30-45 premium LED chip packages. The on-board power supply is dimmable down to 15% with electronic low voltage (ELV) and standard TRIAC dimmers. Multiple knockouts are provided along with a conduit adapter for easy link-ability and wiring for power. | UNDER CABINET | Self-Contained 120V LED Lighting | Under Cabinet Lighting | White | 15 | [7 empty] | 0 | No | 545 | 3000 | 80 | 8.5 | 120 | [6 empty] | 8.5 | 8.5 | 50000 | 0 | [12 empty] | 65 | 130 | 195 | L:12'' W:3 1/2'' H:1'' |  |  | 12 | 3.5 | 1 | [7 empty] | No |  | No | [29 empty] | Hardwired | 0 | 0 | 0 | 0 | 0 | 0 | 1 | 0 | 0 | 0 | 0 | 785652212147 | 13.25 | 3.8 | 1.5 | 1.3 | 0.044 | 65 | Yes | 10 | 10785652212144 | 14.5 | 13.75 | 4.75 | 13.6 | 0.548 | Yes |  | cETL Damp | 120V 12"L Dimmable LED task light, direct wire, white finish | 120V 12"L Dimmable LED task light, direct wire, white finish | 30 integrated LEDs Acrylic Diffuser | 98595SW-15.jpg | 98595SW.jpg
98595SW-171 | 12" Self-Contained 120V LED 3000K | Ambiance Self-Contained 120V LED Lighting easily conceals under cabinets and in other areas where you need task lighting. They are available in a white finish in both 12 and 18 inch lengths and color temperatures of 2700°K or 3000°K. Their high lumen output is coupled with uniform distribution thanks to a tightly clustered array of 30-45 premium LED chip packages. The on-board power supply is dimmable down to 15% with electronic low voltage (ELV) and standard TRIAC dimmers. Multiple knockouts are provided along with a conduit adapter for easy link-ability and wiring for power. | UNDER CABINET | Self-Contained 120V LED Lighting | Under Cabinet Lighting | Painted Antique Bronze | 171 | [7 empty] | 0 | No | 545 | 3000 | 80 | 8.5 | 120 | [6 empty] | 8.5 | 8.5 | 50000 | 0 | [12 empty] | 65 | 130 | 195 | L:12'' W:3 1/2'' H:1'' |  |  | 12 | 3.5 | 1 | [7 empty] | No |  | No | [29 empty] | Hardwired | 0 | 0 | 0 | 0 | 0 | 0 | 1 | 0 | 0 | 0 | 0 | 785652238758 | 13.25 | 3.8 | 1.5 | 1.3 | 0.044 | 65 | Yes | 10 | 10785652238755 | 14.5 | 13.75 | 4.75 | 13.6 | 0.548 | Yes |  | cETL Damp | 12" Self-Contained 120V LED 3000K | 120V 12"L Dimmable LED task light, direct wire, antique bronze finish |  | 98595SW-171.jpg | 98595SW.jpg
98596SW-15 | 18" Self-Contained 120V LED 3000K | Ambiance Self-Contained 120V LED Lighting easily conceals under cabinets and in other areas where you need task lighting. They are available in a white finish in both 12 and 18 inch lengths and color temperatures of 2700°K or 3000°K. Their high lumen output is coupled with uniform distribution thanks to a tightly clustered array of 30-45 premium LED chip packages. The on-board power supply is dimmable down to 15% with electronic low voltage (ELV) and standard TRIAC dimmers. Multiple knockouts are provided along with a conduit adapter for easy link-ability and wiring for power. | UNDER CABINET | Self-Contained 120V LED Lighting | Under Cabinet Lighting | White | 15 | [7 empty] | 0 | No | 817 | 3000 | 80 | 12.75 | 120 | [6 empty] | 12.75 | 12.75 | 50000 | 0 | [12 empty] | 83 | 166 | 249 | L:18'' W:3 1/2'' H:1'' |  |  | 18 | 3.5 | 1 | [7 empty] | No |  | No | [29 empty] | Hardwired | 0 | 0 | 0 | 0 | 0 | 0 | 1 | 0 | 0 | 0 | 0 | 785652212178 | 19.25 | 3.8 | 1.5 | 1.8 | 0.063 | 65 | Yes | 10 | 10785652212175 | 20 | 15 | 4.75 | 19.1 | 0.825 | Yes |  | cETL Damp | 120V 18"L Dimmable LED task light, direct wire, white finish | 120V 18"L Dimmable LED task light, direct wire, white finish | 45 integrated LEDs Acrylic Diffuser | 98595SW-15.jpg | 98596SW.jpg
98596SW-171 | 18" Self-Contained 120V LED 3000K | Ambiance Self-Contained 120V LED Lighting easily conceals under cabinets and in other areas where you need task lighting. They are available in a white finish in both 12 and 18 inch lengths and color temperatures of 2700°K or 3000°K. Their high lumen output is coupled with uniform distribution thanks to a tightly clustered array of 30-45 premium LED chip packages. The on-board power supply is dimmable down to 15% with electronic low voltage (ELV) and standard TRIAC dimmers. Multiple knockouts are provided along with a conduit adapter for easy link-ability and wiring for power. | UNDER CABINET | Self-Contained 120V LED Lighting | Under Cabinet Lighting | Painted Antique Bronze | 171 | [7 empty] | 0 | No | 817 | 3000 | 80 | 12.75 | 120 | [6 empty] | 12.75 | 12.75 | 50000 | 0 | [12 empty] | 83 | 166 | 249 | L:18'' W:3 1/2'' H:1'' |  |  | 18 | 3.5 | 1 | [7 empty] | No |  | No | [29 empty] | Hardwired | 0 | 0 | 0 | 0 | 0 | 0 | 1 | 0 | 0 | 0 | 0 | 785652238772 | 19.25 | 3.8 | 1.5 | 1.8 | 0.063 | 65 | Yes | 10 | 10785652238779 | 20 | 15 | 4.75 | 19.1 | 0.825 | Yes |  | cETL Damp | 18" Self-Contained 120V LED 3000K | 120V 18"L Dimmable LED task light, direct wire, antique bronze finish |  | 98596SW-171.jpg | 98596SW.jpg
98600SW-15 | 7" Self-Contained 24V DC LED 3000K |  | UNDER CABINET | Self-Contained 24V DC LED | Under Cabinet Lighting | White | 15 |  |  |  |  | Frosted Acrylic |  |  | 0 | No | 180 | 3000 | 85 | 4.5 | 24 | [6 empty] | 5.2 | 4.5 | 40000 | 0 | [12 empty] | 53.56 | 107.12 | 160.68 | L:7'' W:3'' H:9/16'' |  |  | 7 | 3 | 0.5625 | Screw(s) | [6 empty] | No |  | No | [28 empty] | On/Off Switch |  | 0 | 0 | 0 | 0 | 0 | 0 | 1 | 0 | 0 | 0 | 0 | 785652032578 | 7.5 | 3.25 | 1 | 0.3 | 0.014 | 65 | Yes | 4 | 10785652032575 | 8.5 | 4 | 3.75 | 1.4 | 0.074 | Yes | ETL Damp | cETL Damp | 7" LED Undercabinet, white finish, 3000K | 7" LED Undercabinet, white finish, 3000K | "Aluminum Extruded Housing On/Off Dimming Switch" CCT: 3000K CRI: 85 | 98600SW-15.jpg | 98600SW.jpg
98600SW-986 | 7" Self-Contained 24V DC LED 3000K |  | UNDER CABINET | Self-Contained 24V DC LED | Under Cabinet Lighting | Tinted Aluminum | 986 |  |  |  |  | Frosted Acrylic |  |  | 0 | No | 180 | 3000 | 85 | 4.5 | 24 | [6 empty] | 5.2 | 4.5 | 40000 | 0 | [12 empty] | 53.56 | 107.12 | 160.68 | L:7'' W:3'' H:9/16'' |  |  | 7 | 3 | 0.5625 | Screw(s) | [6 empty] | No |  | No | [28 empty] | On/Off Switch |  | 0 | 0 | 0 | 0 | 0 | 0 | 1 | 0 | 0 | 0 | 0 | 785652035548 | 7.5 | 3.25 | 1 | 0.3 | 0.014 | 65 | Yes | 4 | 10785652035545 | 8.5 | 4 | 3.75 | 1.4 | 0.074 | Yes | ETL Damp | cETL Damp | 7" LED Undercabinet, tinted aluminum finish, 3000K | 7" LED Undercabinet, tinted aluminum finish, 3000K | Aluminum Extruded Housing,Hi/Lo/Off Dimming Switch. Replaces 98600SW-962 | 98600SW-986.jpg | 98600SW.jpg
98601SW-15 | 13" Self-Contained 24V DC LED 3000K |  | UNDER CABINET | Self-Contained 24V DC LED | Under Cabinet Lighting | White | 15 |  |  |  |  | Frosted Acrylic |  |  | 0 | No | 360 | 3000 | 85 | 8 | 24 | [6 empty] | 8.8 | 8 | 40000 | 0 | [12 empty] | 66.95 | 133.9 | 200.85 | L:13'' W:3'' H:9/16'' |  |  | 13 | 3 | 0.5625 | Screw(s) | [6 empty] | No |  | No | [28 empty] | On/Off Switch |  | 0 | 0 | 0 | 0 | 0 | 0 | 1 | 0 | 0 | 0 | 0 | 785652032608 | 13.5 | 3.25 | 1 | 0.6 | 0.025 | 65 | Yes | 4 | 10785652032605 | 14.25 | 4 | 3.75 | 2.5 | 0.124 | Yes | ETL Damp | cETL Damp | 13" LED Undercabinet white finish, 3000K | 13" LED Undercabinet white finish, 3000K | "Aluminum Extruded Housing On/Off Dimming Switch" | 98601SW-15.jpg | 98601SW.jpg
98601SW-986 | 13" Self-Contained 24V DC LED 3000K |  | UNDER CABINET | Self-Contained 24V DC LED | Under Cabinet Lighting | Tinted Aluminum | 986 |  |  |  |  | Frosted Acrylic |  |  | 0 | No | 360 | 3000 | 85 | 8 | 24 | [6 empty] | 8.8 | 8 | 40000 | 0 | [12 empty] | 66.95 | 133.9 | 200.85 | L:13'' W:3'' H:9/16'' |  |  | 13 | 3 | 0.5625 | Screw(s) | [6 empty] | No |  | No | [28 empty] | On/Off Switch |  | 0 | 0 | 0 | 0 | 0 | 0 | 1 | 0 | 0 | 0 | 0 | 785652035555 | 13.5 | 3.25 | 1 | 0.6 | 0.025 | 65 | Yes | 4 | 10785652035552 | 14.25 | 4 | 3.75 | 2.5 | 0.124 | Yes | ETL Damp | cETL Damp | 13" LED Undercabinet, tinted aluminum finish, 3000K | 13" LED Undercabinet, tinted aluminum finish, 3000K | Aluminum Extruded Housing,Hi/Lo/Off Dimming Switch. Replaces 98601SW-962 | 98601SW-986.jpg | 98601SW.jpg
98602SW-15 | 19" Self-Contained 24V DC LED 3000K |  | UNDER CABINET | Self-Contained 24V DC LED | Under Cabinet Lighting | White | 15 |  |  |  |  | Frosted Acrylic |  |  | 0 | No | 550 | 3000 | 85 | 12 | 24 | [6 empty] | 13.9 | 12 | 40000 | 0 | [12 empty] | 99.91 | 199.82 | 299.73 | L:19'' W:3'' H:9/16'' |  |  | 19 | 3 | 0.5625 | Screw(s) | [6 empty] | No |  | No | [28 empty] | On/Off Switch |  | 0 | 0 | 0 | 0 | 0 | 0 | 1 | 0 | 0 | 0 | 0 | 785652032639 | 19.5 | 3.25 | 1 | 0.8 | 0.037 | 65 | Yes | 4 | 10785652032636 | 20.25 | 4 | 3.75 | 3.5 | 0.176 | Yes | ETL Damp | cETL Damp | Undercabinet Task Light - LED in White | 19" LED Undercabinet Warm White | "Aluminum Extruded Housing On/Off Dimming Switch" | 98602SW-15.jpg | 98602SW.jpg
98602SW-787 | 19" Self-Contained 24V DC LED 3000K |  | UNDER CABINET | Self-Contained 24V DC LED | Under Cabinet Lighting | Plated Bronze | 787 |  |  |  |  | Frosted Acrylic |  |  | 0 | No | 550 | 3000 | 85 | 12 | 24 | [6 empty] | 13.9 | 12 | 40000 | 0 | [12 empty] | 99.91 | 199.82 | 299.73 | L:19'' W:3'' H:9/16'' |  |  | 19 | 3 | 0.5625 | Screw(s) | [6 empty] | No |  | No | [28 empty] | On/Off Switch |  | 0 | 0 | 0 | 0 | 0 | 0 | 1 | 0 | 0 | 0 | 0 | 785652032653 | 19.5 | 3.25 | 1 | 0.8 | 0.037 | 65 | Yes | 4 | 10785652032650 | 20.25 | 4 | 3.75 | 3.5 | 0.176 | Yes | ETL Damp | cETL Damp | Undercabinet Task Light - LED in Plated Bronze | LED Undercabinet19" LED Undercabinet Warm White | "Aluminum Extruded Housing On/Off Dimming Switch" | 98602SW-787.jpg | 98602SW.jpg
98602SW-986 | 19" Self-Contained 24V DC LED 3000K |  | UNDER CABINET | Self-Contained 24V DC LED | Under Cabinet Lighting | Tinted Aluminum | 986 |  |  |  |  | Frosted Acrylic |  |  | 0 | No | 550 | 3000 | 85 | 12 | 24 | [6 empty] | 13.9 | 12 | 40000 | 0 | [12 empty] | 99.94 | 199.88 | 299.82 | L:19'' W:3'' H:9/16'' |  |  | 19 | 3 | 0.5625 | Screw(s) | [6 empty] | No |  | No | [28 empty] | On/Off Switch |  | 0 | 0 | 0 | 0 | 0 | 0 | 1 | 0 | 0 | 0 | 0 | 785652035562 | 19.5 | 3.25 | 1 | 0.8 | 0.037 | 65 | Yes | 4 | 10785652035569 | 20.25 | 4 | 3.75 | 3.5 | 0.176 | Yes | ETL Damp | cETL Damp | Undercabinet Task Light - LED in Aluminum Tinted Finish | 19" LED Undercabinet Warm White | Aluminum Extruded Housing,Hi/Lo/Off Dimming Switch. Replaces 98602SW-962 | 98602SW-986.jpg | 98602SW.jpg
98606SW-12 | 12V 1' LED Tape Strip 3000K |  | LOW VOLTAGE SYSTEMS | 12V LED Tape Strips | Ambiance Lighting Systems | Black | 12 | [7 empty] | 0 | No | 150 | 3000 | 85 | 3 | 12 | [6 empty] | 3 | 3 | 50000 | 0 | [12 empty] | 10 | 20 | 30 | L:12'' W:3/8'' H:1/8'' |  |  | 12 | 0.375 | 0.125 | [7 empty] | No |  | No | [30 empty] | 0 | 0 | 0 | 0 | 0 | 0 | 1 | 0 | 0 | 0 | 0 | 785652158742 | 13.78 | 1.5 | 0.75 | 0.1 | 0.009 | 85 | Yes | 10 | 10785652158749 | 14.25 | 4 | 1.75 | 0.8 | 0.058 | Yes |  | cETL Damp | 12V LED strip lighting, 12 inch section, black face, 3000K 85 CRI | 12V LED strip lighting, 12 inch section, black face, 3000K 85 CRI | 12V LED Tape light, 2"L section, 3/8"W x 1/8"H, 12VAC, black face 3000K, 2LEDs, male and female ends, wattage draws is 3 to 3.14 watts per foot | 98606SW-12.jpg | 98605SW.jpg
9862 | Lx Track Mounting Screws |  | LOW VOLTAGE SYSTEMS | Lx Components | Under Cabinet Lighting |  |  | Metal | [6 empty] | 0 | No | [14 empty] | 0 | [12 empty] | 5.1 | 10.2 | 15.3 | L:3/8'' | 0.08 |  | 0.375 | [9 empty] | No |  | No | [30 empty] | 0 | 0 | 0 | 0 | 0 | 0 | 0 | 0 | 0 | 0 | 0 | 785652986208 | 2.75 | 1.75 | 1 | 0.1 | 0.003 | 60 | Yes | 180 | 10785652986205 | 12.5 | 12 | 14 | 16.3 | 1.215 | Yes |  |  | TRACK MOUNTING SCREWS 50 PACK | Lx Track Mounting Screws |  | 9862.jpg | 9862.jpg
98620S-12 | 60w 24V DC LED Hardwire Transformer |  | UNDER CABINET | DC Power Supply and Controls | Ambiance Lighting Systems | Black | 12 | [7 empty] | 0 | No | [14 empty] | 0 | [12 empty] | 45.36 | 90.72 | 136.08 | L:6 3/4'' W:3'' H:1 3/8'' |  |  | 6.75 | 3 | 1.375 | Screw(s) | [6 empty] | No |  | No | [30 empty] | 0 | 0 | 0 | 0 | 0 | 0 | 0 | 0 | 0 | 0 | 0 | 785652032660 | 7.5 | 3.5 | 1.5 | 1.6 | 0.023 | 60 | Yes | 20 | 10785652032667 | 17.5 | 8 | 8 | 32.3 | 0.648 | Yes | UL Damp | cUL Damp | 60w LED Power Supply, black finish input 120/277, output 24VDC | 60w LED Power Supply, black finish input 120/277, output 24VDC | Use with LED task lights 98600SW, 98601SW or 98602SW. Direct wire using the integral wiring compartment Input side. The 24VDC side has a connector port that accepts LED task linking cords. Connect the first LED task light to the power supply with LED linking cords 98627S, 98628S, 98629S or 98630S (sold seperately) | 98620S-12.jpg | 98620S.jpg
98620S-15 | 60w 24V DC LED Hardwire Transformer |  | UNDER CABINET | DC Power Supply and Controls | Ambiance Lighting Systems | White | 15 | [7 empty] | 0 | No | [14 empty] | 0 | [12 empty] | 45.36 | 90.72 | 136.08 | L:6 3/4'' W:3'' H:1 3/8'' |  |  | 6.75 | 3 | 1.375 | Screw(s) | [6 empty] | No |  | No | [30 empty] | 0 | 0 | 0 | 0 | 0 | 0 | 0 | 0 | 0 | 0 | 0 | 785652032677 | 7.5 | 3.5 | 1.5 | 1.6 | 0.023 | 60 | Yes | 20 | 10785652032674 | 17.5 | 8 | 8 | 32.3 | 0.648 | Yes | UL Damp | cUL Damp | 60w LED Power Supply, White finish input 120/277, output 24VDC | 60w LED Power Supply, White finish input 120/277, output 24VDC |  | 98620S-15.jpg | 98620S.jpg
98622S-12 | 24V DC Four-Step Master Dimming Switch |  | UNDER CABINET | DC Power Supply and Controls | Under Cabinet Lighting | Black | 12 | [7 empty] | 0 | No | [14 empty] | 0 | [12 empty] | 26.78 | 53.56 | 80.34 | L:2 7/8'' W:2 3/32'' H:17/32'' |  |  | 2.875 | 2.0938 | 0.53125 | Screw(s) | [6 empty] | No |  | No | [30 empty] | 0 | 0 | 0 | 0 | 0 | 0 | 1 | 0 | 0 | 0 | 0 | 785652032707 | 3.5 | 2.5 | 1.75 | 0.1 | 0.009 | 100 | Yes | 20 | 10785652032704 | 9 | 5.5 | 7.5 | 2.2 | 0.215 | Yes | ETL Damp | cETL Damp | Master 4-Step Dimming Switch - LED Task in Black | Master Dimming Switch - 4-Step |  | 98622S-12.jpg | 98622S.jpg
98622S-15 | 24V DC Four-Step Master Dimming Switch |  | UNDER CABINET | DC Power Supply and Controls | Under Cabinet Lighting | White | 15 | [7 empty] | 0 | No | [14 empty] | 0 | [12 empty] | 26.78 | 53.56 | 80.34 | L:2 7/8'' W:2 3/32'' H:17/32'' |  |  | 2.875 | 2.0938 | 0.53125 | Screw(s) | [6 empty] | No |  | No | [30 empty] | 0 | 0 | 0 | 0 | 0 | 0 | 1 | 0 | 0 | 0 | 0 | 785652032714 | 3.5 | 2.5 | 1.75 | 0.1 | 0.009 | 100 | Yes | 20 | 10785652032711 | 9 | 5.5 | 7.5 | 2.2 | 0.215 | Yes | ETL Damp | cETL Damp | Master 4-Step Dimming Switch - LED Task in White | Master Dimming Switch - 4-Step |  | 98622S-15.jpg | 98622S.jpg
98627S-12 | 6" 24V DC Connector Cord |  | UNDER CABINET | Connectors and Clips | Under Cabinet Lighting | Black | 12 | [7 empty] | 0 | No | [14 empty] | 0 | [12 empty] | 3.2 | 6.4 | 9.6 | L:6'' |  |  | 6 | [9 empty] | No |  | No | [30 empty] | 0 | 0 | 0 | 0 | 0 | 0 | 1 | 0 | 0 | 0 | 0 | 785652039072 | 3 | 2 | 1.75 | 0.01 | 0.006 | 125 | Yes | 6 | 10785652039079 | 5.5 | 4.75 | 4 | 0.4 | 0.06 | Yes |  | cETL Damp | LED Task 6" Connector Cord in Black Finish | 6" Connector Cord |  | 98627S-12.jpg | 98627S.jpg
98627S-15 | 6" 24V DC Connector Cord |  | UNDER CABINET | Connectors and Clips | Under Cabinet Lighting | White | 15 | [7 empty] | 0 | No | [14 empty] | 0 | [12 empty] | 3.2 | 6.4 | 9.6 | L:6'' |  |  | 6 | [9 empty] | No |  | No | [30 empty] | 0 | 0 | 0 | 0 | 0 | 0 | 1 | 0 | 0 | 0 | 0 | 785652039089 | 3 | 2 | 1.75 | 0.01 | 0.006 | 125 | Yes | 6 | 10785652039086 | 5.5 | 4.75 | 4 | 0.4 | 0.06 | Yes |  | cETL Damp | LED Task 6" Connector Cord in White Finish | 6" Connector Cord |  | 98627S-15.jpg | 98627S.jpg
98628S-12 | 12" 24V DC Connector Cord |  | UNDER CABINET | Connectors and Clips | Under Cabinet Lighting | Black | 12 | [7 empty] | 0 | No | [14 empty] | 0 | [12 empty] | 4.3 | 8.6 | 12.9 | L:12'' |  |  | 12 | [9 empty] | No |  | No | [30 empty] | 0 | 0 | 0 | 0 | 0 | 0 | 1 | 0 | 0 | 0 | 0 | 785652039102 | 3 | 2 | 1.75 | 0.01 | 0.006 | 125 | Yes | 6 | 10785652039109 | 5.5 | 4.5 | 3.75 | 0.4 | 0.054 | Yes |  | cETL Damp | LED Task 12" Connector Cord in Black Finish | 12" Connector Cord |  | 98628S-12.jpg | 98627S.jpg
98628S-15 | 12" 24V DC Connector Cord |  | UNDER CABINET | Connectors and Clips | Under Cabinet Lighting | White | 15 | [7 empty] | 0 | No | [14 empty] | 0 | [12 empty] | 4.3 | 8.6 | 12.9 | L:12'' |  |  | 12 | [9 empty] | No |  | No | [30 empty] | 0 | 0 | 0 | 0 | 0 | 0 | 1 | 0 | 0 | 0 | 0 | 785652039096 | 3 | 2 | 1.75 | 0.01 | 0.006 | 125 | Yes | 6 | 10785652039093 | 5.5 | 4.5 | 3.75 | 0.4 | 0.054 | Yes |  | cETL Damp | LED Task 12" Connector Cord in White Finish | 12" Connector Cord |  | 98628S-15.jpg | 98627S.jpg
98629S-12 | 18" 24V DC Connector Cord |  | UNDER CABINET | Connectors and Clips | Under Cabinet Lighting | Black | 12 | [7 empty] | 0 | No | [14 empty] | 0 | [12 empty] | 5.3 | 10.6 | 15.9 | L:18'' |  |  | 18 | [9 empty] | No |  | No | [30 empty] | 0 | 0 | 0 | 0 | 0 | 0 | 1 | 0 | 0 | 0 | 0 | 785652039119 | 3 | 2 | 1.75 | 0.01 | 0.006 | 125 | Yes | 6 | 10785652039116 | 5.5 | 4.5 | 3.75 | 0.4 | 0.054 | Yes |  | cETL Damp | LED Task 18" Connector Cord in Black Finish | 18" Connector Cord |  | 98629S-12.jpg | 98629S.jpg
98629S-15 | 18" 24V DC Connector Cord |  | UNDER CABINET | Connectors and Clips | Under Cabinet Lighting | White | 15 | [7 empty] | 0 | No | [14 empty] | 0 | [12 empty] | 5.3 | 10.6 | 15.9 | L:18'' |  |  | 18 | [9 empty] | No |  | No | [30 empty] | 0 | 0 | 0 | 0 | 0 | 0 | 1 | 0 | 0 | 0 | 0 | 785652039126 | 3 | 2 | 1.75 | 0.01 | 0.006 | 125 | Yes | 6 | 10785652039123 | 5.5 | 4.5 | 3.75 | 0.4 | 0.054 | Yes |  | cETL Damp | LED Task 18" Connector Cord in White Finish | 18" Connector Cord |  | 98629S-15.jpg | 98629S.jpg
98630S-12 | 10' 24V DC Connector Cord |  | UNDER CABINET | Connectors and Clips | Under Cabinet Lighting | Black | 12 | [7 empty] | 0 | No | [14 empty] | 0 | [12 empty] | 6.4 | 12.8 | 19.2 | L:120'' |  |  | 120 | [9 empty] | No |  | No | [30 empty] | 0 | 0 | 0 | 0 | 0 | 0 | 1 | 0 | 0 | 0 | 0 | 785652081279 | 3.5 | 2.5 | 1.75 | 0.1 | 0.009 | 85 | Yes | 6 | 10785652081276 | 5.5 | 5.5 | 4.25 | 0.9 | 0.074 | Yes |  | cETL Damp | LED Task 10' Connector Cord in Black Finish | LED Task 10' Connector Cord in Black Finish |  | 98630S-12.jpg | 98630S.jpg
98630S-15 | 10' 24V DC Connector Cord |  | UNDER CABINET | Connectors and Clips | Under Cabinet Lighting | White | 15 | [7 empty] | 0 | No | [14 empty] | 0 | [12 empty] | 6.4 | 12.8 | 19.2 | L:120'' |  |  | 120 | [9 empty] | No |  | No | [30 empty] | 0 | 0 | 0 | 0 | 0 | 0 | 1 | 0 | 0 | 0 | 0 | 785652081286 | 3.5 | 2.5 | 1.75 | 0.1 | 0.009 | 85 | Yes | 6 | 10785652081283 | 5.5 | 5.5 | 4.25 | 0.9 | 0.074 | Yes |  | cETL Damp | LED Task 10' Connector Cord in White Finish | LED Task 10' Connector Cord in White Finish |  | 98630S-12.jpg | 98630S.jpg
98631S-12 | 24" 24V DC Connector Cord |  | UNDER CABINET | Connectors and Clips | Under Cabinet Lighting | Black | 12 | [7 empty] | 0 | No | [14 empty] | 0 | [12 empty] | 6.4 | 12.8 | 19.2 | L:18'' |  |  | 18 | [9 empty] | No |  | No | [30 empty] | 0 | 0 | 0 | 0 | 0 | 0 | 1 | 0 | 0 | 0 | 0 | 785652183973 | 3 | 2 | 1.5 | 0.01 | 0.005 | 125 | Yes | 6 | 10785652183970 | 5.5 | 5 | 4 | 0.4 | 0.064 | Yes |  | cETL Damp | LED Task 24" Connector Cord in Black Finish | LED Task 24" Connector Cord in Black Finish |  | 98631S-12.jpg | 98631S.jpg
98631S-15 | 24" 24V DC Connector Cord |  | UNDER CABINET | Connectors and Clips | Under Cabinet Lighting | White | 15 | [7 empty] | 0 | No | [14 empty] | 0 | [12 empty] | 6.4 | 12.8 | 19.2 | L:24'' |  |  | 24 | [9 empty] | No |  | No | [30 empty] | 0 | 0 | 0 | 0 | 0 | 0 | 1 | 0 | 0 | 0 | 0 | 785652183980 | 3 | 2 | 1.5 | 0.01 | 0.005 | 125 | Yes | 6 | 10785652183987 | 5.5 | 5 | 4 | 0.4 | 0.064 | Yes |  | cETL Damp | LED Task 24" Connector Cord in White Finish | LED Task 24" Connector Cord in White Finish |  | 98631S-15.jpg | 98631S.jpg
98640S-12 | 30w 12V Zero-Load Plug-In Transformer |  | UNDER CABINET | LED Disks Transformers | Under Cabinet Lighting | Black | 12 | [7 empty] | 0 | No | [14 empty] | 0 | [12 empty] | 24.48 | 48.96 | 73.44 | L:3 5/16'' W:1 1/2'' H:1 1/4'' |  |  | 3.3125 | 1.5 | 1.25 | [7 empty] | No |  | No | [25 empty] | 96 | Black |  | On/Off Switch | Plug In | 0 | 0 | 0 | 0 | 0 | 0 | 1 | 0 | 0 | 0 | 0 | 785652153235 | 4.75 | 2 | 2.625 | 0.3 | 0.014 | 70 | Yes | 3 | 10785652153232 | 5.75 | 5.375 | 3.125 | 0.9 | 0.056 | Yes |  | cETL Damp | LED DISK LT 30W TRANS PLUG-12 | Plug-in, 12V 30/w Zero Load Electronic Transformer, black finish | Plug-in 30W 12VAC Tranformer with integrated on/off swich with 8' output cord that plugs into LED pucks or mounting hub for LED pucks | 98640S-12.jpg | 98640S.jpg
98640S-15 | 30w 12V Zero-Load Plug-In Transformer |  | UNDER CABINET | LED Disks Transformers | Under Cabinet Lighting | White | 15 | [7 empty] | 0 | No | [14 empty] | 0 | [12 empty] | 24.48 | 48.96 | 73.44 | L:3 5/16'' W:1 1/2'' H:1 1/4'' |  |  | 3.3125 | 1.5 | 1.25 | [7 empty] | No |  | No | [25 empty] | 96 | White |  | On/Off Switch | Plug In | 0 | 0 | 0 | 0 | 0 | 0 | 1 | 0 | 0 | 0 | 0 | 785652153471 | 4.75 | 2 | 2.625 | 0.3 | 0.014 | 70 | Yes | 30 | 10785652153478 | 15.625 | 11 | 7.125 | 9.8 | 0.709 | Yes |  | cETL Damp | LED DISK LT 30W TRANS PLUG-12 | Plug-in, 12V 30/w Zero Load Electronic Transformer, white finish | 30W 12VAC Tranformer with integrated on/off swich with 8' cord and plug. | 98640S-15.jpg | 98640S.jpg
98641S-12 | LED Disk Connection Hub |  | UNDER CABINET | Connectors and Accessories | Under Cabinet Lighting | Black | 12 | [7 empty] | 0 | No | [14 empty] | 0 | [12 empty] | 4.7 | 9.4 | 14.1 | L:3'' W:1 1/4'' H:7/16'' |  |  | 3 | 1.25 | 0.4375 | [7 empty] | No |  | No | [30 empty] | 0 | 0 | 0 | 0 | 0 | 0 | 0 | 0 | 0 | 0 | 0 | 785652153242 | 3.125 | 1.5 | 1.125 | 0.1 | 0.003 | 60 | Yes | 4 | 10785652153249 | 5 | 3.625 | 2.125 | 0.3 | 0.022 | Yes |  | cETL Damp | LED DISK CONNECTION HUB-12 | LED Disk Connection Hub, Black Finish | Allows splitting a run from the power supply into 6 separate pucks | 98641S-12.jpg | 98641S.jpg
98646S-12 | 10' LED Disk Connector Cord |  | UNDER CABINET | Connectors and Accessories | Under Cabinet Lighting | Black | 12 | [7 empty] | 0 | No | [14 empty] | 0 | [12 empty] | 7.48 | 14.96 | 22.44 | L:120'' | 0.1 |  | 120 | [9 empty] | No |  | No | [30 empty] | 0 | 0 | 0 | 0 | 0 | 0 | 0 | 0 | 0 | 0 | 0 | 785652153389 | 4.75 | 3.5 | 0.75 | 0.1 | 0.007 | 85 | Yes | 72 | 10785652153386 | 19 | 15.75 | 8.5 | 8.5 | 1.472 | Yes |  | cETL Damp | LED Puck, 10' Connector Cord in black finish | LED Puck, 10' Connector Cord in black finish | For remote mounting hardwire power suppy. | 98645S-12.jpg | 98646S.jpg
98651S-12 | 6" LED Tape Connector Cord |  | LOW VOLTAGE SYSTEMS | Connectors and Cables | Ambiance Lighting Systems | Black | 12 | [7 empty] | 0 | No | [14 empty] | 0 | [12 empty] | 4.3 | 8.6 | 12.9 | L:6'' W:1/2'' H:3/16'' |  |  | 6 | 0.5 | 0.1875 | [7 empty] | No |  | No | [30 empty] | 0 | 0 | 0 | 0 | 0 | 0 | 1 | 0 | 0 | 0 | 0 | 785652158100 | 3.75 | 2.75 | 1 | 0.1 | 0.006 | 65 | Yes | 24 | 10785652158107 | 4.5 | 3.5 | 2.5 | 0.5 | 0.023 | Yes |  | cETL Damp | 6"L LED Tape Light Interconnection cable, black finish | 6"L LED Tape Light Interconnection cable, black finish | 6" L interconnection cable, connects 2 lengths of LED Tape | 98651S-12.jpg | 98651S.jpg
98659S-12 | End Cap for LED Tape |  | LOW VOLTAGE SYSTEMS | Optional Components | Ambiance Lighting Systems | Black | 12 | [7 empty] | 0 | No | [14 empty] | 0 | [12 empty] | 1.2 | 2.4 | 3.6 | L:1/2'' W:1/2'' H:1/8'' |  |  | 0.5 | 0.5 | 0.125 | [7 empty] | No |  | No | [30 empty] | 0 | 0 | 0 | 0 | 0 | 0 | 1 | 0 | 0 | 0 | 0 | 785652158186 | 2 | 2 | 0.5 | 0.01 | 0.001 | 100 | Yes | 24 | 10785652158183 | 4.5 | 3.58 | 2.5 | 0.2 | 0.023 | Yes |  | cETL Damp | End cap for LED tape light, black finish | End cap for LED tape light, black finish | Includes 1 cut end cap and one male end cap, used to terminate every | 98659S-12.jpg | 98659S.jpg
98670-15 | LED Tape 4 Foot Track | Jane LED Tape is perfect for a wide range of indoor applications where space is limited. Its low-profile design and flexibility allow for discrete installation in spaces like under cabinets, cove ceilings, toe-kicks, in cabinets, or even drawers. | LOW VOLTAGE SYSTEMS | Jane - LED Tape | Under Cabinet Lighting | White | 15 | PVC | [6 empty] | 0 | No | [14 empty] | 0 | [12 empty] | 6.46 | 12.92 | 19.38 | L:48'' W:3/4'' H:1/2'' |  |  | 48 | 0.75 | 0.5 | [7 empty] | No |  | No | [30 empty] | 0 | 0 | 0 | 0 | 0 | 0 | 0 | 0 | 0 | 0 | 0 | 785652114410 | 48 | 1 | 1 | 0.2 | 0.028 | 65 | Yes | 50 | 10785652114417 | 49.25 | 5.5 | 5.25 | 19.9 | 0.823 | Yes |  |  | LED TAPE 4FT TRACK-15 | LED Tape 4 Foot Track |  | 98670-15.jpg | 98670.jpg
98672-97 | LED Tape Flat Track Lens | Jane LED Tape is perfect for a wide range of indoor applications where space is limited. Its low-profile design and flexibility allow for discrete installation in spaces like under cabinets, cove ceilings, toe-kicks, in cabinets, or even drawers. | LOW VOLTAGE SYSTEMS | Jane - LED Tape | Under Cabinet Lighting | Frosted | 97 | Acrylic | [6 empty] | 0 | No | [14 empty] | 0 | [12 empty] | 5.96 | 11.92 | 17.88 | L:48'' W:5/8'' H:1/16'' |  |  | 48 | 0.625 | 0.0625 | [7 empty] | No |  | No | [30 empty] | 0 | 0 | 0 | 0 | 0 | 0 | 0 | 0 | 0 | 0 | 0 | 785652114427 | 48 | 1 | 1 | 0.1 | 0.028 | 85 | Yes | 50 | 10785652114424 | 48.5 | 5 | 2.75 | 5 | 0.386 | Yes |  |  | LED TAPE 4FT FLAT LENS-97 | LED Tape Flat Track Lens |  | 98672-97.jpg | 98672.jpg
98686SW-12 | 12V 2700K 1' LED Tape Light Kit Black Finish with Plug-in Transformer |  | LOW VOLTAGE SYSTEMS | Lx LED Tape Kits |  | Black | 12 | [7 empty] | 0 | No | 120 | 2700 | 85 | 3 | 12 | [6 empty] | 3 | 3 | 50000 | 0 | [12 empty] | 47.5 | 95 | 142.5 | L:15 1/2'' W:3/8'' H:1/8'' |  |  | 15.5 | 0.375 | 0.125 | [7 empty] | No |  | No | [25 empty] | 120 | Black |  | N/A | Plug In | 0 | 0 | 0 | 0 | 0 | 0 | 1 | 0 | 0 | 0 | 0 | 785652237768 | 14.2 | 5 | 2.5 | 1 |  | 60 | Yes | [9 empty] | cETL Damp | 12V 2700K 1ft LED Tape Light Kit Black | 12V 2700K 1' LED Tape Light Kit | 98676SW-12, 98050-12 | 98686SW-12.jpg | 98686SW.jpg
98687SW-15 | 12V 2700K 5' LED Tape Light Kit White with Transformer |  | LOW VOLTAGE SYSTEMS | Lx LED Tape Kits |  | White / Black | 15 / 12 | [7 empty] | 0 | No | 600 | 2700 | 85 | 15 | 12 | [6 empty] | 15 | 15 | 50000 | 0 | [12 empty] | 95 | 190 | 285 | L:75 1/2'' W:3/8'' H:1/8'' |  |  | 75.5 | 0.375 | 0.125 | [7 empty] | No |  | No | [25 empty] | 120 | Black |  | N/A | Plug In | 0 | 0 | 0 | 0 | 0 | 0 | 1 | 0 | 0 | 0 | 0 | 785652237843 | 8.75 | 8.5 | 8.5 | 1.2 | 0.366 | 250 | Yes | [9 empty] | cETL Damp | 12V 2700K 5ft LED Tape Light Kit | 12V 2700K 5' LED Tape Light Kit | 98677SW-15, 98050-12 | 98687SW-15.jpg | 98687SW.jpg
98692S-15 | 2700K Lx High Output LED Module Kit White with Hardwire Transformer |  | LOW VOLTAGE SYSTEMS | Lx High Output LED Module Kits |  | White / Tinted Aluminum | 15 / 986 | [7 empty] | 0 | No | 2560 | 2700 | 85 | 48 | 12 | [6 empty] | 48 | 48 | 50000 | 0 | [12 empty] | 446 | 892 | 1338 | L:192'' W:7/8'' H:5/8'' |  |  | 192 | 0.875 | 0.625 | [7 empty] | No |  | No | [25 empty] | 300 | White |  | N/A | Hardwired | 0 | 0 | 0 | 0 | 0 | 0 | 1 | 0 | 0 | 0 | 0 | 785652240782 | [6 empty] | Yes | [9 empty] | cETL Damp | 2700K Lx High Output LED Module Kit White | 2700K Lx High Output LED Module Kit | (16)98702S-986, (1) 9469-15, (4) 9435-15, (1) 9450, (1) 96223S-15 | 98692S-15.jpg | 98692S.jpg
98693S-15 | 3000K Lx High Output LED Module Kit White with Hardwire Transformer |  | LOW VOLTAGE SYSTEMS | Lx High Output LED Module Kits |  | White / Tinted Aluminum | 15 / 986 | [7 empty] | 0 | No | 2720 | 3000 | 85 | 48 | 12 | [6 empty] | 48 | 48 | 50000 | 0 | [12 empty] | 446 | 892 | 1338 | L:192'' W:7/8'' H:5/8'' |  |  | 192 | 0.875 | 0.625 | [7 empty] | No |  | No | [25 empty] | 300 | White |  | N/A | Hardwired | 0 | 0 | 0 | 0 | 0 | 0 | 1 | 0 | 0 | 0 | 0 | 785652240799 | [6 empty] | Yes | [9 empty] | cETL Damp | 3000K Lx High Output LED Module Kit White | 3000K Lx High Output LED Module Kit | (16)98703S-986, (1) 9469-15, (4) 9435-15, (1) 9450, (1) 96223S-15 | 98693S-15.jpg | 98693S.jpg
98694S-15 | 2700K Lx LED Festoon Kit White with Hardwire Transformer |  | LOW VOLTAGE SYSTEMS | Lx LED Festoon Kits |  | White / Satin White | 15 / 33 | [7 empty] | 0 | No | 1392 | 2700 | 90 | 33.984 | 12 | [6 empty] | 33.984 | 33.984 | 35000 | 0 | [12 empty] | 542 | 1084 | 1626 | L:192'' W:1/2'' H:3/4'' |  |  | 192 | 0.5 | 0.75 | [7 empty] | No |  | No | [25 empty] | 300 | White |  | N/A | Hardwired | 0 | 0 | 0 | 0 | 0 | 0 | 1 | 0 | 0 | 0 | 0 | 785652240805 |  |  |  | 1 |  | 100 | Yes | [9 empty] | cETL Damp | 2700K Lx LED Festoon Kit White | 2700K Lx LED Festoon Kit | (48) 96116S-33, (48) 9830-15, (1) 9469-15, (4) 9435-15, (1) 9450, (1) 96223S-15 | 98694S-15.jpg | 98694S.jpg
98695S-15 | 3000K Lx LED Festoon Kit White with Hardwire Transformer |  | LOW VOLTAGE SYSTEMS | Lx LED Festoon Kits |  | White / Satin White | 15 / 33 | [7 empty] | 0 | No | 1200 | 3000 | 90 | 30.384 | 12 | [6 empty] | 30.384 | 30.384 | 35000 | 0 | [12 empty] | 542 | 1084 | 1626 | L:192'' W:1/2'' H:3/4'' |  |  | 192 | 0.5 | 0.75 | [7 empty] | No |  | No | [25 empty] | 300 | White |  | N/A | Hardwired | 0 | 0 | 0 | 0 | 0 | 0 | 1 | 0 | 0 | 0 | 0 | 785652240812 | [6 empty] | Yes | [9 empty] | cETL Damp | 3000K Lx LED Festoon Kit White | 3000K Lx LED Festoon Kit | (48) 96118S-33, (48) 9830-15, (1) 9469-15, (4) 9435-15, (1) 9450, (1) 96223S-16 | 98695S-15.jpg | 98695S.jpg
98700S-986 | 2 Inch 2700K High Output LED Module-986 |  | LOW VOLTAGE SYSTEMS | Lx High Output LED Modules | Under Cabinet Lighting | Tinted Aluminum | 986 | Aluminum |  |  |  | Frosted Acrylic |  |  | 1 | No | 85 | 2700 | 90 | 1.7 | 12 |  | LED - Array |  | 10 | 100 | LED | 1.7 | 1.7 | 50000 | 0 | [12 empty] | 16.98 | 33.96 | 50.94 | L:2'' W:7/8'' H:5/8'' |  |  | 2 | 0.875 | 0.625 | [7 empty] | No |  | No | [30 empty] | 0 | 0 | 0 | 0 | 0 | 0 | 1 | 0 | 0 | 0 | 0 | 785652218613 | 2.25 | 1.18 | 1.18 | 0.1 | 0.002 | 60 | Yes | 5 | 10785652218610 | 5.5 | 2.5 | 1.25 | 0.3 | 0.01 | Yes |  | cETL Damp | 2IN 2700K HIGH OUTPUT LED MODULE-986 | 2 Inch 2700K High Output LED Module-986 |  | 98700S-986.jpg | 98709S.jpg
98701S-986 | 2 Inch 3000K High Output LED Module-986 |  | LOW VOLTAGE SYSTEMS | Lx High Output LED Modules | Under Cabinet Lighting | Tinted Aluminum | 986 | Aluminum |  |  |  | Frosted Acrylic |  |  | 1 | No | 90 | 3000 | 90 | 1.7 | 12 |  | LED - Array |  | 10 | 100 | LED | 1.7 | 1.7 | 50000 | 0 | [12 empty] | 16.98 | 33.96 | 50.94 | L:2'' W:7/8'' H:5/8'' |  |  | 2 | 0.875 | 0.625 | [7 empty] | No |  | No | [30 empty] | 0 | 0 | 0 | 0 | 0 | 0 | 1 | 0 | 0 | 0 | 0 | 785652218620 | 2.4 | 1.18 | 1.25 | 0.1 | 0.002 | 60 | Yes | 5 | 10785652218627 | 6.25 | 1.25 | 2.4 | 0.3 | 0.011 | Yes |  | cETL Damp | 2IN 3000K HIGH OUTPUT LED MODULE-986 | 2 Inch 3000K High Output LED Module-986 |  | 98701S-986.jpg | 98701S.jpg
98702S-986 | 4 Inch 2700K High Output LED Module-986 |  | LOW VOLTAGE SYSTEMS | Lx High Output LED Modules | Under Cabinet Lighting |  |  | Aluminum |  |  |  | Frosted Acrylic |  |  | 1 | No | 220 | 2700 | 90 | 4 | 12 |  | LED - Array |  | 10 | 100 | LED | 4 | 4 | 50000 | 0 | [12 empty] | 24.98 | 49.96 | 74.94 | L:4'' W:7/8'' H:5/8'' |  |  | 4 | 0.875 | 0.625 | [7 empty] | No |  | No | [30 empty] | 0 | 0 | 0 | 0 | 0 | 0 | 1 | 0 | 0 | 0 | 0 | 785652218637 | 4.38 | 1.2 | 1.2 | 0.1 | 0.004 | 60 | Yes | 200 | 10785652218634 | 5.25 | 9.25 | 11 | 19.4 | 0.309 | Yes |  | cETL Damp | 4IN 2700K HIGH OUTPUT LED MODULE-986 | 4 Inch 2700K High Output LED Module-986 |  | 98702S-986.jpg | 98702S.jpg
98703S-986 | 4 Inch 3000K High Output LED Module-986 |  | LOW VOLTAGE SYSTEMS | Lx High Output LED Modules | Under Cabinet Lighting | Tinted Aluminum | 986 | Aluminum |  |  |  | Frosted Acrylic |  |  | 1 | No | 230 | 3000 | 90 | 4 | 12 |  | LED - Array |  | 10 | 100 | LED | 4 | 4 | 50000 | 0 | [12 empty] | 24.98 | 49.96 | 74.94 | L:4'' W:7/8'' H:5/8'' |  |  | 4 | 0.875 | 0.625 | [7 empty] | No |  | No | [30 empty] | 0 | 0 | 0 | 0 | 0 | 0 | 1 | 0 | 0 | 0 | 0 | 785652218644 | 4.4 | 1.2 | 1.2 | 0.1 | 0.004 | 65 | Yes | 200 | 10785652218641 | 12.5 | 9.25 | 11 | 19.4 | 0.736 | Yes |  | cETL Damp | 4IN 3000K HIGH OUTPUT LED MODULE-986 | 4 Inch 3000K High Output LED Module-986 |  | 98703S-986.jpg | 98703S.jpg
98727S-32 | End Cap Asterial LED Tape |  | LOW VOLTAGE SYSTEMS | Asterial Accessories | Ambiance Lighting Systems | Clear | 32 | [7 empty] | 0 | No | [14 empty] | 0 | [12 empty] | 0.6 | 1.2 | 1.8 | L:5/16'' W:5/8'' H:1/4'' |  |  | 0.3125 | 0.625 | 0.25 | [7 empty] | No |  | No | [30 empty] | 0 | 0 | 0 | 0 | 0 | 0 | 1 | 0 | 0 | 0 | 0 | 785652279720 | 3.6 | 2.25 | 0.1 | 0.1 | 0 | 60 | Yes | 15 | 10785652279727 | [8 empty] | LED Tape End Cap Clear |  |  | 98727S-32.jpg | 98727S.jpg
98743S-12 | 200W High Output LED Tape Magnetic Transformer | Jane LED Tape is perfect for a wide range of indoor applications where space is limited. Its low-profile design and flexibility allow for discrete installation in spaces like under cabinets, cove ceilings, toe-kicks, in cabinets, or even drawers. | LOW VOLTAGE SYSTEMS | Jane - LED Tape | Under Cabinet Lighting | Black | 12 | [7 empty] | 0 | No | [14 empty] | 0 | [12 empty] | 159.48 | 318.96 | 478.44 | L:8 13/16'' W:3 3/4'' H:4 1/4'' | 8 |  | 8.8125 | 3.75 | 4.25 | Screw(s) | [6 empty] | No |  | No | [30 empty] | 0 | 0 | 0 | 0 | 0 | 0 | 0 | 0 | 0 | 0 | 0 | 785652253140 | 12 | 7.25 | 6.5 | 9.4 | 0.327 | 65 | Yes | 4 | 10785652253147 | 16 | 12.75 | 13.5 | 39.8 | 1.594 | Yes |  |  | 200W 24VDC MAGNETIC TRANS-12 | 200W High Output LED Tape Magnetic Transformer |  | 98743S-12.jpg | 98743S.jpg
98745S-12 | 60W 120V Primary 24VDC Secondary Electronic Transformer | Jane LED Tape is perfect for a wide range of indoor applications where space is limited. Its low-profile design and flexibility allow for discrete installation in spaces like under cabinets, cove ceilings, toe-kicks, in cabinets, or even drawers. | LOW VOLTAGE SYSTEMS | Jane - LED Tape | Under Cabinet Lighting | Black | 12 | [7 empty] | 0 | No | [14 empty] | 0 | [12 empty] | 68.98 | 137.96 | 206.94 | L:9 3/8'' W:2 1/2'' H:1 3/8'' | 1.3 |  | 9.375 | 2.5 | 1.375 | Screw(s) | [6 empty] | No |  | No | [30 empty] | 0 | 0 | 0 | 0 | 0 | 0 | 0 | 0 | 0 | 0 | 0 | 785652255335 | 9 | 2.5 | 2.18 | 1.3 | 0.028 | 60 | Yes | 30 | 10785652255332 | 11.5 | 11.5 | 11.5 | 40.1 | 0.88 | Yes |  |  | 60W 24VDC ELECTRONIC TRANS-12 | 60W 120V Primary 24VDC Secondary Electronic Transformer |  | 98745S-12.jpg | 99745S.jpg
98746S-12 | 105W High Output LED Tape Electronic Transformer | Jane LED Tape is perfect for a wide range of indoor applications where space is limited. Its low-profile design and flexibility allow for discrete installation in spaces like under cabinets, cove ceilings, toe-kicks, in cabinets, or even drawers. | LOW VOLTAGE SYSTEMS | Jane - LED Tape | Under Cabinet Lighting | Black | 12 | [7 empty] | 0 | No | [14 empty] | 0 | [12 empty] | 87.48 | 174.96 | 262.44 | L:11'' W:4'' H:2 1/4'' | 2 |  | 11 | 4 | 2.25 | Screw(s) | [6 empty] | No |  | No | [30 empty] | 0 | 0 | 0 | 0 | 0 | 0 | 0 | 0 | 0 | 0 | 0 | 785652255342 | 9.75 | 3.58 | 2.18 | 1.7 | 0.044 | 60 | Yes | 20 | 10785652255349 | 20.18 | 12 | 9.18 | 36 | 1.286 | Yes |  |  | 105W 24VDC ELECTRONIC TRANS-12 | 105W High Output LED Tape Electronic Transformer |  | 98746S-12.jpg | 98746S.jpg
98747S-12 | 150W High Output LED Tape Electronic Transformer | Jane LED Tape is perfect for a wide range of indoor applications where space is limited. Its low-profile design and flexibility allow for discrete installation in spaces like under cabinets, cove ceilings, toe-kicks, in cabinets, or even drawers. | LOW VOLTAGE SYSTEMS | Jane - LED Tape | Under Cabinet Lighting | Black | 12 | [7 empty] | 0 | No | [14 empty] | 0 | [12 empty] | 97.98 | 195.96 | 293.94 | L:11'' W:4'' H:2 1/4'' | 2 |  | 11 | 4 | 2.25 | Screw(s) | [6 empty] | No |  | No | [30 empty] | 0 | 0 | 0 | 0 | 0 | 0 | 0 | 0 | 0 | 0 | 0 | 785652255359 | 11.375 | 2.5 | 4.25 | 2.5 | 0.07 | 60 | Yes | 25 | 10785652255356 | 19.5 | 13 | 12 | 52.8 | 1.76 | Yes |  |  | 150W 24VDC ELECTRONIC TRANS-12 | 150W High Output LED Tape Electronic Transformer |  | 98747S-12.jpg | 98747S.jpg
98853SW-15 | 3 Light LED Disk Kit 2700K |  | UNDER CABINET | LED Disk Lighting Kits | Under Cabinet Lighting | White | 15 | [7 empty] | 0 | No | 480 | 2700 | 85 | 12 | 12 | [6 empty] | 13.5 | 12 | 40000 | 0 | [12 empty] | 95.95 | 191.9 | 287.85 | D:3'' H:5/8'' | 1 | 3 |  |  | 0.625 | Dual Mount | [6 empty] | No |  | No | [25 empty] | 96 | White |  | On/Off Switch | Plug In | 0 | 0 | 0 | 0 | 0 | 0 | 1 | 0 | 0 | 0 | 0 | 785652219290 | 5.5 | 4 | 5 | 1.2 | 0.064 | 70 | Yes | 3 | 10785652219297 | 15.5 | 5 | 6.5 | 4 | 0.292 | Yes |  | cETL Damp | 3 LED Puck light kit, white finish, 2700K | 3 LED Puck light kit, white finish | 3 LED puck lights, 3 x 1W LED chips/puck, 2700K CCT, diecast aluminum housing, painted white. Includes conntector hub and 30W no load electronic PSU with 8' cord and plug. | 98863SW-15.jpg | 98853SW.jpg
98853SW-787 | 3 Light LED Disk Kit 2700K |  | UNDER CABINET | LED Disk Lighting Kits | Under Cabinet Lighting | Plated Bronze | 787 | [7 empty] | 0 | No | 480 | 2700 | 85 | 12 | 12 | [6 empty] | 13.5 | 12 | 40000 | 0 | [12 empty] | 95.95 | 191.9 | 287.85 | D:3'' H:5/8'' | 1 | 3 |  |  | 0.625 | Dual Mount | [6 empty] | No |  | No | [25 empty] | 96 | Black |  | On/Off Switch | Hardwired | 0 | 0 | 0 | 0 | 0 | 0 | 1 | 0 | 0 | 0 | 0 | 785652219306 | 5.5 | 4 | 5 | 1.2 | 0.064 | 70 | Yes | 30 | 20785652219300 | [7 empty] | cETL Damp | 3 LED Puck light kit, bronze finish, 2700K | 3 LED Puck light kit, bronze finish | 3 LED puck lights, 3 x 1W LED chips/puck, 2700K CCT, diecast aluminum housing, bronze metal finish. Includes connector hub and 30W no load electronic PSU with 8' cord and plug. | 98863SW-787.jpg | 98853SW.jpg
98859SW-15 | 12V LED Disk Light 2700K |  | UNDER CABINET | LED Disks | Under Cabinet Lighting | White | 15 | [7 empty] | 0 | No | 160 | 2700 | 85 | 4 | 12 | [6 empty] | 4 | 4 | 40000 | 0 | [12 empty] | 29.15 | 58.3 | 87.45 | D:3'' H:5/8'' | 0.2 | 3 |  |  | 0.625 | Pin-Up | [6 empty] | No |  | No | [25 empty] | 36 | Black |  |  | Hardwired or Plug In | 0 | 0 | 0 | 0 | 0 | 0 | 1 | 0 | 0 | 0 | 0 | 785652219009 | 3.75 | 1.25 | 3.75 | 0.3 | 0.01 | 65 | Yes | 100 | 10785652219006 | 21 | 8.75 | 13.5 | 27.6 | 1.436 | Yes |  | cETL Damp | LED Puck Light, 170 lumens, 4watt, 2700K, 85CRI | LED Puck Light, 170 lumens, 4watt, 2700K, 85CRI | 3 x 1 LED chips, color temperature 2700K Comes with 36" lead cord, 3 wire clips for cord management and installation hardware | 98859SW-15.jpg | 98859SW.jpg
98859SW-787 | 12V LED Disk Light 2700K |  | UNDER CABINET | LED Disks | Under Cabinet Lighting | Plated Bronze | 787 | [7 empty] | 0 | No | 160 | 2700 | 85 | 4 | 12 | [6 empty] | 4 | 4 | 40000 | 0 | [12 empty] | 29.15 | 58.3 | 87.45 | D:3'' H:5/8'' | 0.2 | 3 |  |  | 0.625 | Pin-Up | [6 empty] | No |  | No | [25 empty] | 36 | Black |  |  | Hardwired or Plug In | 0 | 0 | 0 | 0 | 0 | 0 | 1 | 0 | 0 | 0 | 0 | 785652219016 | 3.75 | 1.25 | 3.75 | 0.3 | 0.01 | 65 | Yes | 100 | 10785652219013 | 21 | 8.75 | 13.5 | 27.6 | 1.436 | Yes |  | cETL Damp | LED Puck Light, 170 lumens, 4watt, 2700K, 85CRI | LED Puck Light, 170 lumens, 4watt, 2700K, 85CRI | 3 x 1 LED chips, color temperature 2700K Comes with 36" lead cord, 3 wire clips for cord management and installation hardware | 98860SW-787.jpg | 98860SW.jpg
98860SW-12 | 12V LED Disk Light 3000K |  | UNDER CABINET | LED Disks | Under Cabinet Lighting | Black | 12 | [7 empty] | 0 | No | 170 | 3000 | 85 | 4 | 12 | [6 empty] | 4 | 4 | 40000 | 0 | [12 empty] | 35.48 | 70.96 | 106.44 | D:3'' H:5/8'' | 0.1 | 3 |  |  | 0.625 | Pin-Up | [6 empty] | No |  | No | [25 empty] | 36 | Black |  |  | Hardwired or Plug In | 0 | 0 | 0 | 0 | 0 | 0 | 1 | 0 | 0 | 0 | 0 | 785652153082 | 3.75 | 3.75 | 1.25 | 0.2 | 0.01 | 70 | Yes | 5 | 10785652153089 | 4.25 | 4.25 | 6.25 | 1.4 | 0.065 | Yes |  | cETL Damp | LED DISK LIGHT-12 | LED Disk Light, 170 lumens, 4watt, 3000K, 85CRI | LED puck light, diecast aluminum housing, painted black, comes with 36" lead cord. 3 x 1 LED chips, color temperature 3000K. | 98860SW-12.jpg | 98860SW.jpg
98860SW-15 | 12V LED Disk Light 3000K |  | UNDER CABINET | LED Disks | Under Cabinet Lighting | White | 15 | [7 empty] | 0 | No | 170 | 3000 | 85 | 4 | 12 | [6 empty] | 4 | 4 | 40000 | 0 | [12 empty] | 35.48 | 70.96 | 106.44 | D:3'' H:5/8'' | 0.1 | 3 |  |  | 0.625 | Mounting Strap | [6 empty] | No |  | No | [25 empty] | 36 | White |  |  | Hardwired or Plug In | 0 | 0 | 0 | 0 | 0 | 0 | 1 | 0 | 0 | 0 | 0 | 785652153006 | 3.75 | 3.75 | 1.37 | 0.2 | 0.011 | 70 | Yes | 100 | 10785652153003 | 21.5 | 9 | 13.75 | 27.8 | 1.54 | Yes |  | cETL Damp | LED DISK LIGHT-15 | LED Disk Light, 170 lumens, 4watt, 3000K, 85CRI | LED puck light, diecast aluminum housing, painted white, comes with 36" lead cord. 3 x 1 LED chips, color temperature 3000K. | 98860SW-15.jpg | 98860SW.jpg
98862SW-12 | 2 Light LED Disk Kit 3000K |  | UNDER CABINET | LED Disk Lighting Kits | Under Cabinet Lighting | Black | 12 | [7 empty] | 0 | No | 340 | 3000 | 85 | 8 | 12 | [6 empty] | 9.5 | 8 | 40000 | 0 | [12 empty] | 91.98 | 183.96 | 275.94 | D:3'' H:5/8'' | 0.45 | 3 |  |  | 0.625 | Dual Mount | [6 empty] | No |  | No | [25 empty] | 96 | Black |  |  | Plug In | 0 | 0 | 0 | 0 | 0 | 0 | 1 | 0 | 0 | 0 | 0 | 785652153150 | 4.5 | 4 | 5 | 0.5 | 0.052 | 85 | Yes | 30 | 10785652153157 | 16 | 10.125 | 29.5 | 33.9 | 2.766 | Yes |  | cETL Damp | 2 LED DISK LIGHT KIT-12 | 2 LED Disk light kit, black finish | 2 LED puck lights, diecast aluminum housing, painted black. Includes linking connector and 30W no load PSU with 8' cord and plug. 2 LED pucks each containing 3 x 1LED chips, color temperature 3000K | 98862SW-12.jpg | 98862SW.jpg
98863SW-12 | 3 Light LED Disk Kit 3000K |  | UNDER CABINET | LED Disk Lighting Kits | Under Cabinet Lighting | Black | 12 | [7 empty] | 0 | No | 510 | 3000 | 85 | 12 | 12 | [6 empty] | 13.5 | 12 | 40000 | 0 | [12 empty] | 105.98 | 211.96 | 317.94 | D:3'' H:5/8'' | 0.9 | 3 |  |  | 0.625 | Dual Mount | [6 empty] | No |  | No | [25 empty] | 96 | Black |  | On/Off Switch | Plug In | 0 | 0 | 0 | 0 | 0 | 0 | 1 | 0 | 0 | 0 | 0 | 785652153204 | 8 | 8 | 8 | 1.3 | 0.296 | 175 | Yes | [9 empty] | cETL Damp | 3 LED DISK LIGHT KIT-12 | 3 LED Disk light kit, black finish | 3 LED puck lights, diecast aluminum housing, painted black. Includes linking connector and 30W no load PSU with 8' cord and plug. 3 LED pucks each containing 3 x 1LED chips, color temperature 3000K | 98863SW-12.jpg | 98863SW.jpg
9A19DLED27/G4 | LED 9W A19 2700K BULB | Until now, the easiest way to convert lighting fixtures to an energy efficient solution has been to swap out old incandescent lamps for compact fluorescents (CFLs). With the rapid innovation of technology, LED lamps have surpassed CFLs in efficiency and performance features. Unlike most CFLs, LEDs provide light that looks, feels and dims like incandescent while still reducing energy costs by up to 85%. Couple that with a lamp life span of up to 15,000 hours and it’s easy to see why LEDs are invading homes. Sea Gull Lighting’s line of LED lamps match to 85% of our lighting fixtures, including recessed and enclosed luminaires, giving customers an easy and highly efficient way to “go green” with LED. | LIGHT BULB | LED Lamp | Light Bulbs | Undefined | [8 empty] | 0 | No | 800 | 2700 | 82 | 9 | 120 | 19 - Medium | A19 - A19 |  | 10 | 100 | LED | 9 | 9 | 25000 | 0 | [12 empty] | 3.5 | 7 | 10.5 | D:2 3/8'' L:4 3/8'' |  | 2.375 | 4.375 | [9 empty] | No |  | No | [30 empty] | 0 | 0 | 0 | 1 | 0 | 0 | 0 | 0 | 0 | 0 | 0 | 767627974151 | 2.5 | 2.5 | 4.78 | 0.2 | 0.017 | 93 | Yes | 72 | 10767627974158 | 13.75 | 13.5 | 11 | 11.7 | 1.182 | Yes |  |  | LED 9W A19 2700K BULB | LED 9W A19 2700K BULB |  | 9A19DLED27G4.jpg | 9A19DLED27.jpg
E9A19GUDLED30G2 | LED 9W GU24 A19 3000K ENC RATE BULB |  | LIGHT BULB |  |  | Undefined | [8 empty] | 0 | No | 800 | 3000 | 82 | 9 | 120 | 19 - Medium | A19 - A19 |  | 10 | 100 | LED | 9 | 9 | 25000 | 0 | [12 empty] | 6.98 | 13.96 | 20.94 | D:2 3/8'' L:4 3/8'' |  | 2.375 | 4.375 | [9 empty] | No |  | No | [30 empty] | 0 | 0 | 0 | 1 | 0 | 0 | 0 | 0 | 0 | 0 | 0 | 767627962639 | 5 | 2.75 | 2.75 | 0.2 | 0.022 | 93 | Yes | 50 | 10767627962636 | 13.75 | 13.75 | 11.25 | 13.3 | 1.231 | Yes |  |  | 9W LED GU24 A19 3000K ENCL | LED 9W GU24 A19 3000K ENC RATE BULB |  | E9A19GUDLED30G2.jpg | E9A19GU.jpg
F2218/3WAL | Three Light Island Chandelier | The casual iron Drawing Room lighting collection has traditional Edwardian style. The overlapping arch and fluted detailing is found both in the pressed glass bowls and the die cast aluminum fitters. The fretwork elements draw on traditional British architectural themes. | CHANDELIERS | Drawing Room | Pendants | Walnut | WAL | Steel | Amber Snow Scavo Glass | D:9" H:5.25" |  |  | 3 Medium A19 100w |  | 3 | No | [14 empty] | 0 | [12 empty] | 253.95 | 507.9 | 761.85 | L:38'' W:9'' H:24'' | 15.4 |  | 38 | 9 | 24 | Chain Hung | [6 empty] | No |  | No | [20 empty] | DP:5'' W:8 1/2'' H:1 5/8'' Oval |  |  |  |  | 180 | Brown | 60 |  | Hardwired | 0 | 0 | 0 | 0 | 1 | 0 | 0 | 1 | 0 | 0 | 0 | 014817318890 | 40.5 | 24.75 | 9 | 26.84 | 5.221 | 175 | Yes | [8 empty] | UL Dry | cUL Dry | DRAWING ROOM 3L ISLAND-WAL | Three Light Island Chandelier |  | F22183WAL.jpg
F2219/3WAL | Three Light Kitchen Chandelier | The casual iron Drawing Room lighting collection has traditional Edwardian style. The overlapping arch and fluted detailing is found both in the pressed glass bowls and the die cast aluminum fitters. The fretwork elements draw on traditional British architectural themes. | CHANDELIERS | Drawing Room | Pendants | Walnut | WAL | Steel | Amber Snow Scavo Glass | D:9" H:5.25" |  |  | 3 Medium A19 100w |  | 3 | No | [14 empty] | 0 | [12 empty] | 201.45 | 402.9 | 604.35 | D:25'' H:19 1/2'' | 14.3 | 25 |  |  | 19.5 | Screw Collar - Chain | [6 empty] | No |  | No | [20 empty] | D:5 1/2'' H:1 1/4'' Round |  |  |  |  | 180 | Brown | 60 |  | Hardwired | 0 | 0 | 0 | 0 | 1 | 0 | 0 | 1 | 0 | 0 | 0 | 014817319880 | 21 | 19.75 | 19 | 22.5 | 4.56 | 175 | Yes | [8 empty] | UL Dry | cUL Dry | DRAWING ROOM 3L CHAND-WAL | Three Light Kitchen Chandelier |  | F22193WAL.jpg
F2221/4WAL | Four Light Mini-Chandelier | The casual iron Drawing Room lighting collection has traditional Edwardian style. The overlapping arch and fluted detailing is found both in the pressed glass bowls and the die cast aluminum fitters. The fretwork elements draw on traditional British architectural themes. | CHANDELIERS | Drawing Room | Chandeliers | Walnut | WAL | Steel | Amber Snow Scavo Glass | D:6.25" H:5.25" |  |  | 4 Medium A19 100w |  | 4 | No | [14 empty] | 0 | [12 empty] | 184.95 | 369.9 | 554.85 | D:18'' H:20'' | 11.8 | 18 |  |  | 20 | Dual Mount |  | 18.75 |  |  |  |  | No |  | No | [20 empty] | D:5 1/2'' H:1 1/4'' Round |  |  |  |  | 180 | Brown | 60 |  | Hardwired | 0 | 0 | 0 | 0 | 1 | 0 | 0 | 1 | 0 | 0 | 0 | 014817319873 | 21.75 | 19 | 12.25 | 19.95 | 2.93 | 125 | Yes | [8 empty] | UL Dry | cUL Dry | DRAWING ROOM 4L MINI-CHAND-WAL | Four Light Mini-Chandelier |  | F22214WAL.jpg
F2222/4WAL | Large Four Light Pendant | The casual iron Drawing Room lighting collection has traditional Edwardian style. The overlapping arch and fluted detailing is found both in the pressed glass bowls and the die cast aluminum fitters. The fretwork elements draw on traditional British architectural themes. | CHANDELIERS | Drawing Room | Pendants | Walnut | WAL | Steel | Amber Snow Scavo Glass | D:24.25" H:7" |  |  | 4 Medium A19 100w |  | 4 | No | [14 empty] | 0 | [12 empty] | 340.45 | 680.9 | 1021.35 | D:27'' H:31 1/2'' | 21.5 | 27 |  |  | 31.5 | Screw Collar - Chain | [6 empty] | No |  | No | [20 empty] | D:5 1/2'' H:2'' Round |  |  |  |  | 180 | Brown | 60 |  | Hardwired | 0 | 0 | 0 | 0 | 1 | 0 | 0 | 1 | 0 | 0 | 0 | 014817318937 | 28.25 | 12 | 28.25 | 34.19 | 5.542 | 125 | Yes | [8 empty] | UL Dry | cUL Dry | DRAWING ROOM 4L LG PEND-WAL | Large Four Light Pendant |  | F22224WAL.jpg
F2223/2WAL | Small Four Light Pendant | The casual iron Drawing Room lighting collection has traditional Edwardian style. The overlapping arch and fluted detailing is found both in the pressed glass bowls and the die cast aluminum fitters. The fretwork elements draw on traditional British architectural themes. | CHANDELIERS | Drawing Room | Pendants | Walnut | WAL | Steel | Amber Snow Scavo Glass | D:15" H:5" |  |  | 2 Medium A19 100w |  | 2 | No | [14 empty] | 0 | [12 empty] | 143.95 | 287.9 | 431.85 | D:17'' H:21 1/2'' | 9 | 17 |  |  | 21.5 | Dual Mount |  | 20 |  |  |  |  | No |  | No | [20 empty] | D:5 1/2'' H:2'' Round |  |  |  |  | 180 | Brown | 60 |  | Hardwired | 0 | 0 | 0 | 0 | 1 | 0 | 0 | 1 | 0 | 0 | 0 | 014817318944 | 19.5 | 11.5 | 18.5 | 17.14 | 2.401 | 125 | Yes | [8 empty] | UL Dry | cUL Dry | DRAWING ROOM 2L SM PEND-WAL | Small Four Light Pendant |  | F22232WAL.jpg
F2224/6WAL | Six Light Chandelier | The casual iron Drawing Room lighting collection has traditional Edwardian style. The overlapping arch and fluted detailing is found both in the pressed glass bowls and the die cast aluminum fitters. The fretwork elements draw on traditional British architectural themes. | CHANDELIERS | Drawing Room | Chandeliers | Walnut | WAL | Steel | Amber Snow Scavo Glass | D:6.25" H:5.25" |  |  | 6 Medium A19 100w |  | 6 | No | [14 empty] | 0 | [12 empty] | 374.98 | 749.96 | 1124.94 | D:28'' H:30 1/2'' | 19.6 | 28 |  |  | 30.5 | Screw Collar - Chain | [6 empty] | No |  | No | [20 empty] | D:5 1/2'' H:1 1/4'' Round |  |  |  |  | 180 | Brown | 60 |  | Hardwired | 0 | 0 | 0 | 0 | 1 | 0 | 0 | 1 | 0 | 0 | 0 | 014817318951 | 28.5 | 15 | 29 | 37.14 | 7.174 | 175 | Yes | [8 empty] | UL Dry | cUL Dry | DRAWING ROOM 6L CHAND-WAL | Six Light Chandelier |  | F22246WAL.jpg
F2245/3ORB | Large Three Light Pendant | Barrington conveys simple refinement with flair. The Opal Etched glass shades create a warm, soft glow, and the subtle details found in the body construction add visual interest without upstaging the surrounding décor. The Barrington wall sconces are ADA compliant. | CHANDELIERS | Barrington | Pendants | Oil Rubbed Bronze | ORB | Steel | White Opal Etched Glass | D:20.5" H:4.5" |  |  | 3 Medium A19 100w |  | 3 | No | [14 empty] | 0 | [12 empty] | 187.98 | 375.96 | 563.94 | D:22'' H:22 1/4'' | 16.2 | 22 |  |  | 22.25 | Screw Collar - Chain | [6 empty] | No |  | No | [20 empty] | D:5 1/2'' H:1 1/4'' Round |  |  |  |  | 96 | Black | 72 |  | Hardwired | 0 | 0 | 0 | 0 | 1 | 0 | 0 | 1 | 0 | 0 | 0 | 014817330472 | 23 | 9.5 | 23 | 16.85 | 2.908 | 175 | Yes | [8 empty] | UL Dry | cUL Dry | BARRINGTON 3L LG PEND-ORB | Large Three Light Pendant |  | F22453-ORB.jpg
F2245EN3/3ORB | Large Three Light Pendant | Barrington conveys simple refinement with flair. The Opal Etched glass shades create a warm, soft glow, and the subtle details found in the body construction add visual interest without upstaging the surrounding décor. The Barrington wall sconces are ADA compliant. | CHANDELIERS | Barrington | Pendants | Oil Rubbed Bronze | ORB | Steel | White Opal Etched Glass | D:20.5" H:4.5" |  |  | 3 Medium A19 9.3w |  | 3 | Yes | [14 empty] | 0 | [12 empty] | 193.95 | 387.9 | 581.85 | D:22'' H:22 1/4'' | 16.2 | 22 |  |  | 22.25 | Screw Collar - Chain | [6 empty] | No |  | No | [20 empty] | D:5 1/2'' H:1 1/4'' Round |  |  |  |  | 96 | Black | 72 |  | Hardwired | 0 | 0 | 0 | 1 | 1 | 0 | 0 | 0 | 0 | 0 | 0 | 785652083730 | 23 | 9.5 | 23 | 16.85 | 2.908 | 175 | Yes | [8 empty] | UL Dry | cUL Dry | BARRINGTON 3L LG PEND-ORB | Large Three Light Pendant |  | F2245-ORB.jpg | F22453EN3.jpg
F2246/3BS | Medium Three Light Pendant | Barrington conveys simple refinement with flair. The Opal Etched glass shades create a warm, soft glow, and the subtle details found in the body construction add visual interest without upstaging the surrounding décor. The Barrington wall sconces are ADA compliant. | CHANDELIERS | Barrington | Pendants | Brushed Steel | BS | Steel | White Opal Etched Glass | D:17" H:4.5" |  |  | 3 Medium A19 100w |  | 3 | No | [14 empty] | 0 | [12 empty] | 139.48 | 278.96 | 418.44 | D:18'' H:21'' | 12.4 | 18 |  |  | 21 | Screw Collar - Chain | [6 empty] | No |  | No | [20 empty] | D:5 1/2'' H:1 1/4'' Round |  |  |  |  | 96 | Clear | 72 |  | Hardwired | 0 | 0 | 0 | 0 | 1 | 0 | 0 | 1 | 0 | 0 | 0 | 014817330489 | 20 | 20 | 9.5 | 13.49 | 2.199 | 125 | Yes | [8 empty] | UL Dry | cUL Dry | BARRINGTON 3L MD PEND-BS | Medium Three Light Pendant |  | F22463-BS.jpg
F2246/3ORB | Medium Three Light Pendant | Barrington conveys simple refinement with flair. The Opal Etched glass shades create a warm, soft glow, and the subtle details found in the body construction add visual interest without upstaging the surrounding décor. The Barrington wall sconces are ADA compliant. | CHANDELIERS | Barrington | Pendants | Oil Rubbed Bronze | ORB | Steel | White Opal Etched Glass | D:17" H:4.5" |  |  | 3 Medium A19 100w |  | 3 | No | [14 empty] | 0 | [12 empty] | 139.48 | 278.96 | 418.44 | D:18'' H:21'' | 12.4 | 18 |  |  | 21 | Screw Collar - Chain | [6 empty] | No |  | No | [20 empty] | D:5 1/2'' H:1 1/4'' Round |  |  |  |  | 96 | Black | 72 |  | Hardwired | 0 | 0 | 0 | 0 | 1 | 0 | 0 | 1 | 0 | 0 | 0 | 014817330496 | 20 | 20 | 9.5 | 13.49 | 2.199 | 125 | Yes | [8 empty] | UL Dry | cUL Dry | BARRINGTON 3L MD PEND-ORB | Medium Three Light Pendant |  | F22463-ORB.jpg
F2246EN3/3BS | Medium Three Light Pendant | Barrington conveys simple refinement with flair. The Opal Etched glass shades create a warm, soft glow, and the subtle details found in the body construction add visual interest without upstaging the surrounding décor. The Barrington wall sconces are ADA compliant. | CHANDELIERS | Barrington | Pendants | Brushed Steel | BS | Steel | White Opal Etched Glass | D:17" H:4.5" |  |  | 3 Medium A19 9.3w |  | 3 | Yes | [14 empty] | 0 | [12 empty] | 147.45 | 294.9 | 442.35 | D:18'' H:21'' | 12.4 | 18 |  |  | 21 | Screw Collar - Chain | [6 empty] | No |  | No | [20 empty] | D:5 1/2'' H:1 1/4'' Round |  |  |  |  | 96 | Clear | 72 |  | Hardwired | 0 | 0 | 0 | 1 | 1 | 0 | 0 | 0 | 0 | 0 | 0 | 785652083747 | 20 | 20 | 9.5 | 13.49 | 2.199 | 125 | Yes | [8 empty] | UL Dry | cUL Dry | BARRINGTON 3L MD PEND-BS | Medium Three Light Pendant |  | F2246-BS.jpg | F22463EN3.jpg
F2246EN3/3ORB | Medium Three Light Pendant | Barrington conveys simple refinement with flair. The Opal Etched glass shades create a warm, soft glow, and the subtle details found in the body construction add visual interest without upstaging the surrounding décor. The Barrington wall sconces are ADA compliant. | CHANDELIERS | Barrington | Pendants | Oil Rubbed Bronze | ORB | Steel | White Opal Etched Glass | D:17" H:4.5" |  |  | 3 Medium A19 9.3w |  | 3 | Yes | [14 empty] | 0 | [12 empty] | 147.45 | 294.9 | 442.35 | D:18'' H:21'' | 12.4 | 18 |  |  | 21 | Screw Collar - Chain | [6 empty] | No |  | No | [20 empty] | D:5 1/2'' H:1 1/4'' Round |  |  |  |  | 96 | Black | 72 |  | Hardwired | 0 | 0 | 0 | 1 | 1 | 0 | 0 | 0 | 0 | 0 | 0 | 785652083754 | 20 | 20 | 9.5 | 13.49 | 2.199 | 125 | Yes | [8 empty] | UL Dry | cUL Dry | BARRINGTON 3L MD PEND-ORB | Medium Three Light Pendant |  | F2246-ORB.jpg | F22463EN3.jpg
F2248/3BS | Three Light Island Chandelier | Barrington conveys simple refinement with flair. The Opal Etched glass shades create a warm, soft glow, and the subtle details found in the body construction add visual interest without upstaging the surrounding décor. The Barrington wall sconces are ADA compliant. | CHANDELIERS | Barrington | Pendants | Brushed Steel | BS | Steel | White Opal Etched Glass | D:12" H:5.125" |  |  | 3 Medium A19 100w |  | 3 | No | [14 empty] | 0 | [12 empty] | 199.98 | 399.96 | 599.94 | L:44'' W:12'' H:17 1/4'' | 11.7 |  | 44 | 12 | 17.25 | Screw Collar - Stem |  |  |  | 20 - 74 |  |  | No |  | No | [20 empty] | D:5 1/2'' H:1 1/4'' Round |  |  |  |  | 96 | Clear |  |  | Hardwired | 0 | 0 | 0 | 0 | 1 | 0 | 0 | 1 | 0 | 0 | 0 | 014817330526 | 36.75 | 16.25 | 12.75 | 24.71 | 4.406 | 175 | Yes | [8 empty] | UL Dry | cUL Dry | BARRINGTON 3L ISLAND-BS | Three Light Island Chandelier |  | F22483-BS.jpg
F2248/3ORB | Three Light Island Chandelier | Barrington conveys simple refinement with flair. The Opal Etched glass shades create a warm, soft glow, and the subtle details found in the body construction add visual interest without upstaging the surrounding décor. The Barrington wall sconces are ADA compliant. | CHANDELIERS | Barrington | Pendants | Oil Rubbed Bronze | ORB | Steel | White Opal Etched Glass | D:12" H:5.125" |  |  | 3 Medium A19 100w |  | 3 | No | [14 empty] | 0 | [12 empty] | 199.98 | 399.96 | 599.94 | L:44'' W:12'' H:17 1/4'' | 11.7 |  | 44 | 12 | 17.25 | Screw Collar - Stem |  |  |  | 20 - 74 |  |  | No |  | No | [20 empty] | D:5 1/2'' H:1 1/4'' Round |  |  |  |  | 96 | Black |  |  | Hardwired | 0 | 0 | 0 | 0 | 1 | 0 | 0 | 1 | 0 | 0 | 0 | 014817330533 | 36.75 | 16.25 | 12.75 | 24.71 | 4.406 | 175 | Yes | [8 empty] | UL Dry | cUL Dry | BARRINGTON 3L ISLAND-ORB | Three Light Island Chandelier |  | F22483-ORB.jpg
F2248EN3/3BS | Three Light Island Chandelier | Barrington conveys simple refinement with flair. The Opal Etched glass shades create a warm, soft glow, and the subtle details found in the body construction add visual interest without upstaging the surrounding décor. The Barrington wall sconces are ADA compliant. | CHANDELIERS | Barrington | Pendants | Brushed Steel | BS | Steel | White Opal Etched Glass | D:12" H:5.125" |  |  | 3 Medium A19 9.3w |  | 3 | Yes | [14 empty] | 0 | [12 empty] | 205.45 | 410.9 | 616.35 | L:44'' W:12'' H:17 1/4'' | 11.7 |  | 44 | 12 | 17.25 | Screw Collar - Stem | [6 empty] | No |  | No | [20 empty] | D:5 1/2'' H:1 1/4'' Round |  |  |  |  | 96 | Clear |  |  | Hardwired | 0 | 0 | 0 | 1 | 1 | 0 | 0 | 0 | 0 | 0 | 0 | 785652083761 | 36.75 | 16.25 | 12.75 | 24.71 | 4.406 | 175 | Yes | [8 empty] | UL Dry | cUL Dry | BARRINGTON 3L ISLAND-BS | Three Light Island Chandelier |  | F2248-BS.jpg | F22483EN3.jpg
F2248EN3/3ORB | Three Light Island Chandelier | Barrington conveys simple refinement with flair. The Opal Etched glass shades create a warm, soft glow, and the subtle details found in the body construction add visual interest without upstaging the surrounding décor. The Barrington wall sconces are ADA compliant. | CHANDELIERS | Barrington | Pendants | Oil Rubbed Bronze | ORB | Steel | White Opal Etched Glass | D:12" H:5.125" |  |  | 3 Medium A19 9.3w |  | 3 | Yes | [14 empty] | 0 | [12 empty] | 205.45 | 410.9 | 616.35 | L:44'' W:12'' H:17 1/4'' | 11.7 |  | 44 | 12 | 17.25 | Screw Collar - Stem | [6 empty] | No |  | No | [20 empty] | D:5 1/2'' H:1 1/4'' Round |  |  |  |  | 96 | Black |  |  | Hardwired | 0 | 0 | 0 | 1 | 1 | 0 | 0 | 0 | 0 | 0 | 0 | 785652083778 | 36.75 | 16.25 | 12.75 | 24.71 | 4.406 | 175 | Yes | [8 empty] | UL Dry | cUL Dry | BARRINGTON 3L ISLAND-ORB | Three Light Island Chandelier |  | F2248-ORB.jpg | F22483EN3.jpg
F2250/3BS | Three Light Kitchen Chandelier | Barrington conveys simple refinement with flair. The Opal Etched glass shades create a warm, soft glow, and the subtle details found in the body construction add visual interest without upstaging the surrounding décor. The Barrington wall sconces are ADA compliant. | CHANDELIERS | Barrington | Pendants | Brushed Steel | BS | Steel | White Opal Etched Glass | D:7.875" H:5" |  |  | 3 Medium A19 100w |  | 3 | No | [14 empty] | 0 | [12 empty] | 124.98 | 249.96 | 374.94 | D:22 1/2'' H:22 3/4'' | 17.2 | 22.5 |  |  | 22.75 | Screw Collar - Chain | [6 empty] | No |  | No | [20 empty] | D:5 1/2'' H:1 1/4'' Round |  |  |  |  | 96 | Clear | 72 |  | Hardwired | 0 | 0 | 0 | 0 | 1 | 0 | 0 | 1 | 0 | 0 | 0 | 014817330564 | 18.5 | 14 | 18.5 | 17.49 | 2.773 | 125 | Yes | [8 empty] | UL Dry | cUL Dry | BARRINGTON 3L CHAND-BS | Three Light Kitchen Chandelier |  | F22503-BS.jpg
F2250/3ORB | Three Light Kitchen Chandelier | Barrington conveys simple refinement with flair. The Opal Etched glass shades create a warm, soft glow, and the subtle details found in the body construction add visual interest without upstaging the surrounding décor. The Barrington wall sconces are ADA compliant. | CHANDELIERS | Barrington | Pendants | Oil Rubbed Bronze | ORB | Steel | White Opal Etched Glass | D:7.875" H:5" |  |  | 3 Medium A19 100w |  | 3 | No | [14 empty] | 0 | [12 empty] | 124.98 | 249.96 | 374.94 | D:22 1/2'' H:22 3/4'' | 17.2 | 22.5 |  |  | 22.75 | Screw Collar - Chain | [6 empty] | No |  | No | [20 empty] | D:5 1/2'' H:1 1/4'' Round |  |  |  |  | 96 | Black | 72 |  | Hardwired | 0 | 0 | 0 | 0 | 1 | 0 | 0 | 1 | 0 | 0 | 0 | 014817330571 | 18.5 | 18.5 | 14 | 17.49 | 2.773 | 125 | Yes | [8 empty] | UL Dry | cUL Dry | BARRINGTON 3L CHAND-ORB | Three Light Kitchen Chandelier |  | F22503-ORB.jpg
F2250EN3/3BS | Three Light Kitchen Chandelier | Barrington conveys simple refinement with flair. The Opal Etched glass shades create a warm, soft glow, and the subtle details found in the body construction add visual interest without upstaging the surrounding décor. The Barrington wall sconces are ADA compliant. | CHANDELIERS | Barrington | Pendants | Brushed Steel | BS | Steel | White Opal Etched Glass | D:7.875" H:5" |  |  | 3 Medium A19 9.3w |  | 3 | Yes | [14 empty] | 0 | [12 empty] | 139.45 | 278.9 | 418.35 | D:22 1/2'' H:22 3/4'' | 17.2 | 22.5 |  |  | 22.75 | Screw Collar - Chain | [6 empty] | No |  | No | [20 empty] | D:5 1/2'' H:1 1/4'' Round |  |  |  |  | 96 | Clear | 72 |  | Hardwired | 0 | 0 | 0 | 1 | 1 | 0 | 0 | 0 | 0 | 0 | 0 | 785652083785 | 18.5 | 14 | 18.5 | 17.49 | 2.773 | 125 | Yes | [8 empty] | UL Dry | cUL Dry | BARRINGTON 3L CHAND-BS | Three Light Kitchen Chandelier |  | F2250-BS.jpg | F22503EN3.jpg
F2250EN3/3ORB | Three Light Kitchen Chandelier | Barrington conveys simple refinement with flair. The Opal Etched glass shades create a warm, soft glow, and the subtle details found in the body construction add visual interest without upstaging the surrounding décor. The Barrington wall sconces are ADA compliant. | CHANDELIERS | Barrington | Pendants | Oil Rubbed Bronze | ORB | Steel | White Opal Etched Glass | D:7.875" H:5" |  |  | 3 Medium A19 9.3w |  | 3 | Yes | [14 empty] | 0 | [12 empty] | 139.45 | 278.9 | 418.35 | D:22 1/2'' H:22 3/4'' | 17.2 | 22.5 |  |  | 22.75 | Screw Collar - Chain | [6 empty] | No |  | No | [20 empty] | D:5 1/2'' H:1 1/4'' Round |  |  |  |  | 96 | Black | 72 |  | Hardwired | 0 | 0 | 0 | 1 | 1 | 0 | 0 | 0 | 0 | 0 | 0 | 785652083792 | 18.5 | 14 | 18.5 | 17.49 | 2.773 | 125 | Yes | [8 empty] | UL Dry | cUL Dry | BARRINGTON 3L CHAND-ORB | Three Light Kitchen Chandelier |  | F2250-ORB.jpg | F22503EN3.jpg
F2251/4BS | Four Light Kitchen Chandelier | Barrington conveys simple refinement with flair. The Opal Etched glass shades create a warm, soft glow, and the subtle details found in the body construction add visual interest without upstaging the surrounding décor. The Barrington wall sconces are ADA compliant. | CHANDELIERS | Barrington | Pendants | Brushed Steel | BS | Steel | White Opal Etched Glass | D:7.875" H:5" |  |  | 4 Medium A19 100w |  | 4 | No | [14 empty] | 0 | [12 empty] | 143.95 | 287.9 | 431.85 | D:26'' H:23 1/4'' | 18.9 | 26 |  |  | 23.25 | Screw Collar - Chain | [6 empty] | No |  | No | [20 empty] | D:5 1/2'' H:1 1/4'' Round |  |  |  |  | 96 | Clear | 72 |  | Hardwired | 0 | 0 | 0 | 0 | 1 | 0 | 0 | 1 | 0 | 0 | 0 | 014817330588 | 18 | 18 | 14 | 20.06 | 2.625 | 125 | Yes | [8 empty] | UL Dry | cUL Dry | BARRINGTON 4L CHAND-BS | Four Light Kitchen Chandelier |  | F22514-BS.jpg
F2251/4ORB | Four Light Kitchen Chandelier | Barrington conveys simple refinement with flair. The Opal Etched glass shades create a warm, soft glow, and the subtle details found in the body construction add visual interest without upstaging the surrounding décor. The Barrington wall sconces are ADA compliant. | CHANDELIERS | Barrington | Pendants | Oil Rubbed Bronze | ORB | Steel | White Opal Etched Glass | D:7.875" H:5" |  |  | 4 Medium A19 100w |  | 4 | No | [14 empty] | 0 | [12 empty] | 143.95 | 287.9 | 431.85 | D:26'' H:23 1/4'' | 18.9 | 26 |  |  | 23.25 | Screw Collar - Chain | [6 empty] | No |  | No | [20 empty] | D:5 1/2'' H:1 1/4'' Round |  |  |  |  | 96 | Black | 72 |  | Hardwired | 0 | 0 | 0 | 0 | 1 | 0 | 0 | 1 | 0 | 0 | 0 | 014817330595 | 18 | 18 | 14 | 20.06 | 2.625 | 125 | Yes | [8 empty] | UL Dry | cUL Dry | BARRINGTON 4L CHAND-ORB | Four Light Kitchen Chandelier |  | F22514-ORB.jpg
F2252/5BS | Five Light Chandelier | Barrington conveys simple refinement with flair. The Opal Etched glass shades create a warm, soft glow, and the subtle details found in the body construction add visual interest without upstaging the surrounding décor. The Barrington wall sconces are ADA compliant. | CHANDELIERS | Barrington | Chandeliers | Brushed Steel | BS | Steel | White Opal Etched Glass | D:5" H:5" |  |  | 5 Medium A19 100w |  | 5 | No | [14 empty] | 0 | [12 empty] | 199.98 | 399.96 | 599.94 | D:25 1/2'' H:25 3/8'' | 20.7 | 25.5 |  |  | 25.375 | Screw Collar - Chain | [6 empty] | No |  | No | [20 empty] | D:5 1/2'' H:1 1/4'' Round |  |  |  |  | 96 | Clear | 72 |  | Hardwired | 0 | 0 | 0 | 0 | 1 | 0 | 0 | 1 | 0 | 0 | 0 | 014817330618 | 26 | 10.5 | 26.75 | 23.28 | 4.226 | 175 | Yes | [8 empty] | UL Dry | cUL Dry | BARRINGTON 5L CHAND-BS | Five Light Chandelier |  | F22525-BS.jpg
F2252/5ORB | Five Light Chandelier | Barrington conveys simple refinement with flair. The Opal Etched glass shades create a warm, soft glow, and the subtle details found in the body construction add visual interest without upstaging the surrounding décor. The Barrington wall sconces are ADA compliant. | CHANDELIERS | Barrington | Chandeliers | Oil Rubbed Bronze | ORB | Steel | White Opal Etched Glass | D:5" H:5" |  |  | 5 Medium A19 100w |  | 5 | No | [14 empty] | 0 | [12 empty] | 199.98 | 399.96 | 599.94 | D:25 1/2'' H:25 3/8'' | 20.7 | 25.5 |  |  | 25.375 | Screw Collar - Chain | [6 empty] | No |  | No | [20 empty] | D:5 1/2'' H:1 1/4'' Round |  |  |  |  | 96 | Black | 72 |  | Hardwired | 0 | 0 | 0 | 0 | 1 | 0 | 0 | 1 | 0 | 0 | 0 | 014817330625 | 26 | 10.5 | 26.75 | 23.28 | 4.226 | 175 | Yes | [8 empty] | UL Dry | cUL Dry | BARRINGTON 5L CHAND-ORB | Five Light Chandelier |  | F22525-ORB.jpg
F2252EN3/5BS | Five Light Chandelier | Barrington conveys simple refinement with flair. The Opal Etched glass shades create a warm, soft glow, and the subtle details found in the body construction add visual interest without upstaging the surrounding décor. The Barrington wall sconces are ADA compliant. | CHANDELIERS | Barrington | Chandeliers | Brushed Steel | BS | Steel | White Opal Etched Glass | D:5" H:5" |  |  | 5 Medium A19 9.3w |  | 5 | Yes | [14 empty] | 0 | [12 empty] | 215.45 | 430.9 | 646.35 | D:25 1/2'' H:25 3/8'' | 20.7 | 25.5 |  |  | 25.375 | Screw Collar - Chain | [6 empty] | No |  | No | [20 empty] | D:5 1/2'' H:1 1/4'' Round |  |  |  |  | 96 | Clear | 72 |  | Hardwired | 0 | 0 | 0 | 1 | 1 | 0 | 0 | 0 | 0 | 0 | 0 | 785652083808 | 26 | 10.5 | 26.75 | 23.28 | 4.226 | 175 | Yes | [8 empty] | UL Dry | cUL Dry | BARRINGTON 5L CHAND-BS | Five Light Chandelier |  | F2252-BS.jpg | F22525EN3.jpg
F2252EN3/5ORB | Five Light Chandelier | Barrington conveys simple refinement with flair. The Opal Etched glass shades create a warm, soft glow, and the subtle details found in the body construction add visual interest without upstaging the surrounding décor. The Barrington wall sconces are ADA compliant. | CHANDELIERS | Barrington | Chandeliers | Oil Rubbed Bronze | ORB | Steel | White Opal Etched Glass | D:5" H:5" |  |  | 5 Medium A19 9.3w |  | 5 | Yes | [14 empty] | 0 | [12 empty] | 215.45 | 430.9 | 646.35 | D:25 1/2'' H:25 3/8'' | 20.7 | 25.5 |  |  | 25.375 | Screw Collar - Chain | [6 empty] | No |  | No | [20 empty] | D:5 1/2'' H:1 1/4'' Round |  |  |  |  | 96 | Black | 72 |  | Hardwired | 0 | 0 | 0 | 1 | 1 | 0 | 0 | 0 | 0 | 0 | 0 | 785652083815 | 26 | 10.5 | 26.75 | 23.28 | 4.226 | 175 | Yes | [8 empty] | UL Dry | cUL Dry | BARRINGTON 5L CHAND-ORB | Five Light Chandelier |  | F2252-ORB.jpg | F22525EN3.jpg
F2253/6+3BS | Nine Light Chandelier | Barrington conveys simple refinement with flair. The Opal Etched glass shades create a warm, soft glow, and the subtle details found in the body construction add visual interest without upstaging the surrounding décor. The Barrington wall sconces are ADA compliant. | CHANDELIERS | Barrington | Chandeliers | Brushed Steel | BS | Steel | White Opal Etched Glass | D:5" H:5" |  |  | 9 Medium A19 100w |  | 9 | No | [14 empty] | 0 | [12 empty] | 299.98 | 599.96 | 899.94 | D:29'' H:30'' | 32.8 | 29 |  |  | 30 | Screw Collar - Chain | [6 empty] | No |  | No | [20 empty] | D:5 1/2'' H:1 1/4'' Round |  |  |  |  | 120 | Clear | 96 |  | Hardwired | 0 | 0 | 0 | 0 | 1 | 0 | 0 | 1 | 0 | 0 | 0 | 014817330632 | 29 | 13 | 31 | 35.9 | 6.763 | 175 | Yes | [8 empty] | UL Dry | cUL Dry | BARRINGTON 9L CHAND-BS | Nine Light Chandelier |  | F225363-BS.jpg
F2253/6+3ORB | Nine Light Chandelier | Barrington conveys simple refinement with flair. The Opal Etched glass shades create a warm, soft glow, and the subtle details found in the body construction add visual interest without upstaging the surrounding décor. The Barrington wall sconces are ADA compliant. | CHANDELIERS | Barrington | Chandeliers | Oil Rubbed Bronze | ORB | Steel | White Opal Etched Glass | D:5" H:5" |  |  | 9 Medium A19 100w |  | 9 | No | [14 empty] | 0 | [12 empty] | 299.98 | 599.96 | 899.94 | D:29'' H:30'' | 32.8 | 29 |  |  | 30 | Screw Collar - Chain | [6 empty] | No |  | No | [20 empty] | D:5 1/2'' H:1 1/4'' Round |  |  |  |  | 120 | Black | 96 |  | Hardwired | 0 | 0 | 0 | 0 | 1 | 0 | 0 | 1 | 0 | 0 | 0 | 014817330649 | 29 | 13 | 31 | 35.9 | 6.763 | 175 | Yes | [8 empty] | UL Dry | cUL Dry | BARRINGTON 9L CHAND-ORB | Nine Light Chandelier |  | F225363-ORB.jpg
F2253EN3/9BS | Nine Light Chandelier | Barrington conveys simple refinement with flair. The Opal Etched glass shades create a warm, soft glow, and the subtle details found in the body construction add visual interest without upstaging the surrounding décor. The Barrington wall sconces are ADA compliant. | CHANDELIERS | Barrington | Chandeliers | Brushed Steel | BS | Steel | White Opal Etched Glass | D:5" H:5" |  |  | 9 Medium A19 9.3w |  | 9 | Yes | [14 empty] | 0 | [12 empty] | 333.45 | 666.9 | 1000.35 | D:29'' H:30'' | 32.8 | 29 |  |  | 30 | Screw Collar - Chain | [6 empty] | No |  | No | [20 empty] | D:5 1/2'' H:1 1/4'' Round |  |  |  |  | 120 | Clear | 96 |  | Hardwired | 0 | 0 | 0 | 1 | 1 | 0 | 0 | 0 | 0 | 0 | 0 | 785652083822 | 29 | 13 | 31 | 35.9 | 6.763 | 175 | Yes | [8 empty] | UL Dry | cUL Dry | BARRINGTON 9L CHAND-BS | Nine Light Chandelier |  | F2253-BS.jpg | F225363EN3.jpg
F2253EN3/9ORB | Nine Light Chandelier | Barrington conveys simple refinement with flair. The Opal Etched glass shades create a warm, soft glow, and the subtle details found in the body construction add visual interest without upstaging the surrounding décor. The Barrington wall sconces are ADA compliant. | CHANDELIERS | Barrington | Chandeliers | Oil Rubbed Bronze | ORB | Steel | White Opal Etched Glass | D:5" H:5" |  |  | 9 Medium A19 9.3w |  | 9 | Yes | [14 empty] | 0 | [12 empty] | 333.45 | 666.9 | 1000.35 | D:29'' H:30'' | 32.8 | 29 |  |  | 30 | Screw Collar - Chain | [6 empty] | No |  | No | [20 empty] | D:5 1/2'' H:1 1/4'' Round |  |  |  |  | 120 | Black | 96 |  | Hardwired | 0 | 0 | 0 | 1 | 1 | 0 | 0 | 0 | 0 | 0 | 0 | 785652083839 | 29 | 13 | 31 | 35.9 | 6.763 | 175 | Yes | [8 empty] | UL Dry | cUL Dry | BARRINGTON 9L CHAND-ORB | Nine Light Chandelier |  | F2253-ORB.jpg | F225363EN3.jpg
F2254/6+6+3ORB | Fifteen Light Chandelier | Barrington conveys simple refinement with flair. The Opal Etched glass shades create a warm, soft glow, and the subtle details found in the body construction add visual interest without upstaging the surrounding décor. The Barrington wall sconces are ADA compliant. | CHANDELIERS | Barrington | Chandeliers | Oil Rubbed Bronze | ORB | Steel | White Opal Etched Glass | D:5" H:5" |  |  | 15 Medium A19 75w |  | 15 | No | [14 empty] | 0 | [12 empty] | 524.98 | 1049.96 | 1574.94 | D:38'' H:44 1/2'' | 51.2 | 38 |  |  | 44.5 | Screw Collar - Chain | [6 empty] | No |  | No | [20 empty] | D:5 1/2'' H:1 1/4'' Round |  |  |  |  | 120 | Black | 96 |  | Hardwired | 0 | 0 | 0 | 0 | 1 | 0 | 0 | 1 | 0 | 0 | 0 | 014817330663 | 44 | 38.25 | 16 | 62.15 | 15.583 | 175 | Yes | [8 empty] | UL Dry | cUL Dry | BARRINGTON 15L CHAND-ORB | Fifteen Light Chandelier |  | F2254663-ORB.jpg
F2254EN3/15ORB | Fifteen Light Chandelier | Barrington conveys simple refinement with flair. The Opal Etched glass shades create a warm, soft glow, and the subtle details found in the body construction add visual interest without upstaging the surrounding décor. The Barrington wall sconces are ADA compliant. | CHANDELIERS | Barrington | Chandeliers | Oil Rubbed Bronze | ORB | Steel | White Opal Etched Glass | D:5" H:5" |  |  | 15 Medium A19 9.3w |  | 15 | Yes | [14 empty] | 0 | [12 empty] | 594.45 | 1188.9 | 1783.35 | D:38'' H:44 1/2'' | 51.2 | 38 |  |  | 44.5 | Screw Collar - Chain | [6 empty] | No |  | No | [20 empty] | D:5 1/2'' H:1 1/4'' Round |  |  |  |  | 120 | Black | 96 |  | Hardwired | 0 | 0 | 0 | 1 | 1 | 0 | 0 | 0 | 0 | 0 | 0 | 785652083846 | 44 | 38.25 | 16 | 62.15 | 15.583 | 175 | Yes | [8 empty] | UL Dry | cUL Dry | BARRINGTON 15L CHAND-ORB | Fifteen Light Chandelier |  | F2254-ORB.jpg | F2254663EN.jpg
F2343/4BS | Large Four Light Pendant | Whether your decorating theme is traditional or contemporary, there is a place for this unique and stunning Casual Luxury chandelier and vanity lights. The organza shades and dark bronze or brushed steel plated finishes demand attention to the fine details of these fixtures. The wall brackets and sconces have a dual back plate for a dimensional design accent, and spun metal trim rings at the top and bottom of the shade lend a finishing touch. All of the shades on these wonderful fixtures are enclosed at the bottom for a lovely casting of light. | CHANDELIERS | Casual Luxury | Pendants | Brushed Steel | BS | Steel | Silver Organza Glass | D:22.25" H:6.125" |  |  | 4 Medium A19 100w |  | 4 | No | [14 empty] | 0 | [12 empty] | 249.98 | 499.96 | 749.94 | D:22 1/2'' H:18'' | 14.52 | 22.5 |  |  | 18 | Double Cap Nuts |  |  |  | 20.25 - 74.25 |  |  | No |  | No | [20 empty] | D:5 1/2'' H:1'' Round |  |  |  |  | 180 | Clear Silver |  |  | Hardwired | 0 | 0 | 0 | 0 | 1 | 0 | 0 | 1 | 0 | 0 | 0 | 014817392982 | 26 | 26 | 11.75 | 21.4 | 4.597 | 175 | Yes | [8 empty] | UL Dry | cUL Dry | CASUAL LUXURY 4L LG PEND-BS | Large Four Light Pendant |  | F23434BS.jpg | F23434BS.jpg
F2343EN3/4BS | Large Four Light Pendant | Whether your decorating theme is traditional or contemporary, there is a place for this unique and stunning Casual Luxury chandelier and vanity lights. The organza shades and dark bronze or brushed steel plated finishes demand attention to the fine details of these fixtures. The wall brackets and sconces have a dual back plate for a dimensional design accent, and spun metal trim rings at the top and bottom of the shade lend a finishing touch. All of the shades on these wonderful fixtures are enclosed at the bottom for a lovely casting of light. | CHANDELIERS | Casual Luxury | Pendants | Brushed Steel | BS | Steel | Silver Organza Glass | D:22.25" H:6.125" |  |  | 4 Medium A19 9.3w |  | 4 | Yes | [14 empty] | 0 | [12 empty] | 265.45 | 530.9 | 796.35 | D:22 1/2'' H:18'' | 14.52 | 22.5 |  |  | 18 | Double Cap Nuts | [6 empty] | No |  | No | [20 empty] | D:5 1/2'' H:1'' Round |  |  |  |  | 180 | Clear Silver |  |  | Hardwired | 0 | 0 | 0 | 1 | 1 | 0 | 0 | 0 | 0 | 0 | 0 | 785652084188 | 26 | 26 | 11.75 | 21.4 | 4.597 | 175 | Yes | [8 empty] | UL Dry | cUL Dry | CASUAL LUXURY 4L LG PEND-BS | Large Four Light Pendant |  | F2343EN3/4BS.jpg | F2343EN3/4.jpg
F2397/5WAL | Five Light Kitchen Chandelier | The casual iron Drawing Room lighting collection has traditional Edwardian style. The overlapping arch and fluted detailing is found both in the pressed glass bowls and the die cast aluminum fitters. The fretwork elements draw on traditional British architectural themes. | CHANDELIERS | Drawing Room | Pendants | Walnut | WAL | Steel | Amber Snow Scavo Glass | D:6.25" H:5.25" |  |  | 5 Medium A19 100w |  | 5 | No | [14 empty] | 0 | [12 empty] | 299.98 | 599.96 | 899.94 | D:25'' H:21 1/4'' | 22 | 25 |  |  | 21.25 | Screw Collar - Chain | [6 empty] | No |  | No | [20 empty] | D:5 1/2'' H:1 1/4'' Round |  |  |  |  | 180 | Brown | 60 |  | Hardwired | 0 | 0 | 0 | 0 | 1 | 0 | 0 | 1 | 0 | 0 | 0 | 014817357639 | 24.75 | 21 | 13 | 24.62 | 3.91 | 125 | Yes | [8 empty] | UL Dry | cUL Dry | DRAWING ROOM 5L CHAND-WAL | Five Light Kitchen Chandelier |  | F23975WAL.jpg
F2402/3BS | Three Light Island Chandelier | Sunset Drive has textures and geometric shapes that harken back to the Hollywood Regency era while maintaining the heart of contemporary design. Cylindrical White Opal Etched glass shades with a hand-applied Striated Pearl finish combine with steel arms for a bold look. | CHANDELIERS | Sunset Drive | Pendants | Brushed Steel | BS | Steel | White Opal Etched Glass | D:8" H:4.625" |  |  | 3 Medium A19 100w |  | 3 | No | [14 empty] | 0 | [12 empty] | 339.48 | 678.96 | 1018.44 | L:40'' W:8'' H:12 1/4'' | 12.1 |  | 40 | 8 | 12.25 | Cap Nuts |  |  |  | 13.75 - 67.75 |  |  | No |  | No | [20 empty] | D:5 1/2'' H:1 1/4'' Round |  |  |  |  | 180 | Clear Silver |  |  | Hardwired | 0 | 0 | 0 | 0 | 1 | 0 | 0 | 1 | 0 | 0 | 0 | 014817358001 | 39.25 | 12.5 | 14.5 | 20.3 | 4.117 | 175 | Yes | [8 empty] | UL Dry | cUL Dry | SUNSET DRIVE 3L ISLAND-BS | Three Light Island Chandelier |  | F24023BS.jpg | F24023BS.jpg
F2402/3CB | Three Light Island Chandelier | Sunset Drive has textures and geometric shapes that harken back to the Hollywood Regency era while maintaining the heart of contemporary design. Cylindrical White Opal Etched glass shades with a hand-applied Striated Pearl finish combine with steel arms for a bold look. | CHANDELIERS | Sunset Drive | Pendants | Corinthian Bronze | CB | Steel | Striated Pearl Glass | D:8" H:4.625" |  |  | 3 Medium A19 100w |  | 3 | No | [14 empty] | 0 | [12 empty] | 339.48 | 678.96 | 1018.44 | L:40'' W:8'' H:12 1/4'' | 12.1 |  | 40 | 8 | 12.25 | Cap Nuts | [6 empty] | No |  | No | [20 empty] | D:5 1/2'' H:1 1/4'' Round |  |  |  |  | 180 | Brown |  |  | Hardwired | 0 | 0 | 0 | 0 | 1 | 0 | 0 | 1 | 0 | 0 | 0 | 014817358018 | 39.5 | 15 | 13 | 20.88 | 4.457 | 175 | Yes | [8 empty] | UL Dry | cUL Dry | SUNSET DRIVE 3L ISLAND-CB | Three Light Island Chandelier |  | F24023CB.jpg
F2402EN3/3BS | Three Light Island Chandelier | Sunset Drive has textures and geometric shapes that harken back to the Hollywood Regency era while maintaining the heart of contemporary design. Cylindrical White Opal Etched glass shades with a hand-applied Striated Pearl finish combine with steel arms for a bold look. | CHANDELIERS | Sunset Drive | Pendants | Brushed Steel | BS | Steel | White Opal Etched Glass | D:8" H:4.625" |  |  | 3 Medium A19 9.3w |  | 3 | Yes | [14 empty] | 0 | [12 empty] | 337.95 | 675.9 | 1013.85 | L:40'' W:8'' H:12 1/4'' | 12.1 |  | 40 | 8 | 12.25 | Cap Nuts | [6 empty] | No |  | No | [20 empty] | D:5 1/2'' H:1 1/4'' Round |  |  |  |  | 180 | Clear Silver |  |  | Hardwired | 0 | 0 | 0 | 1 | 1 | 0 | 0 | 0 | 0 | 0 | 0 | 785652084652 | 39.25 | 12.5 | 14.5 | 20.3 | 4.117 | 175 | Yes | [8 empty] | UL Dry | cUL Dry | SUNSET DRIVE 3L ISLAND-BS | Three Light Island Chandelier |  | F2402EN3/3BS.jpg | F2402EN3.jpg
F2402EN3/3CB | Three Light Island Chandelier | Sunset Drive has textures and geometric shapes that harken back to the Hollywood Regency era while maintaining the heart of contemporary design. Cylindrical White Opal Etched glass shades with a hand-applied Striated Pearl finish combine with steel arms for a bold look. | CHANDELIERS | Sunset Drive | Pendants | Corinthian Bronze | CB | Steel | Striated Pearl Glass | D:8" H:4.625" |  |  | 3 Medium A19 9.3w |  | 3 | Yes | [14 empty] | 0 | [12 empty] | 337.95 | 675.9 | 1013.85 | L:40'' W:8'' H:12 1/4'' | 12.1 |  | 40 | 8 | 12.25 | Cap Nuts | [6 empty] | No |  | No | [20 empty] | D:5 1/2'' H:1 1/4'' Round |  |  |  |  | 180 | Brown |  |  | Hardwired | 0 | 0 | 0 | 1 | 1 | 0 | 0 | 0 | 0 | 0 | 0 | 785652084669 | 39.25 | 12.5 | 14.5 | 20.3 | 4.117 | 175 | Yes | [8 empty] | UL Dry | cUL Dry | SUNSET DRIVE 3L ISLAND-CB | Three Light Island Chandelier |  | F2402EN3/3CB.jpg | F2402EN3.jpg
F2403/3BS | Three Light Kitchen Chandelier | Sunset Drive has textures and geometric shapes that harken back to the Hollywood Regency era while maintaining the heart of contemporary design. Cylindrical White Opal Etched glass shades with a hand-applied Striated Pearl finish combine with steel arms for a bold look. | CHANDELIERS | Sunset Drive | Pendants | Brushed Steel | BS | Steel | White Opal Etched Glass | D:8" H:4.625" |  |  | 3 Medium A19 100w |  | 3 | No | [14 empty] | 0 | [12 empty] | 249.98 | 499.96 | 749.94 | D:27'' H:11'' | 11.33 | 27 |  |  | 11 | Cap Nuts |  |  |  | 12.75 - 60.75 |  |  | No |  | No | [20 empty] | D:5 1/2'' H:1 1/4'' Round |  |  |  |  | 180 | Clear Silver |  |  | Hardwired | 0 | 0 | 0 | 0 | 1 | 0 | 0 | 1 | 0 | 0 | 0 | 014817358032 | 23 | 21 | 14 | 20.5 | 3.913 | 175 | Yes | [8 empty] | UL Dry | cUL Dry | SUNSET DRIVE 3L CHAND-BS | Three Light Kitchen Chandelier |  | F24033BS.jpg | F24033BS.jpg
F2403/3CB | Three Light Kitchen Chandelier | Sunset Drive has textures and geometric shapes that harken back to the Hollywood Regency era while maintaining the heart of contemporary design. Cylindrical White Opal Etched glass shades with a hand-applied Striated Pearl finish combine with steel arms for a bold look. | CHANDELIERS | Sunset Drive | Pendants | Corinthian Bronze | CB | Steel | Striated Pearl Glass | D:8" H:4.625" |  |  | 3 Medium A19 100w |  | 3 | No | [14 empty] | 0 | [12 empty] | 249.98 | 499.96 | 749.94 | D:27'' H:11'' | 11.33 | 27 |  |  | 11 | Cap Nuts |  |  |  | 12.75 - 60.75 |  |  | No |  | No | [20 empty] | D:5 1/2'' H:1 1/4'' Round |  |  |  |  | 180 | Brown |  |  | Hardwired | 0 | 0 | 0 | 0 | 1 | 0 | 0 | 1 | 0 | 0 | 0 | 014817358025 | 23 | 14.5 | 21.25 | 20.09 | 4.101 | 175 | Yes | [8 empty] | UL Dry | cUL Dry | SUNSET DRIVE 3L CHAND-CB | Three Light Kitchen Chandelier |  | F24033CB.jpg
F2403EN3/3BS | Three Light Kitchen Chandelier | Sunset Drive has textures and geometric shapes that harken back to the Hollywood Regency era while maintaining the heart of contemporary design. Cylindrical White Opal Etched glass shades with a hand-applied Striated Pearl finish combine with steel arms for a bold look. | CHANDELIERS | Sunset Drive | Pendants | Brushed Steel | BS | Steel | White Opal Etched Glass | D:8" H:4.625" |  |  | 3 Medium A19 9.3w |  | 3 | Yes | [14 empty] | 0 | [12 empty] | 257.45 | 514.9 | 772.35 | D:27'' H:11'' | 11.33 | 27 |  |  | 11 | Cap Nuts | [6 empty] | No |  | No | [20 empty] | D:5 1/2'' H:1 1/4'' Round |  |  |  |  | 180 | Clear Silver |  |  | Hardwired | 0 | 0 | 0 | 1 | 1 | 0 | 0 | 0 | 0 | 0 | 0 | 785652084676 | 23 | 21 | 14 | 20.5 | 3.913 | 175 | Yes | [8 empty] | UL Dry | cUL Dry | SUNSET DRIVE 3L CHAND-BS | Three Light Kitchen Chandelier |  | F2403EN3/3BS.jpg | F2403EN3.jpg
F2403EN3/3CB | Three Light Kitchen Chandelier | Sunset Drive has textures and geometric shapes that harken back to the Hollywood Regency era while maintaining the heart of contemporary design. Cylindrical White Opal Etched glass shades with a hand-applied Striated Pearl finish combine with steel arms for a bold look. | CHANDELIERS | Sunset Drive | Pendants | Corinthian Bronze | CB | Steel | Striated Pearl Glass | D:8" H:4.625" |  |  | 3 Medium A19 9.3w |  | 3 | Yes | [14 empty] | 0 | [12 empty] | 257.45 | 514.9 | 772.35 | D:27'' H:11'' | 11.33 | 27 |  |  | 11 | Cap Nuts | [6 empty] | No |  | No | [20 empty] | D:5 1/2'' H:1 1/4'' Round |  |  |  |  | 180 | Brown |  |  | Hardwired | 0 | 0 | 0 | 1 | 1 | 0 | 0 | 0 | 0 | 0 | 0 | 785652084706 | 23 | 21 | 14 | 20.5 | 3.913 | 175 | Yes | [8 empty] | UL Dry | cUL Dry | SUNSET DRIVE 3L CHAND-CB | Three Light Kitchen Chandelier |  | F2403EN3/3CB.jpg | F2403EN3.jpg
F2404/3BS | Three Light Pendant | Sunset Drive has textures and geometric shapes that harken back to the Hollywood Regency era while maintaining the heart of contemporary design. Cylindrical White Opal Etched glass shades with a hand-applied Striated Pearl finish combine with steel arms for a bold look. | CHANDELIERS | Sunset Drive | Pendants | Brushed Steel | BS | Steel | White Opal Etched Glass | D:18.375" H:4.625" |  |  | 3 Medium A19 100w |  | 3 | No | [14 empty] | 0 | [12 empty] | 249.98 | 499.96 | 749.94 | D:18 3/8'' H:12'' | 19.29 | 18.375 |  |  | 12 | Cap Nuts |  |  |  | 14.5 - 68.5 |  |  | No |  | No | [20 empty] | D:5 1/2'' H:1 1/4'' Round |  |  |  |  | 180 | Clear Silver |  |  | Hardwired | 0 | 0 | 0 | 0 | 1 | 0 | 0 | 1 | 0 | 0 | 0 | 014817392678 | 21.75 | 17.25 | 21.75 | 21.03 | 4.722 | 175 | Yes | [8 empty] | UL Dry | cUL Dry | SUNSET DRIVE 3L PEND-BS | Three Light Pendant |  | F24043BS.jpg | F24043BS.jpg
F2404/3CB | Three Light Pendant | Sunset Drive has textures and geometric shapes that harken back to the Hollywood Regency era while maintaining the heart of contemporary design. Cylindrical White Opal Etched glass shades with a hand-applied Striated Pearl finish combine with steel arms for a bold look. | CHANDELIERS | Sunset Drive | Pendants | Corinthian Bronze | CB | Steel | Striated Pearl Glass | D:18.375" H:4.625" |  |  | 3 Medium A19 100w |  | 3 | No | [14 empty] | 0 | [12 empty] | 249.98 | 499.96 | 749.94 | D:18 3/8'' H:12'' | 19.29 | 18.375 |  |  | 12 | Cap Nuts |  |  |  | 14.5 - 68.5 |  |  | No |  | No | [20 empty] | D:5 1/2'' H:1 1/4'' Round |  |  |  |  | 180 | Brown |  |  | Hardwired | 0 | 0 | 0 | 0 | 1 | 0 | 0 | 1 | 0 | 0 | 0 | 014817358049 | 22.25 | 17.75 | 22 | 20.5 | 5.028 | 175 | Yes | [8 empty] | UL Dry | cUL Dry | SUNSET DRIVE 3L PEND-CB | Three Light Pendant |  | F24043CB.jpg
F2404EN3/3BS | Three Light Pendant | Sunset Drive has textures and geometric shapes that harken back to the Hollywood Regency era while maintaining the heart of contemporary design. Cylindrical White Opal Etched glass shades with a hand-applied Striated Pearl finish combine with steel arms for a bold look. | CHANDELIERS | Sunset Drive | Pendants | Brushed Steel | BS | Steel | White Opal Etched Glass | D:18.375" H:4.625" |  |  | 3 Medium A19 9.3w |  | 3 | Yes | [14 empty] | 0 | [12 empty] | 257.45 | 514.9 | 772.35 | D:18 3/8'' H:12'' | 19.29 | 18.375 |  |  | 12 | Cap Nuts | [6 empty] | No |  | No | [20 empty] | D:5 1/2'' H:1 1/4'' Round |  |  |  |  | 180 | Clear Silver |  |  | Hardwired | 0 | 0 | 0 | 1 | 1 | 0 | 0 | 0 | 0 | 0 | 0 | 785652084713 | 21.75 | 17.25 | 21.75 | 21.03 | 4.722 | 175 | Yes | [8 empty] | UL Dry | cUL Dry | SUNSET DRIVE 3L PEND-BS | Three Light Pendant |  | F2404EN3/3BS.jpg | F2404EN3.jpg
F2404EN3/3CB | Three Light Pendant | Sunset Drive has textures and geometric shapes that harken back to the Hollywood Regency era while maintaining the heart of contemporary design. Cylindrical White Opal Etched glass shades with a hand-applied Striated Pearl finish combine with steel arms for a bold look. | CHANDELIERS | Sunset Drive | Pendants | Corinthian Bronze | CB | Steel | Striated Pearl Glass | D:18.375" H:4.625" |  |  | 3 Medium A19 9.3w |  | 3 | Yes | [14 empty] | 0 | [12 empty] | 257.45 | 514.9 | 772.35 | D:18 3/8'' H:12'' | 19.29 | 18.375 |  |  | 12 | Cap Nuts | [6 empty] | No |  | No | [20 empty] | D:5 1/2'' H:1 1/4'' Round |  |  |  |  | 180 | Brown |  |  | Hardwired | 0 | 0 | 0 | 1 | 1 | 0 | 0 | 0 | 0 | 0 | 0 | 785652084720 | 21.75 | 17.25 | 21.75 | 21.03 | 4.722 | 175 | Yes | [8 empty] | UL Dry | cUL Dry | SUNSET DRIVE 3L PEND-CB | Three Light Pendant |  | F2404EN3/3CB.jpg | F2404EN3.jpg
F2405/5BS | Five Light Chandelier | Sunset Drive has textures and geometric shapes that harken back to the Hollywood Regency era while maintaining the heart of contemporary design. Cylindrical White Opal Etched glass shades with a hand-applied Striated Pearl finish combine with steel arms for a bold look. | CHANDELIERS | Sunset Drive | Chandeliers | Brushed Steel | BS | Steel | White Opal Etched Glass | D:6.25" H:3.25" |  |  | 5 Candelabra G16-1/2 60w |  | 5 | No | [14 empty] | 0 | [12 empty] | 265.45 | 530.9 | 796.35 | D:26 3/4'' H:16 3/8'' | 13.22 | 26.75 |  |  | 16.375 | Cap Nuts |  |  |  | 24.5 - 72.5 |  |  | No |  | No | [20 empty] | D:5 1/2'' H:1 1/4'' Round |  |  |  |  | 180 | Clear Silver |  |  | Hardwired | 0 | 0 | 0 | 0 | 1 | 0 | 0 | 1 | 0 | 0 | 0 | 014817392708 | 24.25 | 16.25 | 19 | 19.7 | 4.333 | 175 | Yes | [8 empty] | UL Dry | cUL Dry | SUNSET DRIVE 5L CHAND-BS | Five Light Chandelier |  | F24055BS-Full-Alt3.JPEG | F24055BS.jpg
F2405/5CB | Five Light Chandelier | Sunset Drive has textures and geometric shapes that harken back to the Hollywood Regency era while maintaining the heart of contemporary design. Cylindrical White Opal Etched glass shades with a hand-applied Striated Pearl finish combine with steel arms for a bold look. | CHANDELIERS | Sunset Drive | Chandeliers | Corinthian Bronze | CB | Steel | Striated Pearl Glass | D:6.25" H:3.25" |  |  | 5 Candelabra G16-1/2 60w |  | 5 | No | [14 empty] | 0 | [12 empty] | 265.45 | 530.9 | 796.35 | D:26 3/4'' H:16 3/8'' | 13.22 | 26.75 |  |  | 16.375 | Cap Nuts |  |  |  | 24.5 - 72.5 |  |  | No |  | No | [20 empty] | D:5 1/2'' H:1 1/4'' Round |  |  |  |  | 180 | Brown |  |  | Hardwired | 0 | 0 | 0 | 0 | 1 | 0 | 0 | 1 | 0 | 0 | 0 | 014817358056 | 24 | 13 | 19.5 | 21.56 | 3.521 | 125 | Yes | [8 empty] | UL Dry | cUL Dry | SUNSET DRIVE 5L CHAND-CB | Five Light Chandelier |  | F24055CB.jpg
F2960/5HTBZ | Five Light Chandelier | Wine glass-shaped, Opal Etched glass shades inspired the name of the transitional Vintner lighting collection and are finished with a beautiful ripple accent at the base. The sweeping body design is achieved by using smaller arms at the top and slightly larger arms below. At the transition point, a decorative sphere detail acts as a perch for each glass shade for an overall elegantly simple silhouette. Offered in Heritage Bronze or Satin Nickel finishes, the large assortment includes 5-Light, 9-Light and 18-Light Chandeliers, 3-Light Semi-Flushmount, 3-Light Uplight Chandelier, 3-Light Downlight Chandelier, 3-Light Island, 1-Light Mini-Pendant, 3-Light Uplight Pendant, 1-Light Wall Sconce, 11” and 13” 2-Light Flushmounts, 3-Light Flushmount, 2-Light Vanity, 3-Light Vanity and a 4-Light Vanity. | CHANDELIERS | Vintner | Chandeliers | Heritage Bronze | HTBZ | Steel | White Opal Etched Glass | D:4.5" H:5.625" |  |  | 5 Medium A19 75w |  | 5 | No | [14 empty] | 0 | [12 empty] | 249.98 | 499.96 | 749.94 | D:26'' H:23 7/8'' | 13 | 26 |  |  | 23.875 | Screw Collar - Chain | [6 empty] | No |  | No | [20 empty] | D:5 1/2'' H:1 1/4'' Round |  |  |  |  | 180 | Brown | 60 |  | Hardwired | 0 | 0 | 0 | 0 | 1 | 0 | 0 | 1 | 0 | 0 | 0 | 014817535945 | 28.75 | 25 | 12 | 19.4 | 4.991 | 250 | Yes | [9 empty] | cETL Dry | VINTNER 5L CHAND-HTBZ | Five Light Chandelier |  | F29605HTBZ.jpg | F29605HTBZ.jpg
F2960/5SN | Five Light Chandelier | Wine glass-shaped, Opal Etched glass shades inspired the name of the transitional Vintner lighting collection and are finished with a beautiful ripple accent at the base. The sweeping body design is achieved by using smaller arms at the top and slightly larger arms below. At the transition point, a decorative sphere detail acts as a perch for each glass shade for an overall elegantly simple silhouette. Offered in Heritage Bronze or Satin Nickel finishes, the large assortment includes 5-Light, 9-Light and 18-Light Chandeliers, 3-Light Semi-Flushmount, 3-Light Uplight Chandelier, 3-Light Downlight Chandelier, 3-Light Island, 1-Light Mini-Pendant, 3-Light Uplight Pendant, 1-Light Wall Sconce, 11” and 13” 2-Light Flushmounts, 3-Light Flushmount, 2-Light Vanity, 3-Light Vanity and a 4-Light Vanity. | CHANDELIERS | Vintner | Chandeliers | Satin Nickel | SN | Steel | White Opal Etched Glass | D:4.5" H:5.625" |  |  | 5 Medium A19 75w |  | 5 | No | [14 empty] | 0 | [12 empty] | 249.98 | 499.96 | 749.94 | D:26'' H:23 7/8'' | 13 | 26 |  |  | 23.875 | Screw Collar - Chain | [6 empty] | No |  | No | [20 empty] | D:5 1/2'' H:1 1/4'' Round |  |  |  |  | 180 | Clear | 60 |  | Hardwired | 0 | 0 | 0 | 0 | 1 | 0 | 0 | 1 | 0 | 0 | 0 | 014817541502 | 28.75 | 25 | 12 | 19.4 | 4.991 | 250 | Yes | [9 empty] | cETL Dry | VINTNER 5L CHAND-SN | Five Light Chandelier |  | F29605SN.jpg | F29605SN.jpg
F2961/6+3HTBZ | Nine Light Chandelier | Wine glass-shaped, Opal Etched glass shades inspired the name of the transitional Vintner lighting collection and are finished with a beautiful ripple accent at the base. The sweeping body design is achieved by using smaller arms at the top and slightly larger arms below. At the transition point, a decorative sphere detail acts as a perch for each glass shade for an overall elegantly simple silhouette. Offered in Heritage Bronze or Satin Nickel finishes, the large assortment includes 5-Light, 9-Light and 18-Light Chandeliers, 3-Light Semi-Flushmount, 3-Light Uplight Chandelier, 3-Light Downlight Chandelier, 3-Light Island, 1-Light Mini-Pendant, 3-Light Uplight Pendant, 1-Light Wall Sconce, 11” and 13” 2-Light Flushmounts, 3-Light Flushmount, 2-Light Vanity, 3-Light Vanity and a 4-Light Vanity. | CHANDELIERS | Vintner | Chandeliers | Heritage Bronze | HTBZ | Steel | White Opal Etched Glass | D:4.5" H:5.625" |  |  | 9 Medium A19 75w |  | 9 | No | [14 empty] | 0 | [12 empty] | 462.48 | 924.96 | 1387.44 | D:32 1/8'' H:32 1/8'' | 26 | 32.125 |  |  | 32.125 | Screw Collar - Chain | [6 empty] | No |  | No | [20 empty] | D:5 1/2'' H:1 1/4'' Round |  |  |  |  | 240 | Brown | 84 |  | Hardwired | 0 | 0 | 0 | 0 | 1 | 0 | 0 | 1 | 0 | 0 | 0 | 014817535952 | 34 | 32.5 | 14 | 34.5 | 8.953 | 250 | Yes | [9 empty] | cETL Dry | VINTNER 9L CHAND-HTBZ | Nine Light Chandelier |  | F296163HTBZ.jpg | F296163HTBZ.jpg
F2961/6+3SN | Nine Light Chandelier | Wine glass-shaped, Opal Etched glass shades inspired the name of the transitional Vintner lighting collection and are finished with a beautiful ripple accent at the base. The sweeping body design is achieved by using smaller arms at the top and slightly larger arms below. At the transition point, a decorative sphere detail acts as a perch for each glass shade for an overall elegantly simple silhouette. Offered in Heritage Bronze or Satin Nickel finishes, the large assortment includes 5-Light, 9-Light and 18-Light Chandeliers, 3-Light Semi-Flushmount, 3-Light Uplight Chandelier, 3-Light Downlight Chandelier, 3-Light Island, 1-Light Mini-Pendant, 3-Light Uplight Pendant, 1-Light Wall Sconce, 11” and 13” 2-Light Flushmounts, 3-Light Flushmount, 2-Light Vanity, 3-Light Vanity and a 4-Light Vanity. | CHANDELIERS | Vintner | Chandeliers | Satin Nickel | SN | Steel | White Opal Etched Glass | D:4.5" H:5.625" |  |  | 9 Medium A19 75w |  | 9 | No | [14 empty] | 0 | [12 empty] | 462.48 | 924.96 | 1387.44 | D:32 1/8'' H:32 1/8'' | 26 | 32.125 |  |  | 32.125 | Screw Collar - Chain | [6 empty] | No |  | No | [20 empty] | D:5 1/2'' H:1 1/4'' Round |  |  |  |  | 240 | Clear | 84 |  | Hardwired | 0 | 0 | 0 | 0 | 1 | 0 | 0 | 1 | 0 | 0 | 0 | 014817541519 | 34 | 14.25 | 32.5 | 34.3 | 9.112 | 250 | Yes | [9 empty] | cETL Dry | VINTNER 9L CHAND-SN | Nine Light Chandelier |  | F296163SN.jpg | F296163SN.jpg
F2963/3HTBZ | Three Light Chandelier | Wine glass-shaped, Opal Etched glass shades inspired the name of the transitional Vintner lighting collection and are finished with a beautiful ripple accent at the base. The sweeping body design is achieved by using smaller arms at the top and slightly larger arms below. At the transition point, a decorative sphere detail acts as a perch for each glass shade for an overall elegantly simple silhouette. Offered in Heritage Bronze or Satin Nickel finishes, the large assortment includes 5-Light, 9-Light and 18-Light Chandeliers, 3-Light Semi-Flushmount, 3-Light Uplight Chandelier, 3-Light Downlight Chandelier, 3-Light Island, 1-Light Mini-Pendant, 3-Light Uplight Pendant, 1-Light Wall Sconce, 11” and 13” 2-Light Flushmounts, 3-Light Flushmount, 2-Light Vanity, 3-Light Vanity and a 4-Light Vanity. | CHANDELIERS | Vintner | Chandeliers | Heritage Bronze | HTBZ | Steel | White Opal Etched Glass | D:4.5" H:5.625" |  |  | 3 Medium A19 75w |  | 3 | No | [14 empty] | 0 | [12 empty] | 167.98 | 335.96 | 503.94 | D:19'' H:18'' | 7 | 19 |  |  | 18 | Screw Collar - Chain | [6 empty] | No |  | No | [20 empty] | D:5 1/2'' H:1 1/4'' Round |  |  |  |  | 180 | Brown | 60 |  | Hardwired | 0 | 0 | 0 | 0 | 1 | 0 | 0 | 1 | 0 | 0 | 0 | 014817535983 | 20.5 | 19 | 8.75 | 11.1 | 1.972 | 175 | Yes | [9 empty] | cETL Dry | VINTNER 3L CHAND-HTBZ | Three Light Chandelier |  | F29633HTBZ.jpg | F29633HTBZ.jpg
F2963/3SN | Three Light Chandelier | Wine glass-shaped, Opal Etched glass shades inspired the name of the transitional Vintner lighting collection and are finished with a beautiful ripple accent at the base. The sweeping body design is achieved by using smaller arms at the top and slightly larger arms below. At the transition point, a decorative sphere detail acts as a perch for each glass shade for an overall elegantly simple silhouette. Offered in Heritage Bronze or Satin Nickel finishes, the large assortment includes 5-Light, 9-Light and 18-Light Chandeliers, 3-Light Semi-Flushmount, 3-Light Uplight Chandelier, 3-Light Downlight Chandelier, 3-Light Island, 1-Light Mini-Pendant, 3-Light Uplight Pendant, 1-Light Wall Sconce, 11” and 13” 2-Light Flushmounts, 3-Light Flushmount, 2-Light Vanity, 3-Light Vanity and a 4-Light Vanity. | CHANDELIERS | Vintner | Chandeliers | Satin Nickel | SN | Steel | White Opal Etched Glass | D:4.5" H:5.625" |  |  | 3 Medium A19 75w |  | 3 | No | [14 empty] | 0 | [12 empty] | 167.98 | 335.96 | 503.94 | D:19'' H:18'' | 7 | 19 |  |  | 18 | Screw Collar - Chain | [6 empty] | No |  | No | [20 empty] | D:5 1/2'' H:1 1/4'' Round |  |  |  |  | 180 | Clear | 60 |  | Hardwired | 0 | 0 | 0 | 0 | 1 | 0 | 0 | 1 | 0 | 0 | 0 | 014817541540 | 20.75 | 19 | 9 | 11.5 | 2.053 | 175 | Yes | [9 empty] | cETL Dry | VINTNER 3L CHAND-SN | Three Light Chandelier |  | F29633SN.jpg | F29633HTBZ.jpg
F2964/3HTBZ | Three Light Kitchen Chandelier | Wine glass-shaped, Opal Etched glass shades inspired the name of the transitional Vintner lighting collection and are finished with a beautiful ripple accent at the base. The sweeping body design is achieved by using smaller arms at the top and slightly larger arms below. At the transition point, a decorative sphere detail acts as a perch for each glass shade for an overall elegantly simple silhouette. Offered in Heritage Bronze or Satin Nickel finishes, the large assortment includes 5-Light, 9-Light and 18-Light Chandeliers, 3-Light Semi-Flushmount, 3-Light Uplight Chandelier, 3-Light Downlight Chandelier, 3-Light Island, 1-Light Mini-Pendant, 3-Light Uplight Pendant, 1-Light Wall Sconce, 11” and 13” 2-Light Flushmounts, 3-Light Flushmount, 2-Light Vanity, 3-Light Vanity and a 4-Light Vanity. | CHANDELIERS | Vintner | Pendants | Heritage Bronze | HTBZ | Steel | White Opal Etched Glass | D:8.125" H:5.625" |  |  | 3 Medium A19 75w |  | 3 | No | [14 empty] | 0 | [12 empty] | 167.98 | 335.96 | 503.94 | D:25 7/8'' H:21 7/8'' | 11 | 25.875 |  |  | 21.875 | Screw Collar - Chain | [6 empty] | No |  | No | [20 empty] | D:5 1/2'' H:1 1/4'' Round |  |  |  |  | 180 | Brown | 60 |  | Hardwired | 0 | 0 | 0 | 0 | 1 | 0 | 0 | 1 | 0 | 0 | 0 | 014817535990 | 24.78 | 10.75 | 20.5 | 16.1 | 3.16 | 175 | Yes | [9 empty] | cETL Dry | VINTNER 3L CHAND-HTBZ | Three Light Kitchen Chandelier |  | F29643HTBZ.jpg | F29643HTBZ.jpg
F2964/3SN | Three Light Kitchen Chandelier | Wine glass-shaped, Opal Etched glass shades inspired the name of the transitional Vintner lighting collection and are finished with a beautiful ripple accent at the base. The sweeping body design is achieved by using smaller arms at the top and slightly larger arms below. At the transition point, a decorative sphere detail acts as a perch for each glass shade for an overall elegantly simple silhouette. Offered in Heritage Bronze or Satin Nickel finishes, the large assortment includes 5-Light, 9-Light and 18-Light Chandeliers, 3-Light Semi-Flushmount, 3-Light Uplight Chandelier, 3-Light Downlight Chandelier, 3-Light Island, 1-Light Mini-Pendant, 3-Light Uplight Pendant, 1-Light Wall Sconce, 11” and 13” 2-Light Flushmounts, 3-Light Flushmount, 2-Light Vanity, 3-Light Vanity and a 4-Light Vanity. | CHANDELIERS | Vintner | Pendants | Satin Nickel | SN | Steel | White Opal Etched Glass | D:8.125" H:5.625" |  |  | 3 Medium A19 75w |  | 3 | No | [14 empty] | 0 | [12 empty] | 167.98 | 335.96 | 503.94 | D:25 7/8'' H:21 7/8'' | 11 | 25.875 |  |  | 21.875 | Screw Collar - Chain | [6 empty] | No |  | No | [20 empty] | D:5 1/2'' H:1 1/4'' Round |  |  |  |  | 180 | Clear | 60 |  | Hardwired | 0 | 0 | 0 | 0 | 1 | 0 | 0 | 1 | 0 | 0 | 0 | 014817541557 | 24.75 | 20.5 | 10.75 | 16 | 3.156 | 175 | Yes | [9 empty] | cETL Dry | VINTNER 3L CHAND-SN | Three Light Kitchen Chandelier |  | F29643SN.jpg | F29643SN.jpg
F2965/3HTBZ | Three Light Island Chandelier | Wine glass-shaped, Opal Etched glass shades inspired the name of the transitional Vintner lighting collection and are finished with a beautiful ripple accent at the base. The sweeping body design is achieved by using smaller arms at the top and slightly larger arms below. At the transition point, a decorative sphere detail acts as a perch for each glass shade for an overall elegantly simple silhouette. Offered in Heritage Bronze or Satin Nickel finishes, the large assortment includes 5-Light, 9-Light and 18-Light Chandeliers, 3-Light Semi-Flushmount, 3-Light Uplight Chandelier, 3-Light Downlight Chandelier, 3-Light Island, 1-Light Mini-Pendant, 3-Light Uplight Pendant, 1-Light Wall Sconce, 11” and 13” 2-Light Flushmounts, 3-Light Flushmount, 2-Light Vanity, 3-Light Vanity and a 4-Light Vanity. | CHANDELIERS | Vintner | Pendants | Heritage Bronze | HTBZ | Steel | White Opal Etched Glass | D:8.125" H:5.625" |  |  | 3 Medium A19 75w |  | 3 | No | [14 empty] | 0 | [12 empty] | 199.98 | 399.96 | 599.94 | L:35'' W:8 1/8'' H:22 5/8'' | 12 |  | 35 | 8.125 | 22.625 | Screw Collar - Stem |  |  |  | 32.125 - 80.125 |  |  | No |  | No | [20 empty] | D:5 1/2'' H:1 1/4'' Round |  |  |  |  | 180 | Brown |  |  | Hardwired | 0 | 0 | 0 | 0 | 1 | 0 | 0 | 1 | 0 | 0 | 0 | 014817536010 | 33.75 | 21 | 10.5 | 17 | 4.307 | 250 | Yes | [9 empty] | cETL Dry | VINTNER 3L ISLAND-HTBZ | Three Light Island Chandelier |  | F29653HTBZ.jpg | F29653HTBZ.jpg
F2965/3SN | Three Light Island Chandelier | Wine glass-shaped, Opal Etched glass shades inspired the name of the transitional Vintner lighting collection and are finished with a beautiful ripple accent at the base. The sweeping body design is achieved by using smaller arms at the top and slightly larger arms below. At the transition point, a decorative sphere detail acts as a perch for each glass shade for an overall elegantly simple silhouette. Offered in Heritage Bronze or Satin Nickel finishes, the large assortment includes 5-Light, 9-Light and 18-Light Chandeliers, 3-Light Semi-Flushmount, 3-Light Uplight Chandelier, 3-Light Downlight Chandelier, 3-Light Island, 1-Light Mini-Pendant, 3-Light Uplight Pendant, 1-Light Wall Sconce, 11” and 13” 2-Light Flushmounts, 3-Light Flushmount, 2-Light Vanity, 3-Light Vanity and a 4-Light Vanity. | CHANDELIERS | Vintner | Pendants | Satin Nickel | SN | Steel | White Opal Etched Glass | D:8.125" H:5.625" |  |  | 3 Medium A19 75w |  | 3 | No | [14 empty] | 0 | [12 empty] | 199.98 | 399.96 | 599.94 | L:35'' W:8 1/8'' H:22 5/8'' | 12 |  | 35 | 8.125 | 22.625 | Screw Collar - Stem | [6 empty] | No |  | No | [20 empty] | D:5 1/2'' H:1 1/4'' Round |  |  |  |  | 180 | Clear |  |  | Hardwired | 0 | 0 | 0 | 0 | 1 | 0 | 0 | 1 | 0 | 0 | 0 | 014817541571 | 33.5 | 21 | 10.25 | 16.7 | 4.173 | 175 | Yes | [9 empty] | cETL Dry | VINTNER 3L ISLAND-SN | Three Light Island Chandelier |  | F29653SN.jpg | F29653SN.jpg
F2966/3HTBZ | Three Light Pendant | Wine glass-shaped, Opal Etched glass shades inspired the name of the transitional Vintner lighting collection and are finished with a beautiful ripple accent at the base. The sweeping body design is achieved by using smaller arms at the top and slightly larger arms below. At the transition point, a decorative sphere detail acts as a perch for each glass shade for an overall elegantly simple silhouette. Offered in Heritage Bronze or Satin Nickel finishes, the large assortment includes 5-Light, 9-Light and 18-Light Chandeliers, 3-Light Semi-Flushmount, 3-Light Uplight Chandelier, 3-Light Downlight Chandelier, 3-Light Island, 1-Light Mini-Pendant, 3-Light Uplight Pendant, 1-Light Wall Sconce, 11” and 13” 2-Light Flushmounts, 3-Light Flushmount, 2-Light Vanity, 3-Light Vanity and a 4-Light Vanity. | CHANDELIERS | Vintner | Pendants | Heritage Bronze | HTBZ | Steel | White Opal Etched Glass | D:18.625" H:5.125" |  |  | 3 Medium A19 75w |  | 3 | No | [14 empty] | 0 | [12 empty] | 247.95 | 495.9 | 743.85 | D:20 1/8'' H:26 7/8'' | 12 | 20.125 |  |  | 26.875 | Screw Collar - Chain | [6 empty] | No |  | No | [20 empty] | D:5 1/2'' H:1 1/4'' Round |  |  |  |  | 180 | Brown | 60 |  | Hardwired | 0 | 0 | 0 | 0 | 1 | 0 | 0 | 1 | 0 | 0 | 0 | 014817536096 | 23.5 | 23.5 | 13 | 17 | 4.155 | 175 | Yes | [9 empty] | cETL Dry | VINTNER 3L PENDANT-HTBZ | Three Light Pendant |  | F29663HTBZ.jpg | F29663HTBZ.jpg
F2966/3SN | Three Light Pendant | Wine glass-shaped, Opal Etched glass shades inspired the name of the transitional Vintner lighting collection and are finished with a beautiful ripple accent at the base. The sweeping body design is achieved by using smaller arms at the top and slightly larger arms below. At the transition point, a decorative sphere detail acts as a perch for each glass shade for an overall elegantly simple silhouette. Offered in Heritage Bronze or Satin Nickel finishes, the large assortment includes 5-Light, 9-Light and 18-Light Chandeliers, 3-Light Semi-Flushmount, 3-Light Uplight Chandelier, 3-Light Downlight Chandelier, 3-Light Island, 1-Light Mini-Pendant, 3-Light Uplight Pendant, 1-Light Wall Sconce, 11” and 13” 2-Light Flushmounts, 3-Light Flushmount, 2-Light Vanity, 3-Light Vanity and a 4-Light Vanity. | CHANDELIERS | Vintner | Pendants | Satin Nickel | SN | Steel | White Opal Etched Glass | D:18.625" H:5.125" |  |  | 3 Medium A19 75w |  | 3 | No | [14 empty] | 0 | [12 empty] | 247.95 | 495.9 | 743.85 | D:20 1/8'' H:26 7/8'' | 12 | 20.125 |  |  | 26.875 | Screw Collar - Chain | [6 empty] | No |  | No | [20 empty] | D:5 1/2'' H:1 1/4'' Round |  |  |  |  | 180 | Clear | 60 |  | Hardwired | 0 | 0 | 0 | 0 | 1 | 0 | 0 | 1 | 0 | 0 | 0 | 014817541656 | 24 | 23.5 | 13 | 17.4 | 4.243 | 175 | Yes | [9 empty] | cETL Dry | VINTNER 3L PENDANT-SN | Three Light Pendant |  | F29663SN.jpg | F29663SN.jpg
F2998/5DWZ/WO | Five Light Chandelier | The sweeping silhouette of the Hartsville was inspired by the farmhouses and country life of the Colonial American heartland. The Dark Weathered Zinc finish coupled with the soft, distressed Weathered Oak detailing, these designs are perfect in any number of settings from traditional to coastal casual décor. The assortment of incandescent fixtures includes 3-light, 5-light and 9-light chandeliers, a 6-light island chandelier, a 1-light mini-pendant, as well as 1-light and 2-light wall sconces. | CHANDELIERS | Hartsville | Chandeliers | Dark Weathered Zinc / Weathered Oak | DWZ/WO | Resin / Steel |  |  |  |  | 5 Candelabra Torpedo 60w |  | 5 | No | [14 empty] | 0 | [12 empty] | 174.98 | 349.96 | 524.94 | D:23 1/2'' H:25 1/2'' O:90 1/2'' | 8 | 23.5 |  |  | 25.5 | Screw Collar - Chain |  |  | 90.5 |  |  |  | No |  | No | [20 empty] | D:5'' H:1'' Round |  |  |  |  | 180 | Black | 60 |  | Hardwired | 0 | 0 | 0 | 0 | 1 | 0 | 0 | 1 | 0 | 0 | 0 | 014817541755 | 25.25 | 16.25 | 12.25 | 10 | 2.909 | 250 | Yes | [9 empty] | cETL Dry | HARTSVILLE 5L CHAND-DWZ/WO | Five Light Chandelier |  | F29985DWZWO.jpg | F29985DWZWO.jpg
F2998EN/5DWZ/WO | Five Light Chandelier | The sweeping silhouette of the Hartsville was inspired by the farmhouses and country life of the Colonial American heartland. The Dark Weathered Zinc finish coupled with the soft, distressed Weathered Oak detailing, these designs are perfect in any number of settings from traditional to coastal casual décor. The assortment of incandescent fixtures includes 3-light, 5-light and 9-light chandeliers, a 6-light island chandelier, a 1-light mini-pendant, as well as 1-light and 2-light wall sconces. | CHANDELIERS | Hartsville | Chandeliers | Dark Weathered Zinc / Weathered Oak | DWZ/WO | Resin / Steel |  |  |  |  | 5 Candelabra Torpedo 3.5w |  | 5 | Yes | [14 empty] | 0 | [12 empty] | 202.95 | 405.9 | 608.85 | D:23 1/2'' H:25 1/2'' O:90 1/2'' | 8 | 23.5 |  |  | 25.5 | Screw Collar - Chain |  |  | 90.5 |  |  |  | No |  | No | [20 empty] | D:5'' H:1'' Round |  |  |  |  | 180 | Black | 60 |  | Hardwired | 0 | 0 | 0 | 1 | 1 | 0 | 0 | 0 | 0 | 0 | 0 | 785652084263 | 25.25 | 16.25 | 12.25 | 10 | 2.909 | 250 | Yes | [9 empty] | cETL Dry | HARTSVILLE 5L CHAND-DWZ/WO | Five Light Chandelier |  | F2998EN/5DWZ/WO.jpg | F2998EN.jpg
F2999/9DWZ/WO | Nine Light Chandelier | The sweeping silhouette of the Hartsville was inspired by the farmhouses and country life of the Colonial American heartland. The Dark Weathered Zinc finish coupled with the soft, distressed Weathered Oak detailing, these designs are perfect in any number of settings from traditional to coastal casual décor. The assortment of incandescent fixtures includes 3-light, 5-light and 9-light chandeliers, a 6-light island chandelier, a 1-light mini-pendant, as well as 1-light and 2-light wall sconces. | CHANDELIERS | Hartsville | Chandeliers | Dark Weathered Zinc / Weathered Oak | DWZ/WO | Resin / Steel |  |  |  |  | 9 Candelabra Torpedo 60w |  | 9 | No | [14 empty] | 0 | [12 empty] | 299.98 | 599.96 | 899.94 | D:30 3/4'' H:36 1/2'' O:125 1/2'' | 13 | 30.75 |  |  | 36.5 | Screw Collar - Chain |  |  | 125.5 |  |  |  | No |  | No | [20 empty] | D:5'' H:1'' Round |  |  |  |  | 180 | Black | 84 |  | Hardwired | 0 | 0 | 0 | 0 | 1 | 0 | 0 | 1 | 0 | 0 | 0 | 014817541762 | 35 | 33 | 9 | 16.3 | 6.016 | 250 | Yes | [9 empty] | cETL Dry | HARTSVILLE 9L CHAND-DWZ/WO | Nine Light Chandelier |  | F29999DWZWO.jpg | F29999DWZWO.jpg
F2999EN/9DWZ/WO | Nine Light Chandelier | The sweeping silhouette of the Hartsville was inspired by the farmhouses and country life of the Colonial American heartland. The Dark Weathered Zinc finish coupled with the soft, distressed Weathered Oak detailing, these designs are perfect in any number of settings from traditional to coastal casual décor. The assortment of incandescent fixtures includes 3-light, 5-light and 9-light chandeliers, a 6-light island chandelier, a 1-light mini-pendant, as well as 1-light and 2-light wall sconces. | CHANDELIERS | Hartsville | Chandeliers | Dark Weathered Zinc / Weathered Oak | DWZ/WO | Resin / Steel |  |  |  |  | 9 Candelabra Torpedo 3.5w |  | 9 | Yes | [14 empty] | 0 | [12 empty] | 348.45 | 696.9 | 1045.35 | D:30 3/4'' H:36 1/2'' O:125 1/2'' | 13 | 30.75 |  |  | 36.5 | Screw Collar - Chain |  |  | 125.5 |  |  |  | No |  | No | [20 empty] | D:5'' H:1'' Round |  |  |  |  | 180 | Black | 84 |  | Hardwired | 0 | 0 | 0 | 1 | 1 | 0 | 0 | 0 | 0 | 0 | 0 | 785652084270 | 35 | 33 | 9 | 16.3 | 6.016 | 250 | Yes | [9 empty] | cETL Dry | HARTSVILLE 9L CHAND-DWZ/WO | Nine Light Chandelier |  | F2999EN/9DWZ/WO.jpg | F2999EN.jpg
F3000/6DWZ/WO | Six Light Chandelier | The sweeping silhouette of the Hartsville was inspired by the farmhouses and country life of the Colonial American heartland. The Dark Weathered Zinc finish coupled with the soft, distressed Weathered Oak detailing, these designs are perfect in any number of settings from traditional to coastal casual décor. The assortment of incandescent fixtures includes 3-light, 5-light and 9-light chandeliers, a 6-light island chandelier, a 1-light mini-pendant, as well as 1-light and 2-light wall sconces. | CHANDELIERS | Hartsville | Chandeliers | Dark Weathered Zinc / Weathered Oak | DWZ/WO | Resin / Steel |  |  |  |  | 6 Candelabra Torpedo 60w |  | 6 | No | [14 empty] | 0 | [12 empty] | 241.98 | 483.96 | 725.94 | L:42 1/2'' W:14 3/4'' H:18 1/8'' O:83 1/2'' | 10 |  | 42.5 | 14.75 | 18.125 | Screw Collar - Chain |  |  | 83.5 |  |  |  | No |  | No | [20 empty] | D:5'' H:1'' Round |  |  |  |  | 180 | Black | 60 |  | Hardwired | 0 | 0 | 0 | 0 | 1 | 0 | 0 | 1 | 0 | 0 | 0 | 014817541779 | 45.5 | 17 | 11.25 | 12.5 | 5.036 | 250 | Yes | [9 empty] | cETL Dry | HARTSVILLE 6L CHAND-DWZ/WO | Six Light Chandelier |  | F30006DWZWO.jpg | F30006DWZWO.jpg
F3000EN/6DWZ/WO | Six Light Chandelier | The sweeping silhouette of the Hartsville was inspired by the farmhouses and country life of the Colonial American heartland. The Dark Weathered Zinc finish coupled with the soft, distressed Weathered Oak detailing, these designs are perfect in any number of settings from traditional to coastal casual décor. The assortment of incandescent fixtures includes 3-light, 5-light and 9-light chandeliers, a 6-light island chandelier, a 1-light mini-pendant, as well as 1-light and 2-light wall sconces. | CHANDELIERS | Hartsville | Chandeliers | Dark Weathered Zinc / Weathered Oak | DWZ/WO | Resin / Steel |  |  |  |  | 6 Candelabra Torpedo 3.5w |  | 6 | Yes | [14 empty] | 0 | [12 empty] | 266.45 | 532.9 | 799.35 | L:42 1/2'' W:14 3/4'' H:18 1/8'' O:83 1/2'' | 10 |  | 42.5 | 14.75 | 18.125 | Screw Collar - Chain |  |  | 83.5 |  |  |  | No |  | No | [20 empty] | D:5'' H:1'' Round |  |  |  |  | 180 | Black | 60 |  | Hardwired | 0 | 0 | 0 | 1 | 1 | 0 | 0 | 0 | 0 | 0 | 0 | 785652084287 | 45.5 | 17 | 11.25 | 12.5 | 5.036 | 250 | Yes | [9 empty] | cETL Dry | HARTSVILLE 6L CHAND-DWZ/WO | Six Light Chandelier |  | F3000EN/6DWZ/WO.jpg | F3000EN.jpg
F3195/4IO | Medium Four Light Hall / Foyer | The overlapping, criss-crossing straps of the Greenbrier lanterns produce an elegant lantern silhouette inspired by tall grasses gently sweeping in the wind across an open prairie field. Greenbrier's Iron Oxide finish embodies the farmhouse look and feel. Greenbrier lanterns feature open panes on the top, bottom and sides for an organic vibe, and the gently curved straps add visual interest as they subtly contrast with the frame's crisp edges and clean lines. Exposed candelabra lamping sits atop bobeches that are supported by classically curved arms. Greenbrier features a 29"H x 17"W 6-light foyer chandelier, a 22"H x 17"W rectangular 4-light chandelier and a 15"H x 12"W 3-light pendant. | CHANDELIERS | Greenbrier | Pendants | Iron Oxide | IO | Steel |  |  |  |  | 4 Candelabra Torpedo 60w |  | 4 | No | [14 empty] | 0 | [12 empty] | 144.98 | 289.96 | 434.94 | L:17'' W:17'' H:22 3/8'' O:80'' | 8.6 |  | 17 | 17 | 22.375 | Screw Collar - Stem |  |  | 80 | 26 - 80 |  |  | No |  | No | [20 empty] | D:5'' H:1 1/8'' Round |  |  |  |  | 180 | Black |  |  | Hardwired | 0 | 0 | 0 | 0 | 1 | 0 | 0 | 1 | 0 | 0 | 0 | 014817574197 | 25 | 19.5 | 19.5 | 17.3 | 5.501 | 250 | Yes | [9 empty] | cETL Damp | GREENBRIER 4L CHAND-IO | Medium Four Light Hall / Foyer |  | F31954IO.jpg | F31954IO.jpg
F3195EN/4IO | Medium Four Light Hall / Foyer | The overlapping, criss-crossing straps of the Greenbrier lanterns produce an elegant lantern silhouette inspired by tall grasses gently sweeping in the wind across an open prairie field. Greenbrier's Iron Oxide finish embodies the farmhouse look and feel. Greenbrier lanterns feature open panes on the top, bottom and sides for an organic vibe, and the gently curved straps add visual interest as they subtly contrast with the frame's crisp edges and clean lines. Exposed candelabra lamping sits atop bobeches that are supported by classically curved arms. Greenbrier features a 29"H x 17"W 6-light foyer chandelier, a 22"H x 17"W rectangular 4-light chandelier and a 15"H x 12"W 3-light pendant. | CHANDELIERS | Greenbrier | Pendants | Iron Oxide | IO | Steel |  |  |  |  | 4 Candelabra Torpedo 3.5w |  | 4 | Yes | [14 empty] | 0 | [12 empty] | 162.95 | 325.9 | 488.85 | L:17'' W:17'' H:22 3/8'' O:80'' | 8.6 |  | 17 | 17 | 22.375 | Screw Collar - Stem |  |  | 80 |  |  |  | No |  | No | [20 empty] | D:5'' H:1 1/8'' Round |  |  |  |  | 180 | Black |  |  | Hardwired | 0 | 0 | 0 | 1 | 1 | 0 | 0 | 0 | 0 | 0 | 0 | 785652084232 | 25 | 19.5 | 19.5 | 17.3 | 5.501 | 250 | Yes | [9 empty] | cETL Damp | GREENBRIER 4L CHAND-IO | Medium Four Light Hall / Foyer |  | F3195EN/4IO.jpg | F3195EN.jpg
F3196/3IO | Small Three Light Hall / Foyer | The overlapping, criss-crossing straps of the Greenbrier lanterns produce an elegant lantern silhouette inspired by tall grasses gently sweeping in the wind across an open prairie field. Greenbrier's Iron Oxide finish embodies the farmhouse look and feel. Greenbrier lanterns feature open panes on the top, bottom and sides for an organic vibe, and the gently curved straps add visual interest as they subtly contrast with the frame's crisp edges and clean lines. Exposed candelabra lamping sits atop bobeches that are supported by classically curved arms. Greenbrier features a 29"H x 17"W 6-light foyer chandelier, a 22"H x 17"W rectangular 4-light chandelier and a 15"H x 12"W 3-light pendant. | CHANDELIERS | Greenbrier | Pendants | Iron Oxide | IO | Steel |  |  |  |  | 3 Candelabra Torpedo 60w |  | 3 | No | [14 empty] | 0 | [12 empty] | 97.48 | 194.96 | 292.44 | L:12'' W:12'' H:15 1/4'' O:60 3/4'' | 5.5 |  | 12 | 12 | 15.25 | Screw Collar - Stem |  |  | 60.75 | 18.75 - 60.75 |  |  | No |  | No | [20 empty] | D:5'' H:1 1/8'' Round |  |  |  |  | 180 | Black |  |  | Hardwired | 0 | 0 | 0 | 0 | 1 | 0 | 0 | 1 | 0 | 0 | 0 | 014817574203 | 18 | 14 | 13.75 | 10.9 | 2.005 | 175 | Yes | [9 empty] | cETL Damp | GREENBRIER 3L CHAND-IO | Small Three Light Hall / Foyer |  | F31963IO.jpg | F31963IO.jpg
F3196EN/3IO | Small Three Light Hall / Foyer | The overlapping, criss-crossing straps of the Greenbrier lanterns produce an elegant lantern silhouette inspired by tall grasses gently sweeping in the wind across an open prairie field. Greenbrier's Iron Oxide finish embodies the farmhouse look and feel. Greenbrier lanterns feature open panes on the top, bottom and sides for an organic vibe, and the gently curved straps add visual interest as they subtly contrast with the frame's crisp edges and clean lines. Exposed candelabra lamping sits atop bobeches that are supported by classically curved arms. Greenbrier features a 29"H x 17"W 6-light foyer chandelier, a 22"H x 17"W rectangular 4-light chandelier and a 15"H x 12"W 3-light pendant. | CHANDELIERS | Greenbrier | Pendants | Iron Oxide | IO | Steel |  |  |  |  | 3 Candelabra Torpedo 3.5w |  | 3 | Yes | [14 empty] | 0 | [12 empty] | 110.45 | 220.9 | 331.35 | L:12'' W:12'' H:15 1/4'' O:60 3/4'' | 5.5 |  | 12 | 12 | 15.25 | Screw Collar - Stem |  |  | 60.75 |  |  |  | No |  | No | [20 empty] | D:5'' H:1 1/8'' Round |  |  |  |  | 180 | Black |  |  | Hardwired | 0 | 0 | 0 | 1 | 1 | 0 | 0 | 0 | 0 | 0 | 0 | 785652084249 | 18 | 14 | 13.75 | 10.9 | 2.005 | 175 | Yes | [9 empty] | cETL Damp | GREENBRIER 3L CHAND-IO | Small Three Light Hall / Foyer |  | F3196EN/3IO.jpg | F3196EN.jpg
F3197/6IO | Large Six Light Hall / Foyer | The overlapping, criss-crossing straps of the Greenbrier lanterns produce an elegant lantern silhouette inspired by tall grasses gently sweeping in the wind across an open prairie field. Greenbrier's Iron Oxide finish embodies the farmhouse look and feel. Greenbrier lanterns feature open panes on the top, bottom and sides for an organic vibe, and the gently curved straps add visual interest as they subtly contrast with the frame's crisp edges and clean lines. Exposed candelabra lamping sits atop bobeches that are supported by classically curved arms. Greenbrier features a 29"H x 17"W 6-light foyer chandelier, a 22"H x 17"W rectangular 4-light chandelier and a 15"H x 12"W 3-light pendant. | CHANDELIERS | Greenbrier | Pendants | Iron Oxide | IO | Steel |  |  |  |  | 6 Candelabra Torpedo 60w |  | 6 | No | [14 empty] | 0 | [12 empty] | 174.98 | 349.96 | 524.94 | L:17'' W:17'' H:29 3/8'' O:87'' | 9.5 |  | 17 | 17 | 29.375 | Screw Collar - Stem |  |  | 87 | 33 - 87 |  |  | No |  | No | [20 empty] | D:5'' H:1 1/8'' Round |  |  |  |  | 180 | Black |  |  | Hardwired | 0 | 0 | 0 | 0 | 1 | 0 | 0 | 1 | 0 | 0 | 0 | 014817574210 | 32 | 19.5 | 19.25 | 20.1 | 6.951 | 250 | Yes | [9 empty] | cETL Damp | GREENBRIER 6L CHAND-IO | Large Six Light Hall / Foyer |  | F31976IO.jpg | F31976IO.jpg
F3197EN/6IO | Large Six Light Hall / Foyer | The overlapping, criss-crossing straps of the Greenbrier lanterns produce an elegant lantern silhouette inspired by tall grasses gently sweeping in the wind across an open prairie field. Greenbrier's Iron Oxide finish embodies the farmhouse look and feel. Greenbrier lanterns feature open panes on the top, bottom and sides for an organic vibe, and the gently curved straps add visual interest as they subtly contrast with the frame's crisp edges and clean lines. Exposed candelabra lamping sits atop bobeches that are supported by classically curved arms. Greenbrier features a 29"H x 17"W 6-light foyer chandelier, a 22"H x 17"W rectangular 4-light chandelier and a 15"H x 12"W 3-light pendant. | CHANDELIERS | Greenbrier | Pendants | Iron Oxide | IO | Steel |  |  |  |  | 6 Candelabra Torpedo 3.5w |  | 6 | Yes | [14 empty] | 0 | [12 empty] | 209.45 | 418.9 | 628.35 | L:17'' W:17'' H:29 3/8'' O:87'' | 9.5 |  | 17 | 17 | 29.375 | Screw Collar - Stem |  |  | 87 |  |  |  | No |  | No | [20 empty] | D:5'' H:1 1/8'' Round |  |  |  |  | 180 | Black |  |  | Hardwired | 0 | 0 | 0 | 1 | 1 | 0 | 0 | 0 | 0 | 0 | 0 | 785652084256 | 32 | 19.5 | 19.25 | 20.1 | 6.951 | 250 | Yes | [9 empty] | cETL Damp | GREENBRIER 6L CHAND-IO | Large Six Light Hall / Foyer |  | F3197EN/6IO.jpg | F3197EN.jpg
F3205/6AF | Six Light Chandelier | Boughton is graceful with curved lines that serve as the focal point for a wide range of décor, from urban to farmhouse. The Antique Forged Iron finish gives Boughton an artisanal, hand-crafted feel. Boughton's largest piece, a stately 60" high, 64" wide four-tier chandelier is well proportioned for grand foyers and great rooms. | CHANDELIERS | Boughton | Chandeliers | Antique Forged Iron | AF | Steel |  |  |  |  | 6 Candelabra Torpedo 60w |  | 6 | No | [14 empty] | 0 | [12 empty] | 119.98 | 239.96 | 359.94 | D:27 1/2'' H:26 5/8'' O:93 3/8'' | 5 | 27.5 |  |  | 26.625 | Screw Collar - Chain |  |  | 93.375 |  |  |  | No |  | No | [20 empty] | D:5 1/2'' H:1'' Round |  |  |  |  | 180 | Black | 60 |  | Hardwired | 0 | 0 | 0 | 0 | 1 | 0 | 0 | 1 | 0 | 0 | 0 | 014817579130 | 30 | 25.5 | 13.75 | 13.2 | 6.087 | 250 | Yes | [9 empty] | cETL Damp | BOUGHTON 6L CHAND-AF | Six Light Chandelier |  | F32056AF.jpg | F32056AF.jpg
F3205EN/6AF | Six Light Chandelier | Boughton is graceful with curved lines that serve as the focal point for a wide range of décor, from urban to farmhouse. The Antique Forged Iron finish gives Boughton an artisanal, hand-crafted feel. Boughton's largest piece, a stately 60" high, 64" wide four-tier chandelier is well proportioned for grand foyers and great rooms. | CHANDELIERS | Boughton | Chandeliers | Antique Forged Iron | AF | Steel |  |  |  |  | 6 Candelabra Torpedo 3.5w |  | 6 | Yes | [14 empty] | 0 | [12 empty] | 150.95 | 301.9 | 452.85 | D:27 1/2'' H:26 5/8'' O:93 3/8'' | 5 | 27.5 |  |  | 26.625 | Screw Collar - Chain |  |  | 93.375 |  |  |  | No |  | No | [20 empty] | D:5 1/2'' H:1'' Round |  |  |  |  | 180 | Black | 60 |  | Hardwired | 0 | 0 | 0 | 1 | 1 | 0 | 0 | 0 | 0 | 0 | 0 | 785652084119 | 30 | 25.5 | 13.75 | 13.2 | 6.087 | 250 | Yes | [9 empty] | cETL Damp | BOUGHTON 6L CHAND-AF | Six Light Chandelier |  | F3205EN/6AF.jpg | F3205EN.jpg
F3206/10AF | Ten Light Chandelier | Boughton is graceful with curved lines that serve as the focal point for a wide range of décor, from urban to farmhouse. The Antique Forged Iron finish gives Boughton an artisanal, hand-crafted feel. Boughton's largest piece, a stately 60" high, 64" wide four-tier chandelier is well proportioned for grand foyers and great rooms. | CHANDELIERS | Boughton | Chandeliers | Antique Forged Iron | AF | Steel |  |  |  |  | 10 Candelabra Torpedo 60w |  | 10 | No | [14 empty] | 0 | [12 empty] | 174.98 | 349.96 | 524.94 | D:30 1/2'' H:30 1/2'' O:121 1/4'' | 10 | 30.5 |  |  | 30.5 | Screw Collar - Chain |  |  | 121.25 |  |  |  | No |  | No | [20 empty] | D:5 1/2'' H:1'' Round |  |  |  |  | 240 | Black | 84 |  | Hardwired | 0 | 0 | 0 | 0 | 1 | 0 | 0 | 1 | 0 | 0 | 0 | 014817579147 | 33.25 | 13.5 | 28.5 | 17.2 | 7.403 | 250 | Yes | [9 empty] | cETL Damp | BOUGHTON 10L CHAND-AF | Ten Light Chandelier |  | F320610AF.jpg | F320610AF.jpg
F3206EN/10AF | Ten Light Chandelier | Boughton is graceful with curved lines that serve as the focal point for a wide range of décor, from urban to farmhouse. The Antique Forged Iron finish gives Boughton an artisanal, hand-crafted feel. Boughton's largest piece, a stately 60" high, 64" wide four-tier chandelier is well proportioned for grand foyers and great rooms. | CHANDELIERS | Boughton | Chandeliers | Antique Forged Iron | AF | Steel |  |  |  |  | 10 Candelabra Torpedo 3.5w |  | 10 | Yes | [14 empty] | 0 | [12 empty] | 232.95 | 465.9 | 698.85 | D:30 1/2'' H:30 1/2'' O:121 1/4'' | 10 | 30.5 |  |  | 30.5 | Screw Collar - Chain |  |  | 121.25 |  |  |  | No |  | No | [20 empty] | D:5 1/2'' H:1'' Round |  |  |  |  | 240 | Black | 84 |  | Hardwired | 0 | 0 | 0 | 1 | 1 | 0 | 0 | 0 | 0 | 0 | 0 | 785652084126 | 33.25 | 13.5 | 28.5 | 17.2 | 7.403 | 250 | Yes | [9 empty] | cETL Damp | BOUGHTON 10L CHAND-AF | Ten Light Chandelier |  | F3206EN/10AF.jpg | F3206EN.jpg
F3207/18AF | Eighteen Light Chandelier | Boughton is graceful with curved lines that serve as the focal point for a wide range of décor, from urban to farmhouse. The Antique Forged Iron finish gives Boughton an artisanal, hand-crafted feel. Boughton's largest piece, a stately 60" high, 64" wide four-tier chandelier is well proportioned for grand foyers and great rooms. | CHANDELIERS | Boughton | Chandeliers | Antique Forged Iron | AF | Steel |  |  |  |  | 18 Candelabra Torpedo 60w |  | 18 | No | [14 empty] | 0 | [12 empty] | 399.98 | 799.96 | 1199.94 | D:45 1/2'' H:44'' O:134 3/4'' | 12 | 45.5 |  |  | 44 | Screw Collar - Chain |  |  | 134.75 |  |  |  | No |  | No | [20 empty] | D:5 1/2'' H:1'' Round |  |  |  |  | 240 | Black | 84 |  | Hardwired | 0 | 0 | 0 | 0 | 1 | 0 | 0 | 1 | 0 | 0 | 0 | 014817579154 | 49 | 42 | 21.5 | 40.2 | 25.606 | 300 | No | [9 empty] | cETL Damp | BOUGHTON 18L CHAND-AF | Eighteen Light Chandelier |  | F320718AF.jpg | F320718AF.jpg
F3207EN/18AF | Eighteen Light Chandelier | Boughton is graceful with curved lines that serve as the focal point for a wide range of décor, from urban to farmhouse. The Antique Forged Iron finish gives Boughton an artisanal, hand-crafted feel. Boughton's largest piece, a stately 60" high, 64" wide four-tier chandelier is well proportioned for grand foyers and great rooms. | CHANDELIERS | Boughton | Chandeliers | Antique Forged Iron | AF | Steel |  |  |  |  | 18 Candelabra Torpedo 3.5w |  | 18 | Yes | [14 empty] | 0 | [12 empty] | 488.95 | 977.9 | 1466.85 | D:45 1/2'' H:44'' O:134 3/4'' | 12 | 45.5 |  |  | 44 | Screw Collar - Chain |  |  | 134.75 |  |  |  | No |  | No | [20 empty] | D:5 1/2'' H:1'' Round |  |  |  |  | 240 | Black | 84 |  | Hardwired | 0 | 0 | 0 | 1 | 1 | 0 | 0 | 0 | 0 | 0 | 0 | 785652084133 | 49 | 42 | 21.5 | 40.2 | 25.606 | 300 | No | [9 empty] | cETL Damp | BOUGHTON 18L CHAND-AF | Eighteen Light Chandelier |  | F3207EN/18AF.jpg | F3207EN.jpg
F3208/24AF | Twenty-Four Light Chandelier | Boughton is graceful with curved lines that serve as the focal point for a wide range of décor, from urban to farmhouse. The Antique Forged Iron finish gives Boughton an artisanal, hand-crafted feel. Boughton's largest piece, a stately 60" high, 64" wide four-tier chandelier is well proportioned for grand foyers and great rooms. | CHANDELIERS | Boughton | Chandeliers | Antique Forged Iron | AF | Steel |  |  |  |  | 24 Candelabra Torpedo 60w |  | 24 | No | [14 empty] | 0 | [12 empty] | 574.98 | 1149.96 | 1724.94 | D:64'' H:59 1/2'' O:150 1/4'' | 15 | 64 |  |  | 59.5 | Screw Collar - Chain |  |  | 150.25 |  |  |  | No |  | No | [20 empty] | D:5 1/2'' H:1'' Round |  |  |  |  | 240 | Black | 84 |  | Hardwired | 0 | 0 | 0 | 0 | 1 | 0 | 0 | 1 | 0 | 0 | 0 | 014817579161 | 64 | 57.5 | 21.75 | 61.9 | 46.319 | 300 | No | [9 empty] | cETL Damp | BOUGHTON 24L CHAND-AF | Twenty-Four Light Chandelier |  | F320824AF.jpg | F320824AF.jpg
F3208EN/24AF | Twenty-Four Light Chandelier | Boughton is graceful with curved lines that serve as the focal point for a wide range of décor, from urban to farmhouse. The Antique Forged Iron finish gives Boughton an artisanal, hand-crafted feel. Boughton's largest piece, a stately 60" high, 64" wide four-tier chandelier is well proportioned for grand foyers and great rooms. | CHANDELIERS | Boughton | Chandeliers | Antique Forged Iron | AF | Steel |  |  |  |  | 24 Candelabra Torpedo 3.5w |  | 24 | Yes | [14 empty] | 0 | [12 empty] | 698.45 | 1396.9 | 2095.35 | D:64'' H:59 1/2'' O:150 1/4'' | 15 | 64 |  |  | 59.5 | Screw Collar - Chain |  |  | 150.25 |  |  |  | No |  | No | [20 empty] | D:5 1/2'' H:1'' Round |  |  |  |  | 240 | Black | 84 |  | Hardwired | 0 | 0 | 0 | 1 | 1 | 0 | 0 | 0 | 0 | 0 | 0 | 785652084140 | 64 | 57.5 | 21.75 | 61.9 | 46.319 | 300 | No | [9 empty] | cETL Damp | BOUGHTON 24L CHAND-AF | Twenty-Four Light Chandelier |  | F3208EN/24AF.jpg | F3208EN.jpg
F3310/4PN | Four Light Chandelier | The sleek, cast arms of the Hewitt collection have a distinctly slim vertical profile, covered with a delicate, lined White Parchment shade that softly diffuses the light for a warm, elegant glow. Hewitt is available in a Polished Nickel or Satin Nickel finish, while the sconce is available in Polished Nickel or Antique Bronze. | CHANDELIERS | Hewitt | Chandeliers | Polished Nickel | PN | Steel | White Parchment Parchment | D:20" H:9" |  |  | 4 Candelabra Torpedo 60w |  | 4 | No | [14 empty] | 0 | [12 empty] | 149.98 | 299.96 | 449.94 | D:20'' H:18 5/8'' | 4.5 | 20 |  |  | 18.625 | Screw Collar - Chain | [6 empty] | No |  | No | [20 empty] | D:5 1/2'' H:1 1/8'' Round |  |  |  |  | 180 | Clear Silver | 60 |  | Hardwired | 0 | 0 | 0 | 0 | 1 | 0 | 0 | 1 | 0 | 0 | 0 | 014817579475 | 23.5 | 23.25 | 12 | 10.1 | 3.794 | 250 | Yes | [9 empty] | cETL Damp | HEWITT 4L CHAND-PN | Four Light Chandelier |  | F33104PN.jpg | F33104PN.jpg
F3310/4SN | Four Light Chandelier | The sleek, cast arms of the Hewitt collection have a distinctly slim vertical profile, covered with a delicate, lined White Parchment shade that softly diffuses the light for a warm, elegant glow. Hewitt is available in a Polished Nickel or Satin Nickel finish, while the sconce is available in Polished Nickel or Antique Bronze. | CHANDELIERS | Hewitt | Chandeliers | Satin Nickel | SN | Steel | White Parchment Parchment | D:20" H:9" |  |  | 4 Candelabra Torpedo 60w |  | 4 | No | [14 empty] | 0 | [12 empty] | 149.98 | 299.96 | 449.94 | D:20'' H:18 5/8'' | 4.5 | 20 |  |  | 18.625 | Screw Collar - Chain | [6 empty] | No |  | No | [20 empty] | D:5 1/2'' H:1 1/8'' Round |  |  |  |  | 180 | Clear Silver | 60 |  | Hardwired | 0 | 0 | 0 | 0 | 1 | 0 | 0 | 1 | 0 | 0 | 0 | 014817579529 | 23.5 | 23.25 | 12 | 10.1 | 3.794 | 250 | Yes | [9 empty] | cETL Damp | HEWITT 4L CHAND-SN | Four Light Chandelier |  | F33104SN.jpg | F33104SN.jpg
F3310EN/4PN | Four Light Chandelier | The sleek, cast arms of the Hewitt collection have a distinctly slim vertical profile, covered with a delicate, lined White Parchment shade that softly diffuses the light for a warm, elegant glow. Hewitt is available in a Polished Nickel or Satin Nickel finish, while the sconce is available in Polished Nickel or Antique Bronze. | CHANDELIERS | Hewitt | Chandeliers | Polished Nickel | PN | Steel | White Parchment Parchment | D:20" H:9" |  |  | 4 Candelabra Torpedo 3.5w |  | 4 | Yes | [14 empty] | 0 | [12 empty] | 167.95 | 335.9 | 503.85 | D:20'' H:18 5/8'' | 4.5 | 20 |  |  | 18.625 | Screw Collar - Chain | [6 empty] | No |  | No | [20 empty] | D:5 1/2'' H:1 1/8'' Round |  |  |  |  | 180 | Clear Silver | 60 |  | Hardwired | 0 | 0 | 0 | 1 | 1 | 0 | 0 | 0 | 0 | 0 | 0 | 785652084300 | 23.5 | 23.25 | 12 | 10.1 | 3.794 | 250 | Yes | [9 empty] | cETL Damp | HEWITT 4L CHAND-PN | Four Light Chandelier |  | F3310EN/4PN.jpg | F3310EN.jpg
F3310EN/4SN | Four Light Chandelier | The sleek, cast arms of the Hewitt collection have a distinctly slim vertical profile, covered with a delicate, lined White Parchment shade that softly diffuses the light for a warm, elegant glow. Hewitt is available in a Polished Nickel or Satin Nickel finish, while the sconce is available in Polished Nickel or Antique Bronze. | CHANDELIERS | Hewitt | Chandeliers | Satin Nickel | SN | Steel | White Parchment Parchment | D:20" H:9" |  |  | 4 Candelabra Torpedo 3.5w |  | 4 | Yes | [14 empty] | 0 | [12 empty] | 167.95 | 335.9 | 503.85 | D:20'' H:18 5/8'' | 4.5 | 20 |  |  | 18.625 | Screw Collar - Chain | [6 empty] | No |  | No | [20 empty] | D:5 1/2'' H:1 1/8'' Round |  |  |  |  | 180 | Clear Silver | 60 |  | Hardwired | 0 | 0 | 0 | 1 | 1 | 0 | 0 | 0 | 0 | 0 | 0 | 785652084317 | 23.5 | 23.25 | 12 | 10.1 | 3.794 | 250 | Yes | [9 empty] | cETL Damp | HEWITT 4L CHAND-SN | Four Light Chandelier |  | F3310EN/4SN.jpg | F3310EN.jpg
F3311/6PN | Six Light Chandelier | The sleek, cast arms of the Hewitt collection have a distinctly slim vertical profile, covered with a delicate, lined White Parchment shade that softly diffuses the light for a warm, elegant glow. Hewitt is available in a Polished Nickel or Satin Nickel finish, while the sconce is available in Polished Nickel or Antique Bronze. | CHANDELIERS | Hewitt | Chandeliers | Polished Nickel | PN | Steel | White Parchment Parchment | D:4" H:5" |  |  | 6 Candelabra Torpedo 60w |  | 6 | No | [14 empty] | 0 | [12 empty] | 174.98 | 349.96 | 524.94 | D:26'' H:21 3/8'' O:88 1/8'' | 5.5 | 26 |  |  | 21.375 | Screw Collar - Chain |  |  | 88.125 |  |  |  | No |  | No | [20 empty] | D:5 1/2'' H:1 1/8'' Round |  |  |  |  | 180 | Clear Silver | 60 |  | Hardwired | 0 | 0 | 0 | 0 | 1 | 0 | 0 | 1 | 0 | 0 | 0 | 014817579444 | 27.25 | 24.25 | 12 | 6 | 4.589 | 300 | Yes | [9 empty] | cETL Damp | HEWITT 6L CHAND-PN | Six Light Chandelier |  | F33116PN.jpg | F33116PN.jpg
F3311/6SN | Six Light Chandelier | The sleek, cast arms of the Hewitt collection have a distinctly slim vertical profile, covered with a delicate, lined White Parchment shade that softly diffuses the light for a warm, elegant glow. Hewitt is available in a Polished Nickel or Satin Nickel finish, while the sconce is available in Polished Nickel or Antique Bronze. | CHANDELIERS | Hewitt | Chandeliers | Satin Nickel | SN | Steel | White Parchment Parchment | D:4" H:5" |  |  | 6 Candelabra Torpedo 60w |  | 6 | No | [14 empty] | 0 | [12 empty] | 174.98 | 349.96 | 524.94 | D:26'' H:21 3/8'' O:88 1/8'' | 5.5 | 26 |  |  | 21.375 | Screw Collar - Chain |  |  | 88.125 |  |  |  | No |  | No | [20 empty] | D:5 1/2'' H:1 1/8'' Round |  |  |  |  | 180 | Clear Silver | 60 |  | Hardwired | 0 | 0 | 0 | 0 | 1 | 0 | 0 | 1 | 0 | 0 | 0 | 014817579499 | 27.25 | 24.25 | 12 | 6 | 4.589 | 300 | Yes | [9 empty] | cETL Damp | HEWITT 6L CHAND-SN | Six Light Chandelier |  | F33116SN.jpg | F33116SN.jpg
F3311EN/6PN | Six Light Chandelier | The sleek, cast arms of the Hewitt collection have a distinctly slim vertical profile, covered with a delicate, lined White Parchment shade that softly diffuses the light for a warm, elegant glow. Hewitt is available in a Polished Nickel or Satin Nickel finish, while the sconce is available in Polished Nickel or Antique Bronze. | CHANDELIERS | Hewitt | Chandeliers | Polished Nickel | PN | Steel | White Parchment Parchment | D:4" H:5" |  |  | 6 Candelabra Torpedo 3.5w |  | 6 | Yes | [14 empty] | 0 | [12 empty] | 208.95 | 417.9 | 626.85 | D:26'' H:21 3/8'' O:88 1/8'' | 5.5 | 26 |  |  | 21.375 | Screw Collar - Chain |  |  | 88.125 |  |  |  | No |  | No | [20 empty] | D:5 1/2'' H:1 1/8'' Round |  |  |  |  | 180 | Clear Silver | 60 |  | Hardwired | 0 | 0 | 0 | 1 | 1 | 0 | 0 | 0 | 0 | 0 | 0 | 785652084324 | 27.25 | 24.25 | 12 | 6 | 4.589 | 300 | Yes | [9 empty] | cETL Damp | HEWITT 6L CHAND-PN | Six Light Chandelier |  | F3311EN/6PN.jpg | F3311EN.jpg
F3311EN/6SN | Six Light Chandelier | The sleek, cast arms of the Hewitt collection have a distinctly slim vertical profile, covered with a delicate, lined White Parchment shade that softly diffuses the light for a warm, elegant glow. Hewitt is available in a Polished Nickel or Satin Nickel finish, while the sconce is available in Polished Nickel or Antique Bronze. | CHANDELIERS | Hewitt | Chandeliers | Satin Nickel | SN | Steel | White Parchment Parchment | D:4" H:5" |  |  | 6 Candelabra Torpedo 3.5w |  | 6 | Yes | [14 empty] | 0 | [12 empty] | 208.95 | 417.9 | 626.85 | D:26'' H:21 3/8'' O:88 1/8'' | 5.5 | 26 |  |  | 21.375 | Screw Collar - Chain |  |  | 88.125 |  |  |  | No |  | No | [20 empty] | D:5 1/2'' H:1 1/8'' Round |  |  |  |  | 180 | Clear Silver | 60 |  | Hardwired | 0 | 0 | 0 | 1 | 1 | 0 | 0 | 0 | 0 | 0 | 0 | 785652084331 | 27.25 | 24.25 | 12 | 6 | 4.589 | 300 | Yes | [9 empty] | cETL Damp | HEWITT 6L CHAND-SN | Six Light Chandelier |  | F3311EN/6SN.jpg | F3311EN.jpg
F3312/8PN | Eight Light Linear Chandelier | The sleek, cast arms of the Hewitt collection have a distinctly slim vertical profile, covered with a delicate, lined White Parchment shade that softly diffuses the light for a warm, elegant glow. Hewitt is available in a Polished Nickel or Satin Nickel finish, while the sconce is available in Polished Nickel or Antique Bronze. | CHANDELIERS | Hewitt | Pendants | Polished Nickel | PN | Steel | White Parchment Parchment | D:4" H:5" |  |  | 8 Candelabra Torpedo 60w |  | 8 | No | [14 empty] | 0 | [12 empty] | 247.95 | 495.9 | 743.85 | L:46'' W:12 3/8'' H:11 5/8'' | 15 |  | 46 | 12.375 | 11.625 | Double Cap Nuts | [6 empty] | No |  | No | [20 empty] | DP:5 1/4'' W:11 3/4'' H:3/4'' Rectangular |  |  |  |  | 180 | Clear Silver |  |  | Hardwired | 0 | 0 | 0 | 0 | 1 | 0 | 0 | 1 | 0 | 0 | 0 | 014817579468 | 50.5 | 14.75 | 10.5 | 18 | 4.526 | 175 | Yes | [9 empty] | cETL Damp | HEWITT 8L ISLAND-PN | Eight Light Linear Chandelier |  | F33128PN.jpg | F33128PN.jpg
F3312/8SN | Eight Light Linear Chandelier | The sleek, cast arms of the Hewitt collection have a distinctly slim vertical profile, covered with a delicate, lined White Parchment shade that softly diffuses the light for a warm, elegant glow. Hewitt is available in a Polished Nickel or Satin Nickel finish, while the sconce is available in Polished Nickel or Antique Bronze. | CHANDELIERS | Hewitt | Pendants | Satin Nickel | SN | Steel | White Parchment Parchment | D:4" H:5" |  |  | 8 Candelabra Torpedo 60w |  | 8 | No | [14 empty] | 0 | [12 empty] | 247.95 | 495.9 | 743.85 | L:46'' W:12 3/8'' H:11 5/8'' | 15 |  | 46 | 12.375 | 11.625 | Double Cap Nuts | [6 empty] | No |  | No | [20 empty] | DP:5 1/4'' W:11 3/4'' H:3/4'' Rectangular |  |  |  |  | 180 | Clear Silver |  |  | Hardwired | 0 | 0 | 0 | 0 | 1 | 0 | 0 | 1 | 0 | 0 | 0 | 014817579512 | 50.25 | 14.75 | 11 | 17.8 | 4.718 | 250 | Yes | [9 empty] | cETL Damp | HEWITT 8L ISLAND-SN | Eight Light Linear Chandelier |  | F33128SN.jpg | F33128SN.jpg
F3313/9PN | Nine Light Chandelier | The sleek, cast arms of the Hewitt collection have a distinctly slim vertical profile, covered with a delicate, lined White Parchment shade that softly diffuses the light for a warm, elegant glow. Hewitt is available in a Polished Nickel or Satin Nickel finish, while the sconce is available in Polished Nickel or Antique Bronze. | CHANDELIERS | Hewitt | Chandeliers | Polished Nickel | PN | Steel | White Parchment Parchment | D:4" H:5" |  |  | 9 Candelabra Torpedo 60w |  | 9 | No | [14 empty] | 0 | [12 empty] | 260.48 | 520.96 | 781.44 | D:28'' H:27 3/8'' O:118 1/8'' | 16.8 | 28 |  |  | 27.375 | Screw Collar - Chain |  |  | 118.125 |  |  |  | No |  | No | [20 empty] | D:5 1/2'' H:1 1/8'' Round |  |  |  |  | 240 | Clear Silver | 84 |  | Hardwired | 0 | 0 | 0 | 0 | 1 | 0 | 0 | 1 | 0 | 0 | 0 | 014817579451 | 29 | 26.25 | 19.5 | 19.4 | 8.59 | 250 | Yes | [9 empty] | cETL Damp | HEWITT 9L CHAND-PN | Nine Light Chandelier |  | F33139PN.jpg | F33139PN.jpg
F3313/9SN | Nine Light Chandelier | The sleek, cast arms of the Hewitt collection have a distinctly slim vertical profile, covered with a delicate, lined White Parchment shade that softly diffuses the light for a warm, elegant glow. Hewitt is available in a Polished Nickel or Satin Nickel finish, while the sconce is available in Polished Nickel or Antique Bronze. | CHANDELIERS | Hewitt | Chandeliers | Satin Nickel | SN | Steel | White Parchment Parchment | D:4" H:5" |  |  | 9 Candelabra Torpedo 60w |  | 9 | No | [14 empty] | 0 | [12 empty] | 260.48 | 520.96 | 781.44 | D:28'' H:27 3/8'' O:118 1/8'' | 16.8 | 28 |  |  | 27.375 | Screw Collar - Chain |  |  | 118.125 |  |  |  | No |  | No | [20 empty] | D:5 1/2'' H:1 1/8'' Round |  |  |  |  | 240 | Clear Silver | 84 |  | Hardwired | 0 | 0 | 0 | 0 | 1 | 0 | 0 | 1 | 0 | 0 | 0 | 014817579505 | 28.75 | 26.75 | 19.25 | 19.4 | 8.567 | 250 | Yes | [9 empty] | cETL Damp | HEWITT 9L CHAND-SN | Nine Light Chandelier |  | F33139SN.jpg | F33139SN.jpg
F3313EN/9PN | Nine Light Chandelier | The sleek, cast arms of the Hewitt collection have a distinctly slim vertical profile, covered with a delicate, lined White Parchment shade that softly diffuses the light for a warm, elegant glow. Hewitt is available in a Polished Nickel or Satin Nickel finish, while the sconce is available in Polished Nickel or Antique Bronze. | CHANDELIERS | Hewitt | Chandeliers | Polished Nickel | PN | Steel | White Parchment Parchment | D:4" H:5" |  |  | 9 Candelabra Torpedo 3.5w |  | 9 | Yes | [14 empty] | 0 | [12 empty] | 301.95 | 603.9 | 905.85 | D:28'' H:27 3/8'' O:118 1/8'' | 16.8 | 28 |  |  | 27.375 | Screw Collar - Chain |  |  | 118.125 |  |  |  | No |  | No | [20 empty] | D:5 1/2'' H:1 1/8'' Round |  |  |  |  | 240 | Clear Silver | 84 |  | Hardwired | 0 | 0 | 0 | 1 | 1 | 0 | 0 | 0 | 0 | 0 | 0 | 785652084348 | 29 | 26.25 | 19.5 | 19.4 | 8.59 | 250 | Yes | [9 empty] | cETL Damp | HEWITT 9L CHAND-PN | Nine Light Chandelier |  | F3313EN/9PN.jpg | F3313EN.jpg
F3313EN/9SN | Nine Light Chandelier | The sleek, cast arms of the Hewitt collection have a distinctly slim vertical profile, covered with a delicate, lined White Parchment shade that softly diffuses the light for a warm, elegant glow. Hewitt is available in a Polished Nickel or Satin Nickel finish, while the sconce is available in Polished Nickel or Antique Bronze. | CHANDELIERS | Hewitt | Chandeliers | Satin Nickel | SN | Steel | White Parchment Parchment | D:4" H:5" |  |  | 9 Candelabra Torpedo 3.5w |  | 9 | Yes | [14 empty] | 0 | [12 empty] | 301.95 | 603.9 | 905.85 | D:28'' H:27 3/8'' O:118 1/8'' | 16.8 | 28 |  |  | 27.375 | Screw Collar - Chain |  |  | 118.125 |  |  |  | No |  | No | [20 empty] | D:5 1/2'' H:1 1/8'' Round |  |  |  |  | 240 | Clear Silver | 84 |  | Hardwired | 0 | 0 | 0 | 1 | 1 | 0 | 0 | 0 | 0 | 0 | 0 | 785652084355 | 29 | 26.25 | 19.5 | 19.4 | 8.59 | 250 | Yes | [9 empty] | cETL Damp | HEWITT 9L CHAND-SN | Nine Light Chandelier |  | F3313EN/9SN.jpg | F3313EN.jpg
FM261WAL | Three Light Flush Mount | The casual iron Drawing Room lighting collection has traditional Edwardian style. The overlapping arch and fluted detailing is found both in the pressed glass bowls and the die cast aluminum fitters. The fretwork elements draw on traditional British architectural themes. | CEILING | Drawing Room | Ceiling Lights | Walnut | WAL | Resin / Steel | Amber Snow Scavo Glass | D:12.25" H:5.5" |  |  | 3 Medium A19 60w |  | 3 | No | [14 empty] | 0 | [12 empty] | 134.45 | 268.9 | 403.35 | D:14'' H:9'' | 10.52 | 14 |  |  | 9 | Center Pipe | [6 empty] | No |  | No | [20 empty] | D:14'' H:1 1/8'' Round |  |  |  |  | 8 | Black/White |  |  | Hardwired | 0 | 0 | 0 | 0 | 1 | 0 | 0 | 1 | 0 | 0 | 0 | 014817299489 | 17 | 12 | 17 | 12.7 | 2.007 | 125 | Yes | [8 empty] | UL Damp | cUL Damp | DRAWING ROOM 3L FLUSH MNT-WAL | Three Light Flush Mount |  | FM261WAL.jpg
FM269WAL | Two Light Flush Mount | The casual iron Drawing Room lighting collection has traditional Edwardian style. The overlapping arch and fluted detailing is found both in the pressed glass bowls and the die cast aluminum fitters. The fretwork elements draw on traditional British architectural themes. | CEILING | Drawing Room | Ceiling Lights | Walnut | WAL | Resin / Steel | Amber Snow Scavo Glass | D:11.25" H:3.5" |  |  | 2 Medium A19 60w |  | 2 | No | [14 empty] | 0 | [12 empty] | 67.45 | 134.9 | 202.35 | D:13'' H:6'' | 4.8 | 13 |  |  | 6 | Center Pipe | [6 empty] | No |  | No | [20 empty] | D:13'' H:7/8'' Round |  |  |  |  | 8 | Black/White |  |  | Hardwired | 0 | 0 | 0 | 0 | 1 | 0 | 0 | 1 | 0 | 0 | 0 | 014817318975 | 17 | 16.75 | 9.375 | 10.45 | 1.545 | 125 | Yes | 2 | 10014817318972 | 17 | 16.75 | 18.75 | 20.9 | 3.09 | Yes | UL Damp | cUL Damp | DRAWING ROOM 2L FLUSH MNT-WAL | Two Light Flush Mount |  | FM269WAL.jpg
FM271BS | One Light Flush Mount | Barrington conveys simple refinement with flair. The Opal Etched glass shades create a warm, soft glow, and the subtle details found in the body construction add visual interest without upstaging the surrounding décor. The Barrington wall sconces are ADA compliant. | CEILING | Barrington | Ceiling Lights | Brushed Steel | BS | Steel | White Opal Etched Glass | D:8.25" H:3.125" |  |  | 1 Medium A19 75w |  | 1 | No | [14 empty] | 0 | [12 empty] | 31.48 | 62.96 | 94.44 | D:10'' H:4'' | 4.6 | 10 |  |  | 4 | Cap Nuts | [6 empty] | No |  | No | [20 empty] | D:10'' H:1 5/8'' Round |  |  |  |  | 8 | Black/White |  |  | Hardwired | 0 | 0 | 0 | 0 | 1 | 0 | 0 | 1 | 0 | 0 | 0 | 014817330809 | 16.5 | 13.5 | 6.75 | 5.555 | 0.87 | 125 | Yes | 2 | 10014817330806 | 16.5 | 13.5 | 13.5 | 11.11 | 1.74 | Yes | UL Damp | cUL Damp | BARRINGTON 1L FLUSH MOUNT-BS | One Light Flush Mount |  | FM271-BS.jpg
FM271EN3/BS | One Light Flush Mount | Barrington conveys simple refinement with flair. The Opal Etched glass shades create a warm, soft glow, and the subtle details found in the body construction add visual interest without upstaging the surrounding décor. The Barrington wall sconces are ADA compliant. | CEILING | Barrington | Ceiling Lights | Brushed Steel | BS | Steel | White Opal Etched Glass | D:8.25" H:3.125" |  |  | 1 Medium A19 9.3w |  | 1 | Yes | [14 empty] | 0 | [12 empty] | 34.95 | 69.9 | 104.85 | D:10'' H:4'' | 4.6 | 10 |  |  | 4 | Cap Nuts | [6 empty] | No |  | No | [20 empty] | D:10'' H:1 5/8'' Round |  |  |  |  | 8 | Black/White |  |  | Hardwired | 0 | 0 | 0 | 1 | 1 | 0 | 0 | 0 | 0 | 0 | 0 | 785652083853 | 16.5 | 13.5 | 6.75 | 5.555 | 0.87 | 125 | Yes | [8 empty] | UL Damp | cUL Damp | BARRINGTON 1L FLUSH MOUNT-BS | One Light Flush Mount |  | FM271-BS.jpg | FM271EN3.jpg
FM271EN3/ORB | One Light Flush Mount | Barrington conveys simple refinement with flair. The Opal Etched glass shades create a warm, soft glow, and the subtle details found in the body construction add visual interest without upstaging the surrounding décor. The Barrington wall sconces are ADA compliant. | CEILING | Barrington | Ceiling Lights | Oil Rubbed Bronze | ORB | Steel | White Opal Etched Glass | D:8.25" H:3.125" |  |  | 1 Medium A19 9.3w |  | 1 | Yes | [14 empty] | 0 | [12 empty] | 33.95 | 67.9 | 101.85 | D:10'' H:4'' | 4.6 | 10 |  |  | 4 | Cap Nuts | [6 empty] | No |  | No | [20 empty] | D:10'' H:1 5/8'' Round |  |  |  |  | 8 | Black/White |  |  | Hardwired | 0 | 0 | 0 | 1 | 1 | 0 | 0 | 0 | 0 | 0 | 0 | 785652083860 | 16.5 | 13.5 | 6.75 | 5.555 | 0.87 | 125 | Yes | [8 empty] | UL Damp | cUL Damp | BARRINGTON 1L FLUSH MOUNT-ORB | One Light Flush Mount |  | FM271-ORB.jpg | FM271EN3.jpg
FM271ORB | One Light Flush Mount | Barrington conveys simple refinement with flair. The Opal Etched glass shades create a warm, soft glow, and the subtle details found in the body construction add visual interest without upstaging the surrounding décor. The Barrington wall sconces are ADA compliant. | CEILING | Barrington | Ceiling Lights | Oil Rubbed Bronze | ORB | Steel | White Opal Etched Glass | D:8.25" H:3.125" |  |  | 1 Medium A19 75w |  | 1 | No | [14 empty] | 0 | [12 empty] | 30.48 | 60.96 | 91.44 | D:10'' H:4'' | 4.6 | 10 |  |  | 4 | Cap Nuts | [6 empty] | No |  | No | [20 empty] | D:10'' H:1 5/8'' Round |  |  |  |  | 8 | Black/White |  |  | Hardwired | 0 | 0 | 0 | 0 | 1 | 0 | 0 | 1 | 0 | 0 | 0 | 014817330816 | 16 | 13.5 | 6.75 | 5.555 | 0.844 | 125 | Yes | 2 | 10014817330813 | 16 | 13.5 | 13.5 | 11.11 | 1.688 | Yes | UL Damp | cUL Damp | BARRINGTON 1L FLUSH MOUNT-ORB | One Light Flush Mount |  | FM271-ORB.jpg
FM272BS | Two Light Flush Mount | Barrington conveys simple refinement with flair. The Opal Etched glass shades create a warm, soft glow, and the subtle details found in the body construction add visual interest without upstaging the surrounding décor. The Barrington wall sconces are ADA compliant. | CEILING | Barrington | Ceiling Lights | Brushed Steel | BS | Steel | White Opal Etched Glass | D:12.25" H:4.25" |  |  | 2 Medium A19 60w |  | 2 | No | [14 empty] | 0 | [12 empty] | 47.48 | 94.96 | 142.44 | D:14'' H:5 1/4'' | 8.5 | 14 |  |  | 5.25 | Cap Nuts | [6 empty] | No |  | No | [20 empty] | D:14'' H:1 5/8'' Round |  |  |  |  | 8 | Black/White |  |  | Hardwired | 0 | 0 | 0 | 0 | 1 | 0 | 0 | 1 | 0 | 0 | 0 | 014817330823 | 17 | 18.5 | 8.75 | 10 | 1.593 | 125 | Yes | 2 | 10014817330820 | 17 | 18.5 | 17.5 | 20 | 3.185 | Yes | UL Damp | cUL Damp | BARRINGTON 2L FLUSH MOUNT-BS | Two Light Flush Mount |  | FM272-BS.jpg
FM272EN3/BS | Two Light Flush Mount | Barrington conveys simple refinement with flair. The Opal Etched glass shades create a warm, soft glow, and the subtle details found in the body construction add visual interest without upstaging the surrounding décor. The Barrington wall sconces are ADA compliant. | CEILING | Barrington | Ceiling Lights | Brushed Steel | BS | Steel | White Opal Etched Glass | D:12.25" H:4.25" |  |  | 2 Medium A19 9.3w |  | 2 | Yes | [14 empty] | 0 | [12 empty] | 55.45 | 110.9 | 166.35 | D:14'' H:5 1/4'' | 8.5 | 14 |  |  | 5.25 | Cap Nuts | [6 empty] | No |  | No | [20 empty] | D:14'' H:1 5/8'' Round |  |  |  |  | 8 | Black/White |  |  | Hardwired | 0 | 0 | 0 | 1 | 1 | 0 | 0 | 0 | 0 | 0 | 0 | 785652083877 | 17 | 18.5 | 8.75 | 10 | 1.593 | 125 | Yes | [8 empty] | UL Damp | cUL Damp | BARRINGTON 2L FLUSH MOUNT-BS | Two Light Flush Mount |  | FM272-BS.jpg | FM272EN3.jpg
FM272EN3/ORB | Two Light Flush Mount | Barrington conveys simple refinement with flair. The Opal Etched glass shades create a warm, soft glow, and the subtle details found in the body construction add visual interest without upstaging the surrounding décor. The Barrington wall sconces are ADA compliant. | CEILING | Barrington | Ceiling Lights | Oil Rubbed Bronze | ORB | Steel | White Opal Etched Glass | D:12.25" H:4.25" |  |  | 2 Medium A19 9.3w |  | 2 | Yes | [14 empty] | 0 | [12 empty] | 54.45 | 108.9 | 163.35 | D:14'' H:5 1/4'' | 8.5 | 14 |  |  | 5.25 | Cap Nuts | [6 empty] | No |  | No | [20 empty] | D:14'' H:1 5/8'' Round |  |  |  |  | 8 | Black/White |  |  | Hardwired | 0 | 0 | 0 | 1 | 1 | 0 | 0 | 0 | 0 | 0 | 0 | 785652083884 | 17 | 18.5 | 8.75 | 10 | 1.593 | 125 | Yes | [8 empty] | UL Damp | cUL Damp | BARRINGTON 2L FLUSH MOUNT-ORB | Two Light Flush Mount |  | FM272-ORB.jpg | FM272EN3.jpg
FM272ORB | Two Light Flush Mount | Barrington conveys simple refinement with flair. The Opal Etched glass shades create a warm, soft glow, and the subtle details found in the body construction add visual interest without upstaging the surrounding décor. The Barrington wall sconces are ADA compliant. | CEILING | Barrington | Ceiling Lights | Oil Rubbed Bronze | ORB | Steel | White Opal Etched Glass | D:12.25" H:4.25" |  |  | 2 Medium A19 60w |  | 2 | No | [14 empty] | 0 | [12 empty] | 46.48 | 92.96 | 139.44 | D:14'' H:5 1/4'' | 8.5 | 14 |  |  | 5.25 | Cap Nuts | [6 empty] | No |  | No | [20 empty] | D:14'' H:1 5/8'' Round |  |  |  |  | 8 | Black/White |  |  | Hardwired | 0 | 0 | 0 | 0 | 1 | 0 | 0 | 1 | 0 | 0 | 0 | 014817330830 | 17 | 16.5 | 8.5 | 9.68 | 1.38 | 125 | Yes | 2 | 10014817330837 | 17.5 | 17.25 | 18 | 19.48 | 3.145 | Yes | UL Damp | cUL Damp | BARRINGTON 2L FLUSH MOUNT-ORB | Two Light Flush Mount |  | FM272-ORB.jpg
FM273BS | Three Light Flush Mount | Barrington conveys simple refinement with flair. The Opal Etched glass shades create a warm, soft glow, and the subtle details found in the body construction add visual interest without upstaging the surrounding décor. The Barrington wall sconces are ADA compliant. | CEILING | Barrington | Ceiling Lights | Brushed Steel | BS | Steel | White Opal Etched Glass | D:14.25" H:4.75" |  |  | 3 Medium A19 60w |  | 3 | No | [14 empty] | 0 | [12 empty] | 63.98 | 127.96 | 191.94 | D:16 1/2'' H:5 3/4'' | 13.5 | 16.5 |  |  | 5.75 | Cap Nuts | [6 empty] | No |  | No | [20 empty] | D:16 1/2'' H:1 5/8'' Round |  |  |  |  | 8 | Black/White |  |  | Hardwired | 0 | 0 | 0 | 0 | 1 | 0 | 0 | 1 | 0 | 0 | 0 | 014817330847 | 18.75 | 18.75 | 9.25 | 13.71 | 1.882 | 125 | Yes | [8 empty] | UL Damp | cUL Damp | BARRINGTON 3L FLUSH MOUNT-BS | Three Light Flush Mount |  | FM273-BS.jpg
FM273EN3/BS | Three Light Flush Mount | Barrington conveys simple refinement with flair. The Opal Etched glass shades create a warm, soft glow, and the subtle details found in the body construction add visual interest without upstaging the surrounding décor. The Barrington wall sconces are ADA compliant. | CEILING | Barrington | Ceiling Lights | Brushed Steel | BS | Steel | White Opal Etched Glass | D:14.25" H:4.75" |  |  | 3 Medium A19 9.3w |  | 3 | Yes | [14 empty] | 0 | [12 empty] | 76.45 | 152.9 | 229.35 | D:16 1/2'' H:5 3/4'' | 13.5 | 16.5 |  |  | 5.75 | Cap Nuts | [6 empty] | No |  | No | [20 empty] | D:16 1/2'' H:1 5/8'' Round |  |  |  |  | 8 | Black/White |  |  | Hardwired | 0 | 0 | 0 | 1 | 1 | 0 | 0 | 0 | 0 | 0 | 0 | 785652083891 | 18.75 | 18.75 | 9.25 | 13.71 | 1.882 | 125 | Yes | [8 empty] | UL Damp | cUL Damp | BARRINGTON 3L FLUSH MOUNT-BS | Three Light Flush Mount |  | FM273-BS.jpg | FM273EN3.jpg
FM273EN3/ORB | Three Light Flush Mount | Barrington conveys simple refinement with flair. The Opal Etched glass shades create a warm, soft glow, and the subtle details found in the body construction add visual interest without upstaging the surrounding décor. The Barrington wall sconces are ADA compliant. | CEILING | Barrington | Ceiling Lights | Oil Rubbed Bronze | ORB | Steel | White Opal Etched Glass | D:14.25" H:4.75" |  |  | 3 Medium A19 9.3w |  | 3 | Yes | [14 empty] | 0 | [12 empty] | 76.45 | 152.9 | 229.35 | D:16 1/2'' H:5 3/4'' | 13.5 | 16.5 |  |  | 5.75 | Cap Nuts | [6 empty] | No |  | No | [20 empty] | D:16 1/2'' H:1 5/8'' Round |  |  |  |  | 8 | Black/White |  |  | Hardwired | 0 | 0 | 0 | 1 | 1 | 0 | 0 | 0 | 0 | 0 | 0 | 785652083907 | 18.75 | 18.75 | 9.25 | 13.71 | 1.882 | 125 | Yes | [8 empty] | UL Damp | cUL Damp | BARRINGTON 3L FLUSH MOUNT-ORB | Three Light Flush Mount |  | FM273-ORB.jpg | FM273EN3.jpg
FM273ORB | Three Light Flush Mount | Barrington conveys simple refinement with flair. The Opal Etched glass shades create a warm, soft glow, and the subtle details found in the body construction add visual interest without upstaging the surrounding décor. The Barrington wall sconces are ADA compliant. | CEILING | Barrington | Ceiling Lights | Oil Rubbed Bronze | ORB | Steel | White Opal Etched Glass | D:14.25" H:4.75" |  |  | 3 Medium A19 60w |  | 3 | No | [14 empty] | 0 | [12 empty] | 63.98 | 127.96 | 191.94 | D:16 1/2'' H:5 3/4'' | 13.5 | 16.5 |  |  | 5.75 | Cap Nuts | [6 empty] | No |  | No | [20 empty] | D:16 1/2'' H:1 5/8'' Round |  |  |  |  | 8 | Black/White |  |  | Hardwired | 0 | 0 | 0 | 0 | 1 | 0 | 0 | 1 | 0 | 0 | 0 | 014817330854 | 18.75 | 18.75 | 9.25 | 13.71 | 1.882 | 125 | Yes | [8 empty] | UL Damp | cUL Damp | BARRINGTON 3L FLUSH MOUNT-ORB | Three Light Flush Mount |  | FM273-ORB.jpg
FM291BS | Two Light Flush Mount | Whether your decorating theme is traditional or contemporary, there is a place for this unique and stunning Casual Luxury chandelier and vanity lights. The organza shades and dark bronze or brushed steel plated finishes demand attention to the fine details of these fixtures. The wall brackets and sconces have a dual back plate for a dimensional design accent, and spun metal trim rings at the top and bottom of the shade lend a finishing touch. All of the shades on these wonderful fixtures are enclosed at the bottom for a lovely casting of light. | CEILING | Casual Luxury | Ceiling Lights | Brushed Steel | BS | Steel | Silver Organza Hardback w/ Fabric | D:12.625" H:4.875" |  |  | 2 Medium A19 60w |  | 2 | No | [14 empty] | 0 | [12 empty] | 115.48 | 230.96 | 346.44 | D:13'' H:5 1/4'' | 3.85 | 13 |  |  | 5.25 | Center Pipe | [6 empty] | No |  | No | [20 empty] | D:13'' H:3/4'' Round |  |  |  |  | 8 | Black/White |  |  | Hardwired | 0 | 0 | 0 | 0 | 1 | 0 | 0 | 1 | 0 | 0 | 0 | 014817393521 | 11 | 16 | 16 | 7.6 | 1.63 | 175 | Yes | [8 empty] | UL Damp | cUL Damp | CASUAL LUXURY 2L FLUSH MOUNT-BS | Two Light Flush Mount |  | FM291BS.jpg | FM291BS.jpg
FM291EN3/BS | Two Light Flush Mount | Whether your decorating theme is traditional or contemporary, there is a place for this unique and stunning Casual Luxury chandelier and vanity lights. The organza shades and dark bronze or brushed steel plated finishes demand attention to the fine details of these fixtures. The wall brackets and sconces have a dual back plate for a dimensional design accent, and spun metal trim rings at the top and bottom of the shade lend a finishing touch. All of the shades on these wonderful fixtures are enclosed at the bottom for a lovely casting of light. | CEILING | Casual Luxury | Ceiling Lights | Brushed Steel | BS | Steel | Silver Organza Hardback w/ Fabric | D:12.625" H:4.875" |  |  | 2 Medium A19 9.3w |  | 2 | Yes | [14 empty] | 0 | [12 empty] | 119.95 | 239.9 | 359.85 | D:13'' H:5 1/4'' | 3.85 | 13 |  |  | 5.25 | Center Pipe | [6 empty] | No |  | No | [20 empty] | D:13'' H:3/4'' Round |  |  |  |  | 8 | Black/White |  |  | Hardwired | 0 | 0 | 0 | 1 | 1 | 0 | 0 | 0 | 0 | 0 | 0 | 785652084195 | 11 | 16 | 16 | 7.6 | 1.63 | 175 | Yes | [8 empty] | UL Damp | cUL Damp | CASUAL LUXURY 2L FLUSH MOUNT-BS | Two Light Flush Mount |  | FM291EN3/BS.jpg | FM291EN3.jpg
FM312BS | Large Three Light Flush Mount | Sunset Drive has textures and geometric shapes that harken back to the Hollywood Regency era while maintaining the heart of contemporary design. Cylindrical White Opal Etched glass shades with a hand-applied Striated Pearl finish combine with steel arms for a bold look. | CEILING | Sunset Drive | Ceiling Lights | Brushed Steel | BS | Steel | White Opal Etched Glass | D:15.125" H:5" |  |  | 3 Medium A19 60w |  | 3 | No | [14 empty] | 0 | [12 empty] | 104.48 | 208.96 | 313.44 | D:16'' H:6 1/4'' | 6.5 | 16 |  |  | 6.25 | Center Pipe | [6 empty] | No |  | No | [20 empty] | D:10 7/8'' H:1 1/8'' Round |  |  |  |  | 8 | Black/White |  |  | Hardwired | 0 | 0 | 0 | 0 | 1 | 0 | 0 | 1 | 0 | 0 | 0 | 014817580938 | 19.25 | 19.25 | 11 | 10.4 | 2.359 | 175 | Yes | [9 empty] | cETL Damp | SUNSET DRIVE 3L FLUSH MOUNT-BS | Large Three Light Flush Mount |  | FM312BS.jpg | FM312BS.jpg
FM312CH | Large Three Light Flush Mount | Sunset Drive has textures and geometric shapes that harken back to the Hollywood Regency era while maintaining the heart of contemporary design. Cylindrical White Opal Etched glass shades with a hand-applied Striated Pearl finish combine with steel arms for a bold look. | CEILING | Sunset Drive | Ceiling Lights | Chrome | CH | Steel | White Opal Etched Glass | D:15.125" H:5" |  |  | 3 Medium A19 60w |  | 3 | No | [14 empty] | 0 | [12 empty] | 104.48 | 208.96 | 313.44 | D:16'' H:6 1/4'' | 6.5 | 16 |  |  | 6.25 | Center Pipe | [6 empty] | No |  | No | [20 empty] | D:10 7/8'' H:1 1/8'' Round |  |  |  |  | 8 | Black/White |  |  | Hardwired | 0 | 0 | 0 | 0 | 1 | 0 | 0 | 1 | 0 | 0 | 0 | 014817580921 | 19.5 | 19.5 | 11 | 10.3 | 2.421 | 175 | Yes | [9 empty] | cETL Damp | SUNSET DRIVE 3L FLUSH MOUNT-CH | Large Three Light Flush Mount |  | FM312CH.jpg | FM312CH.jpg
FM312EN3/BS | Large Three Light Flush Mount | Sunset Drive has textures and geometric shapes that harken back to the Hollywood Regency era while maintaining the heart of contemporary design. Cylindrical White Opal Etched glass shades with a hand-applied Striated Pearl finish combine with steel arms for a bold look. | CEILING | Sunset Drive | Ceiling Lights | Brushed Steel | BS | Steel | White Opal Etched Glass | D:15.125" H:5" |  |  | 3 Medium A19 9.3w |  | 3 | Yes | [14 empty] | 0 | [12 empty] | 115.45 | 230.9 | 346.35 | D:16'' H:6 1/4'' | 6.5 | 16 |  |  | 6.25 | Center Pipe | [6 empty] | No |  | No | [20 empty] | D:10 7/8'' H:1 1/8'' Round |  |  |  |  | 8 | Black/White |  |  | Hardwired | 0 | 0 | 0 | 1 | 1 | 0 | 0 | 0 | 0 | 0 | 0 | 785652084737 | 19.25 | 19.25 | 11 | 10.4 | 2.359 | 175 | Yes | [9 empty] | cETL Damp | SUNSET DRIVE 3L FLUSH MOUNT-BS | Large Three Light Flush Mount |  | FM312EN3/BS.jpg | FM312EN3.jpg
FM312EN3/CH | Large Three Light Flush Mount | Sunset Drive has textures and geometric shapes that harken back to the Hollywood Regency era while maintaining the heart of contemporary design. Cylindrical White Opal Etched glass shades with a hand-applied Striated Pearl finish combine with steel arms for a bold look. | CEILING | Sunset Drive | Ceiling Lights | Chrome | CH | Steel | White Opal Etched Glass | D:15.125" H:5" |  |  | 3 Medium A19 9.3w |  | 3 | Yes | [14 empty] | 0 | [12 empty] | 115.45 | 230.9 | 346.35 | D:16'' H:6 1/4'' | 6.5 | 16 |  |  | 6.25 | Center Pipe | [6 empty] | No |  | No | [20 empty] | D:10 7/8'' H:1 1/8'' Round |  |  |  |  | 8 | Black/White |  |  | Hardwired | 0 | 0 | 0 | 1 | 1 | 0 | 0 | 0 | 0 | 0 | 0 | 785652084744 | 19.25 | 19.25 | 11 | 10.4 | 2.359 | 175 | Yes | [9 empty] | cETL Damp | SUNSET DRIVE 3L FLUSH MOUNT-CH | Large Three Light Flush Mount |  | FM312EN3/CH.jpg | FM312EN3.jpg
FM312EN3/ORB | Large Three Light Flush Mount | Sunset Drive has textures and geometric shapes that harken back to the Hollywood Regency era while maintaining the heart of contemporary design. Cylindrical White Opal Etched glass shades with a hand-applied Striated Pearl finish combine with steel arms for a bold look. | CEILING | Sunset Drive | Ceiling Lights | Oil Rubbed Bronze | ORB | Steel | White Opal Etched Glass | D:15.125" H:5" |  |  | 3 Medium A19 9.3w |  | 3 | Yes | [14 empty] | 0 | [12 empty] | 115.45 | 230.9 | 346.35 | D:16'' H:6 1/4'' | 6.5 | 16 |  |  | 6.25 | Center Pipe | [6 empty] | No |  | No | [20 empty] | D:10 7/8'' H:1 1/8'' Round |  |  |  |  | 8 | Black/White |  |  | Hardwired | 0 | 0 | 0 | 1 | 1 | 0 | 0 | 0 | 0 | 0 | 0 | 785652084751 | 19.25 | 19.25 | 11 | 10.4 | 2.359 | 175 | Yes | [9 empty] | cETL Damp | SUNSET DRIVE 3L FLUSH MOUNT-ORB | Large Three Light Flush Mount |  | FM312EN3/ORB.jpg | FM312EN3.jpg
FM312ORB | Large Three Light Flush Mount | Sunset Drive has textures and geometric shapes that harken back to the Hollywood Regency era while maintaining the heart of contemporary design. Cylindrical White Opal Etched glass shades with a hand-applied Striated Pearl finish combine with steel arms for a bold look. | CEILING | Sunset Drive | Ceiling Lights | Oil Rubbed Bronze | ORB | Steel | White Opal Etched Glass | D:15.125" H:5" |  |  | 3 Medium A19 60w |  | 3 | No | [14 empty] | 0 | [12 empty] | 104.48 | 208.96 | 313.44 | D:16'' H:6 1/4'' | 6.5 | 16 |  |  | 6.25 | Center Pipe | [6 empty] | No |  | No | [20 empty] | D:10 7/8'' H:1 1/8'' Round |  |  |  |  | 8 | Black/White |  |  | Hardwired | 0 | 0 | 0 | 0 | 1 | 0 | 0 | 1 | 0 | 0 | 0 | 014817580945 | 19 | 19.5 | 10.75 | 9.5 | 2.305 | 175 | Yes | [9 empty] | cETL Damp | SUNSET DRIVE 3L FLUSH MOUNT-ORB | Large Three Light Flush Mount |  | FM312ORB.jpg | FM312ORB.jpg
FM313BS | Small Two Light Flush Mount | Sunset Drive has textures and geometric shapes that harken back to the Hollywood Regency era while maintaining the heart of contemporary design. Cylindrical White Opal Etched glass shades with a hand-applied Striated Pearl finish combine with steel arms for a bold look. | CEILING | Sunset Drive | Ceiling Lights | Brushed Steel | BS | Steel | White Opal Etched Glass | D:12.75" H:3.5" |  |  | 2 Medium A19 60w |  | 2 | No | [14 empty] | 0 | [12 empty] | 81.98 | 163.96 | 245.94 | D:13 1/2'' H:4 3/4'' | 2.97 | 13.5 |  |  | 4.75 | Center Pipe | [6 empty] | No |  | No | [20 empty] | D:8 3/8'' H:1 1/8'' Round |  |  |  |  | 8 | Black/White |  |  | Hardwired | 0 | 0 | 0 | 0 | 1 | 0 | 0 | 1 | 0 | 0 | 0 | 014817392692 | 7.5 | 16 | 16 | 7.2 | 1.111 | 125 | Yes | [9 empty] | cETL Damp | SUNSET DRIVE 2L FLUSH MOUNT-BS | Small Two Light Flush Mount |  | FM313BS.jpg | FM313BS.jpg
FM313CB | Small Two Light Flush Mount | Sunset Drive has textures and geometric shapes that harken back to the Hollywood Regency era while maintaining the heart of contemporary design. Cylindrical White Opal Etched glass shades with a hand-applied Striated Pearl finish combine with steel arms for a bold look. | CEILING | Sunset Drive | Ceiling Lights | Corinthian Bronze | CB | Steel | Striated Pearl Glass | D:12.75" H:3.5" |  |  | 2 Medium A19 60w |  | 2 | No | [14 empty] | 0 | [12 empty] | 81.98 | 163.96 | 245.94 | D:13 1/2'' H:4 3/4'' | 2.97 | 13.5 |  |  | 4.75 | Center Pipe | [6 empty] | No |  | No | [20 empty] | D:8 3/8'' H:1 1/8'' Round |  |  |  |  | 8 | Black/White |  |  | Hardwired | 0 | 0 | 0 | 0 | 1 | 0 | 0 | 1 | 0 | 0 | 0 | 014817358087 | 16 | 16 | 7.5 | 7.55 | 1.111 | 125 | Yes | [9 empty] | cETL Damp | SUNSET DRIVE 2L FLUSH MOUNT-CB | Small Two Light Flush Mount |  | FM313CB.jpg
FM313CH | Small Two Light Flush Mount | Sunset Drive has textures and geometric shapes that harken back to the Hollywood Regency era while maintaining the heart of contemporary design. Cylindrical White Opal Etched glass shades with a hand-applied Striated Pearl finish combine with steel arms for a bold look. | CEILING | Sunset Drive | Ceiling Lights | Chrome | CH | Steel | White Opal Etched Glass | D:12.75" H:3.5" |  |  | 2 Medium A19 60w |  | 2 | No | [14 empty] | 0 | [12 empty] | 81.98 | 163.96 | 245.94 | D:13 1/2'' H:4 3/4'' | 2.97 | 13.5 |  |  | 4.75 | Center Pipe | [6 empty] | No |  | No | [20 empty] | D:8 3/8'' H:1 1/8'' Round |  |  |  |  | 8 | Black/White |  |  | Hardwired | 0 | 0 | 0 | 0 | 1 | 0 | 0 | 1 | 0 | 0 | 0 | 014817580907 | 16.25 | 16 | 8 | 6.6 | 1.204 | 175 | Yes | [9 empty] | cETL Damp | SUNSET DRIVE 2L FLUSH MOUNT-CH | Small Two Light Flush Mount |  | FM313CH.jpg | FM313CH.jpg
FM313EN3/BS | Small Two Light Flush Mount | Sunset Drive has textures and geometric shapes that harken back to the Hollywood Regency era while maintaining the heart of contemporary design. Cylindrical White Opal Etched glass shades with a hand-applied Striated Pearl finish combine with steel arms for a bold look. | CEILING | Sunset Drive | Ceiling Lights | Brushed Steel | BS | Steel | White Opal Etched Glass | D:12.75" H:3.5" |  |  | 2 Medium A19 9.3w |  | 2 | Yes | [14 empty] | 0 | [12 empty] | 88.45 | 176.9 | 265.35 | D:13 1/2'' H:4 3/4'' | 2.97 | 13.5 |  |  | 4.75 | Center Pipe | [6 empty] | No |  | No | [20 empty] | D:8 3/8'' H:1 1/8'' Round |  |  |  |  | 8 | Black/White |  |  | Hardwired | 0 | 0 | 0 | 1 | 1 | 0 | 0 | 0 | 0 | 0 | 0 | 785652084768 | 7.5 | 16 | 16 | 7.2 | 1.111 | 125 | Yes | [9 empty] | cETL Damp | SUNSET DRIVE 2L FLUSH MOUNT-BS | Small Two Light Flush Mount |  | FM313EN3/BS.jpg | FM313EN3.jpg
FM313EN3/CB | Small Two Light Flush Mount | Sunset Drive has textures and geometric shapes that harken back to the Hollywood Regency era while maintaining the heart of contemporary design. Cylindrical White Opal Etched glass shades with a hand-applied Striated Pearl finish combine with steel arms for a bold look. | CEILING | Sunset Drive | Ceiling Lights | Corinthian Bronze | CB | Steel | Striated Pearl Glass | D:12.75" H:3.5" |  |  | 2 Medium A19 9.3w |  | 2 | Yes | [14 empty] | 0 | [12 empty] | 88.45 | 176.9 | 265.35 | D:13 1/2'' H:4 3/4'' | 2.97 | 13.5 |  |  | 4.75 | Center Pipe | [6 empty] | No |  | No | [20 empty] | D:8 3/8'' H:1 1/8'' Round |  |  |  |  | 8 | Black/White |  |  | Hardwired | 0 | 0 | 0 | 1 | 1 | 0 | 0 | 0 | 0 | 0 | 0 | 785652084775 | 7.5 | 16 | 16 | 7.2 | 1.111 | 125 | Yes | [9 empty] | cETL Damp | SUNSET DRIVE 2L FLUSH MOUNT-CB | Small Two Light Flush Mount |  | FM313EN3/CB.jpg | FM313EN3.jpg
FM313EN3/CH | Small Two Light Flush Mount | Sunset Drive has textures and geometric shapes that harken back to the Hollywood Regency era while maintaining the heart of contemporary design. Cylindrical White Opal Etched glass shades with a hand-applied Striated Pearl finish combine with steel arms for a bold look. | CEILING | Sunset Drive | Ceiling Lights | Chrome | CH | Steel | White Opal Etched Glass | D:12.75" H:3.5" |  |  | 2 Medium A19 9.3w |  | 2 | Yes | [14 empty] | 0 | [12 empty] | 88.45 | 176.9 | 265.35 | D:13 1/2'' H:4 3/4'' | 2.97 | 13.5 |  |  | 4.75 | Center Pipe | [6 empty] | No |  | No | [20 empty] | D:8 3/8'' H:1 1/8'' Round |  |  |  |  | 8 | Black/White |  |  | Hardwired | 0 | 0 | 0 | 1 | 1 | 0 | 0 | 0 | 0 | 0 | 0 | 785652084782 | 7.5 | 16 | 16 | 7.2 | 1.111 | 125 | Yes | [9 empty] | cETL Damp | SUNSET DRIVE 2L FLUSH MOUNT-CH | Small Two Light Flush Mount |  | FM313EN3/CH.jpg | FM313EN3.jpg
FM313EN3/ORB | Small Two Light Flush Mount | Sunset Drive has textures and geometric shapes that harken back to the Hollywood Regency era while maintaining the heart of contemporary design. Cylindrical White Opal Etched glass shades with a hand-applied Striated Pearl finish combine with steel arms for a bold look. | CEILING | Sunset Drive | Ceiling Lights | Oil Rubbed Bronze | ORB | Steel | White Opal Etched Glass | D:12.75" H:3.5" |  |  | 2 Medium A19 9.3w |  | 2 | Yes | [14 empty] | 0 | [12 empty] | 88.45 | 176.9 | 265.35 | D:13 1/2'' H:4 3/4'' | 2.97 | 13.5 |  |  | 4.75 | Center Pipe | [6 empty] | No |  | No | [20 empty] | D:8 3/8'' H:1 1/8'' Round |  |  |  |  | 8 | Black/White |  |  | Hardwired | 0 | 0 | 0 | 1 | 1 | 0 | 0 | 0 | 0 | 0 | 0 | 785652084799 | 7.5 | 16 | 16 | 7.2 | 1.111 | 125 | Yes | [9 empty] | cETL Damp | SUNSET DRIVE 2L FLUSH MOUNT-ORB | Small Two Light Flush Mount |  | FM313EN3/ORB.jpg | FM313EN3.jpg
FM313ORB | Small Two Light Flush Mount | Sunset Drive has textures and geometric shapes that harken back to the Hollywood Regency era while maintaining the heart of contemporary design. Cylindrical White Opal Etched glass shades with a hand-applied Striated Pearl finish combine with steel arms for a bold look. | CEILING | Sunset Drive | Ceiling Lights | Oil Rubbed Bronze | ORB | Steel | White Opal Etched Glass | D:12.75" H:3.5" |  |  | 2 Medium A19 60w |  | 2 | No | [14 empty] | 0 | [12 empty] | 81.98 | 163.96 | 245.94 | D:13 1/2'' H:4 3/4'' | 2.97 | 13.5 |  |  | 4.75 | Center Pipe | [6 empty] | No |  | No | [20 empty] | D:8 3/8'' H:1 1/8'' Round |  |  |  |  | 8 | Black/White |  |  | Hardwired | 0 | 0 | 0 | 0 | 1 | 0 | 0 | 1 | 0 | 0 | 0 | 014817580914 | 16 | 16 | 8 | 6.2 | 1.185 | 175 | Yes | [9 empty] | cETL Damp | SUNSET DRIVE 2L FLUSH MOUNT-ORB | Small Two Light Flush Mount |  | FM313ORB.jpg | FM313ORB.jpg
FM411HTBZ | Two Light Flush Mount | Wine glass-shaped, Opal Etched glass shades inspired the name of the transitional Vintner lighting collection and are finished with a beautiful ripple accent at the base. The sweeping body design is achieved by using smaller arms at the top and slightly larger arms below. At the transition point, a decorative sphere detail acts as a perch for each glass shade for an overall elegantly simple silhouette. Offered in Heritage Bronze or Satin Nickel finishes, the large assortment includes 5-Light, 9-Light and 18-Light Chandeliers, 3-Light Semi-Flushmount, 3-Light Uplight Chandelier, 3-Light Downlight Chandelier, 3-Light Island, 1-Light Mini-Pendant, 3-Light Uplight Pendant, 1-Light Wall Sconce, 11” and 13” 2-Light Flushmounts, 3-Light Flushmount, 2-Light Vanity, 3-Light Vanity and a 4-Light Vanity. | CEILING | Vintner | Ceiling Lights | Heritage Bronze | HTBZ | Steel | White Opal Etched Glass | D:10.375" H:5.125" |  |  | 2 Medium A19 40w |  | 2 | No | [14 empty] | 0 | [12 empty] | 59.45 | 118.9 | 178.35 | D:11'' H:5 3/4'' | 5 | 11 |  |  | 5.75 | Center Lock-Up | [6 empty] | No |  | No | [20 empty] | D:11'' H:1 3/8'' Round |  |  |  |  | 8 | Black/White |  |  | Hardwired | 0 | 0 | 0 | 0 | 1 | 0 | 0 | 1 | 0 | 0 | 0 | 014817536065 | 14.25 | 14.25 | 11.75 | 5.6 | 1.381 | 175 | Yes | [9 empty] | cETL Damp | VINTNER 2L FLUSH MOUNT-HTBZ | Two Light Flush Mount |  | FM411HTBZ.jpg | FM411HTBZ.jpg
FM411SN | Two Light Flush Mount | Wine glass-shaped, Opal Etched glass shades inspired the name of the transitional Vintner lighting collection and are finished with a beautiful ripple accent at the base. The sweeping body design is achieved by using smaller arms at the top and slightly larger arms below. At the transition point, a decorative sphere detail acts as a perch for each glass shade for an overall elegantly simple silhouette. Offered in Heritage Bronze or Satin Nickel finishes, the large assortment includes 5-Light, 9-Light and 18-Light Chandeliers, 3-Light Semi-Flushmount, 3-Light Uplight Chandelier, 3-Light Downlight Chandelier, 3-Light Island, 1-Light Mini-Pendant, 3-Light Uplight Pendant, 1-Light Wall Sconce, 11” and 13” 2-Light Flushmounts, 3-Light Flushmount, 2-Light Vanity, 3-Light Vanity and a 4-Light Vanity. | CEILING | Vintner | Ceiling Lights | Satin Nickel | SN | Steel | White Opal Etched Glass | D:10.375" H:5.125" |  |  | 2 Medium A19 40w |  | 2 | No | [14 empty] | 0 | [12 empty] | 59.45 | 118.9 | 178.35 | D:11'' H:5 3/4'' | 5 | 11 |  |  | 5.75 | Center Lock-Up | [6 empty] | No |  | No | [20 empty] | D:11'' H:1 3/8'' Round |  |  |  |  | 8 | Black/White |  |  | Hardwired | 0 | 0 | 0 | 0 | 1 | 0 | 0 | 1 | 0 | 0 | 0 | 014817541625 | 14.25 | 14.25 | 11.75 | 5.6 | 1.381 | 175 | Yes | [9 empty] | cETL Damp | VINTNER 2L FLUSH MOUNT-SN | Two Light Flush Mount |  | FM411SN.jpg | FM411SN.jpg
FM412HTBZ | Two Light Flush Mount | Wine glass-shaped, Opal Etched glass shades inspired the name of the transitional Vintner lighting collection and are finished with a beautiful ripple accent at the base. The sweeping body design is achieved by using smaller arms at the top and slightly larger arms below. At the transition point, a decorative sphere detail acts as a perch for each glass shade for an overall elegantly simple silhouette. Offered in Heritage Bronze or Satin Nickel finishes, the large assortment includes 5-Light, 9-Light and 18-Light Chandeliers, 3-Light Semi-Flushmount, 3-Light Uplight Chandelier, 3-Light Downlight Chandelier, 3-Light Island, 1-Light Mini-Pendant, 3-Light Uplight Pendant, 1-Light Wall Sconce, 11” and 13” 2-Light Flushmounts, 3-Light Flushmount, 2-Light Vanity, 3-Light Vanity and a 4-Light Vanity. | CEILING | Vintner | Ceiling Lights | Heritage Bronze | HTBZ | Steel | White Opal Etched Glass | D:12.375" H:5.25" |  |  | 2 Medium A19 60w |  | 2 | No | [14 empty] | 0 | [12 empty] | 78.45 | 156.9 | 235.35 | D:13'' H:5 7/8'' | 6.1 | 13 |  |  | 5.875 | Center Lock-Up | [6 empty] | No |  | No | [20 empty] | D:13'' H:1 3/8'' Round |  |  |  |  | 8 | Black/White |  |  | Hardwired | 0 | 0 | 0 | 0 | 1 | 0 | 0 | 1 | 0 | 0 | 0 | 014817536072 | 16 | 16 | 12.5 | 8.2 | 1.852 | 175 | Yes | [9 empty] | cETL Damp | VINTNER 2L FLUSH MOUNT-HTBZ | Two Light Flush Mount |  | FM412HTBZ.jpg | FM412HTBZ.jpg
FM412SN | Two Light Flush Mount | Wine glass-shaped, Opal Etched glass shades inspired the name of the transitional Vintner lighting collection and are finished with a beautiful ripple accent at the base. The sweeping body design is achieved by using smaller arms at the top and slightly larger arms below. At the transition point, a decorative sphere detail acts as a perch for each glass shade for an overall elegantly simple silhouette. Offered in Heritage Bronze or Satin Nickel finishes, the large assortment includes 5-Light, 9-Light and 18-Light Chandeliers, 3-Light Semi-Flushmount, 3-Light Uplight Chandelier, 3-Light Downlight Chandelier, 3-Light Island, 1-Light Mini-Pendant, 3-Light Uplight Pendant, 1-Light Wall Sconce, 11” and 13” 2-Light Flushmounts, 3-Light Flushmount, 2-Light Vanity, 3-Light Vanity and a 4-Light Vanity. | CEILING | Vintner | Ceiling Lights | Satin Nickel | SN | Steel | White Opal Etched Glass | D:12.375" H:5.25" |  |  | 2 Medium A19 60w |  | 2 | No | [14 empty] | 0 | [12 empty] | 78.45 | 156.9 | 235.35 | D:13'' H:5 7/8'' | 6.1 | 13 |  |  | 5.875 | Center Lock-Up | [6 empty] | No |  | No | [20 empty] | D:13'' H:1 3/8'' Round |  |  |  |  | 8 | Black/White |  |  | Hardwired | 0 | 0 | 0 | 0 | 1 | 0 | 0 | 1 | 0 | 0 | 0 | 014817541632 | 16 | 16 | 12.5 | 8.2 | 1.852 | 175 | Yes | [9 empty] | cETL Damp | VINTNER 2L FLUSH MOUNT-SN | Two Light Flush Mount |  | FM412SN.jpg | FM412SN.jpg
FM413HTBZ | Three Light Flush Mount | Wine glass-shaped, Opal Etched glass shades inspired the name of the transitional Vintner lighting collection and are finished with a beautiful ripple accent at the base. The sweeping body design is achieved by using smaller arms at the top and slightly larger arms below. At the transition point, a decorative sphere detail acts as a perch for each glass shade for an overall elegantly simple silhouette. Offered in Heritage Bronze or Satin Nickel finishes, the large assortment includes 5-Light, 9-Light and 18-Light Chandeliers, 3-Light Semi-Flushmount, 3-Light Uplight Chandelier, 3-Light Downlight Chandelier, 3-Light Island, 1-Light Mini-Pendant, 3-Light Uplight Pendant, 1-Light Wall Sconce, 11” and 13” 2-Light Flushmounts, 3-Light Flushmount, 2-Light Vanity, 3-Light Vanity and a 4-Light Vanity. | CEILING | Vintner | Ceiling Lights | Heritage Bronze | HTBZ | Steel | White Opal Etched Glass | D:14.5" H:5.625" |  |  | 3 Medium A19 60w |  | 3 | No | [14 empty] | 0 | [12 empty] | 89.45 | 178.9 | 268.35 | D:14 5/8'' H:6 3/8'' | 7 | 14.625 |  |  | 6.375 | Center Lock-Up | [6 empty] | No |  | No | [20 empty] | D:14 5/8'' H:1 3/8'' Round |  |  |  |  | 8 | Black/White |  |  | Hardwired | 0 | 0 | 0 | 0 | 1 | 0 | 0 | 1 | 0 | 0 | 0 | 014817536089 | 18.5 | 18.25 | 13.5 | 9.3 | 2.638 | 250 | Yes | [9 empty] | cETL Damp | VINTNER 3L FLUSH MOUNT-HTBZ | Three Light Flush Mount |  | FM413HTBZ.jpg | FM413HTBZ.jpg
FM413SN | Three Light Flush Mount | Wine glass-shaped, Opal Etched glass shades inspired the name of the transitional Vintner lighting collection and are finished with a beautiful ripple accent at the base. The sweeping body design is achieved by using smaller arms at the top and slightly larger arms below. At the transition point, a decorative sphere detail acts as a perch for each glass shade for an overall elegantly simple silhouette. Offered in Heritage Bronze or Satin Nickel finishes, the large assortment includes 5-Light, 9-Light and 18-Light Chandeliers, 3-Light Semi-Flushmount, 3-Light Uplight Chandelier, 3-Light Downlight Chandelier, 3-Light Island, 1-Light Mini-Pendant, 3-Light Uplight Pendant, 1-Light Wall Sconce, 11” and 13” 2-Light Flushmounts, 3-Light Flushmount, 2-Light Vanity, 3-Light Vanity and a 4-Light Vanity. | CEILING | Vintner | Ceiling Lights | Satin Nickel | SN | Steel | White Opal Etched Glass | D:14.5" H:5.625" |  |  | 3 Medium A19 60w |  | 3 | No | [14 empty] | 0 | [12 empty] | 89.45 | 178.9 | 268.35 | D:14 5/8'' H:6 3/8'' | 7 | 14.625 |  |  | 6.375 | Center Lock-Up | [6 empty] | No |  | No | [20 empty] | D:14 5/8'' H:1 3/8'' Round |  |  |  |  | 8 | Black/White |  |  | Hardwired | 0 | 0 | 0 | 0 | 1 | 0 | 0 | 1 | 0 | 0 | 0 | 014817541649 | 18.25 | 18.25 | 13.5 | 9.3 | 2.602 | 250 | Yes | [9 empty] | cETL Damp | VINTNER 3L FLUSH MOUNT-SN | Three Light Flush Mount |  | FM413SN.jpg | FM413SN.jpg
LTB10C35027CB | LED 3.5W B10 2700K BULB | Until now, the easiest way to convert lighting fixtures to an energy efficient solution has been to swap out old incandescent lamps for compact fluorescents (CFLs). With the rapid innovation of technology, LED lamps have surpassed CFLs in efficiency and performance features. Unlike most CFLs, LEDs provide light that looks, feels and dims like incandescent while still reducing energy costs by up to 85%. Couple that with a lamp life span of up to 15,000 hours and it’s easy to see why LEDs are invading homes. Sea Gull Lighting’s line of LED lamps match to 85% of our lighting fixtures, including recessed and enclosed luminaires, giving customers an easy and highly efficient way to “go green” with LED. | LIGHT BULB | LED Lamp |  | Undefined | [8 empty] | 0 | No | 350 | 2700 | 90 | 3.5 | 120 | C - E12 Candelabra | T - Torpedo |  | 10 | 100 | LED | 3.5 | 3.5 | 25000 | 0 | [12 empty] | 8.98 | 17.96 | 26.94 | D:1 3/8'' L:4 1/2'' |  | 1.375 | 4.5 | [9 empty] | No |  | No | [30 empty] | 0 | 0 | 0 | 1 | 1 | 0 | 0 | 0 | 0 | 0 | 0 | 815109023382 | 4.75 | 1.5 | 1.5 | 0.1 | 0.006 | 70 | Yes | 48 | 10815109023389 | 14 | 11.75 | 5 | 3.8 | 0.476 | Yes |  | cUL Dry | LED 3.5W B10 2700K BULB | LED 3.5W B10 2700K BULB |  | LTB10C35027CB.jpg | LTB10C350.jpg
OL4000ORB | Small One Light Outdoor Wall Lantern | Horse and buggy lamps of yesteryear define the look of the Terrace outdoor lighting collection. Featuring four panels of Seeded Clear glass within a slightly widening at-the-top body, the Oil Rubbed Bronze finish completes this classic, antique look. | OUTDOOR | Terrace | Outdoor Lighting | Oil Rubbed Bronze | ORB | Stainless Steel | Clear Seeded Glass | W:4" H:4.75" |  |  | 1 Medium A19 60w |  | 1 | No | [14 empty] | 0 | [12 empty] | 28.48 | 56.96 | 85.44 | W:4 1/2'' H:8 1/4'' E:6'' | 2.24 |  |  | 4.5 | 8.25 | Cap Nuts |  |  |  |  | 6 |  | No |  | No | [21 empty] | DP:7/8'' W:4 1/2'' H:5'' OB UP:2 1/2'' Rectangular |  |  |  | 8 | Black/White |  |  | Hardwired | 0 | 0 | 0 | 0 | 1 | 0 | 0 | 1 | 0 | 0 | 0 | 014817289091 | 14.5 | 11 | 4.5 | 3.85 | 0.415 | 100 | Yes | 2 | 10014817289098 | 14.5 | 11 | 9 | 7.7 | 0.831 | Yes |  | cETL Wet | TERRACE SM 1L LANTERN-ORB | Small One Light Outdoor Wall Lantern |  | OL4000ORB.jpg
OL4001ORB | Medium One Light Outdoor Wall Lantern | Horse and buggy lamps of yesteryear define the look of the Terrace outdoor lighting collection. Featuring four panels of Seeded Clear glass within a slightly widening at-the-top body, the Oil Rubbed Bronze finish completes this classic, antique look. | OUTDOOR | Terrace | Outdoor Lighting | Oil Rubbed Bronze | ORB | Stainless Steel | Clear Seeded Glass | W:4.875" H:6" |  |  | 1 Medium A19 100w |  | 1 | No | [14 empty] | 0 | [12 empty] | 46.98 | 93.96 | 140.94 | W:6'' H:11 3/4'' E:6 3/4'' | 3.16 |  |  | 6 | 11.75 | Cap Nuts |  |  |  |  | 6.75 |  | No |  | No | [21 empty] | DP:7/8'' W:4 1/2'' H:6'' OB UP:3'' Rectangular |  |  |  | 8 | Black/White |  |  | Hardwired | 0 | 0 | 0 | 0 | 1 | 0 | 0 | 1 | 0 | 0 | 0 | 014817289107 | 17 | 9.5 | 6.875 | 5.72 | 0.643 | 100 | Yes | 2 | 10014817289104 | 17 | 9.5 | 13.75 | 11.44 | 1.285 | Yes |  | cETL Wet | TERRACE MD 1L LANTERN-ORB | Medium One Light Outdoor Wall Lantern |  | OL4001ORB.jpg
OL4002ORB | Large One Light Outdoor Wall Lantern | Horse and buggy lamps of yesteryear define the look of the Terrace outdoor lighting collection. Featuring four panels of Seeded Clear glass within a slightly widening at-the-top body, the Oil Rubbed Bronze finish completes this classic, antique look. | OUTDOOR | Terrace | Outdoor Lighting | Oil Rubbed Bronze | ORB | Stainless Steel | Clear Seeded Glass | W:5.375" H:8" |  |  | 1 Medium A21 150w |  | 1 | No | [14 empty] | 0 | [12 empty] | 60.95 | 121.9 | 182.85 | W:8'' H:16'' E:8 3/4'' | 4.55 |  |  | 8 | 16 | Cap Nuts |  |  |  |  | 8.75 |  | No |  | No | [21 empty] | DP:7/8'' W:4 1/2'' H:6'' OB UP:4 7/8'' Rectangular |  |  |  | 8 | Black/White |  |  | Hardwired | 0 | 0 | 0 | 0 | 1 | 0 | 0 | 1 | 0 | 0 | 0 | 014817289114 | 10.5 | 6 | 8.5 | 7.9 | 0.31 | 65 | Yes | 2 | 10014817289111 | 21 | 12 | 17 | 15.8 | 2.479 | Yes |  | cETL Wet | TERRACE LG 1L LANTERN-ORB | Large One Light Outdoor Wall Lantern |  | OL4002ORB.jpg
OL4003ORB | Extra Large One Light Outdoor Wall Lantern | Horse and buggy lamps of yesteryear define the look of the Terrace outdoor lighting collection. Featuring four panels of Seeded Clear glass within a slightly widening at-the-top body, the Oil Rubbed Bronze finish completes this classic, antique look. | OUTDOOR | Terrace | Outdoor Lighting | Oil Rubbed Bronze | ORB | Stainless Steel | Clear Seeded Glass | W:7.75" H:9.5" |  |  | 1 Medium A21 150w |  | 1 | No | [14 empty] | 0 | [12 empty] | 95.48 | 190.96 | 286.44 | W:9 1/2'' H:18 3/8'' E:10 1/4'' | 5.85 |  |  | 9.5 | 18.375 | Cap Nuts |  |  |  |  | 10.25 |  | No |  | No | [21 empty] | DP:7/8'' W:4 1/2'' H:6'' OB UP:5 1/4'' Rectangular |  |  |  | 8 | Black/White |  |  | Hardwired | 0 | 0 | 0 | 0 | 1 | 0 | 0 | 1 | 0 | 0 | 0 | 014817289121 | 20 | 12.75 | 13 | 8.1 | 1.918 | 175 | Yes | [9 empty] | cETL Wet | TERRACE XL 1L LANTERN-ORB | Extra Large One Light Outdoor Wall Lantern |  | OL4003ORB.jpg
OL4007ORB | One Light Outdoor Post Lantern | Horse and buggy lamps of yesteryear define the look of the Terrace outdoor lighting collection. Featuring four panels of Seeded Clear glass within a slightly widening at-the-top body, the Oil Rubbed Bronze finish completes this classic, antique look. | OUTDOOR | Terrace | Outdoor Lighting | Oil Rubbed Bronze | ORB | Stainless Steel | Undefined Glass | W:7.75" H:9.5" |  |  | 1 Medium A21 150w |  | 1 | No | [14 empty] | 0 | [12 empty] | 89.98 | 179.96 | 269.94 | W:9 1/2'' H:22 1/2'' | 6.11 |  |  | 9.5 | 22.5 | Post Mount | [6 empty] | No |  | No | [25 empty] | 8 | Black/White |  |  | Hardwired | 0 | 0 | 0 | 0 | 1 | 0 | 0 | 1 | 0 | 0 | 0 | 014817289138 | 12 | 11.5 | 22.5 | 10.67 | 1.797 | 175 | Yes | [9 empty] | cETL Wet | TERRACE 1L POST-ORB | One Light Outdoor Post Lantern |  | OL4007ORB.jpg
OL4011ORB | One Light Outdoor Pendant Lantern | Horse and buggy lamps of yesteryear define the look of the Terrace outdoor lighting collection. Featuring four panels of Seeded Clear glass within a slightly widening at-the-top body, the Oil Rubbed Bronze finish completes this classic, antique look. | OUTDOOR | Terrace | Outdoor Lighting | Oil Rubbed Bronze | ORB | Stainless Steel | Clear Seeded Glass | W:5.375" H:8" |  |  | 1 Medium A21 150w |  | 1 | No | [14 empty] | 0 | [12 empty] | 74.98 | 149.96 | 224.94 | W:8'' H:16 3/4'' | 5.94 |  |  | 8 | 16.75 | Cap Nuts | [6 empty] | No |  | No | [21 empty] | DP:1 5/16'' W:5 3/4'' H:5 3/4'' Square |  |  |  | 8 | Black/White |  |  | Hardwired | 0 | 0 | 0 | 0 | 1 | 0 | 0 | 1 | 0 | 0 | 0 | 014817289084 | 21 | 11 | 9 | 8.58 | 1.203 | 125 | Yes | 2 | 10014817289081 | 21 | 11 | 18 | 17.16 | 2.406 | Yes |  | cETL Wet | TERRACE 1L PENDANT-ORB | One Light Outdoor Pendant Lantern |  | OL4011ORB.jpg
OL5900BK | Small One Light Outdoor Wall Lantern | Taking a design cue from the Victorian Era, our Martinsville outdoor lighting have a durable, die-cast aluminum, hexagonal frame with clear seeded glass panels that beautifully reflect the light. These durable and timeless fixtures are available in either a Corinthian Bronze or Black finish. | OUTDOOR | Martinsville | Outdoor Lighting | Black | BK | Stainless Steel | Clear Seeded Glass | W:2.5" H:4.5" |  |  | 1 Medium A19 100w |  | 1 | No | [14 empty] | 0 | [12 empty] | 47.48 | 94.96 | 142.44 | W:6 1/4'' H:10 3/4'' E:7 1/4'' | 2.09 |  |  | 6.25 | 10.75 | Cap Nuts |  |  |  |  | 7.25 |  | No |  | No | [21 empty] | DP:1 1/8'' W:5'' H:7'' OB UP:3 1/2'' Rectangular |  |  |  | 8 | Black/White |  |  | Hardwired | 0 | 0 | 0 | 0 | 1 | 0 | 0 | 1 | 0 | 0 | 0 | 014817478181 | 10 | 8.75 | 12.75 | 3.75 | 0.646 | 175 | Yes | 2 | 10014817478188 | 18 | 10.5 | 14 | 8.8 | 1.531 | Yes |  | cUL Wet | MARTINSVILLE SM 1L LANTERN-BK | Small One Light Outdoor Wall Lantern |  | OL5900BK.jpg
OL5900CB | Small One Light Outdoor Wall Lantern | Taking a design cue from the Victorian Era, our Martinsville outdoor lighting have a durable, die-cast aluminum, hexagonal frame with clear seeded glass panels that beautifully reflect the light. These durable and timeless fixtures are available in either a Corinthian Bronze or Black finish. | OUTDOOR | Martinsville | Outdoor Lighting | Corinthian Bronze | CB | Stainless Steel | Clear Seeded Glass | W:2.5" H:4.5" |  |  | 1 Medium A19 100w |  | 1 | No | [14 empty] | 0 | [12 empty] | 47.48 | 94.96 | 142.44 | W:6 1/4'' H:10 3/4'' E:7 1/4'' | 2.09 |  |  | 6.25 | 10.75 | Cap Nuts |  |  |  |  | 7.25 |  | No |  | No | [21 empty] | DP:1 1/8'' W:5'' H:7'' OB UP:3 1/2'' Rectangular |  |  |  | 8 | Black/White |  |  | Hardwired | 0 | 0 | 0 | 0 | 1 | 0 | 0 | 1 | 0 | 0 | 0 | 014817331844 | 17.75 | 10.75 | 6.875 | 4.565 | 0.759 | 125 | Yes | 2 | 10014817331841 | 17.75 | 10.75 | 13.75 | 9.13 | 1.518 | Yes |  | cUL Wet | MARTINSVILLE SM 1L LANTERN-CB | Small One Light Outdoor Wall Lantern |  | OL5900CB.jpg
OL5901BK | Medium Two Light Outdoor Wall Lantern | Taking a design cue from the Victorian Era, our Martinsville outdoor lighting have a durable, die-cast aluminum, hexagonal frame with clear seeded glass panels that beautifully reflect the light. These durable and timeless fixtures are available in either a Corinthian Bronze or Black finish. | OUTDOOR | Martinsville | Outdoor Lighting | Black | BK | Stainless Steel | Clear Seeded Glass | W:3.25" H:6.5" |  |  | 2 Candelabra Torpedo 60w |  | 2 | No | [14 empty] | 0 | [12 empty] | 74.98 | 149.96 | 224.94 | W:8'' H:14 1/2'' E:9 1/2'' | 3.2 |  |  | 8 | 14.5 | Cap Nuts |  |  |  |  | 9.5 |  | No |  | No | [21 empty] | DP:1 1/8'' W:5'' H:10'' OB UP:5'' Rectangular |  |  |  | 8 | Black/White |  |  | Hardwired | 0 | 0 | 0 | 0 | 1 | 0 | 0 | 1 | 0 | 0 | 0 | 014817478198 | 17.5 | 12.38 | 10.58 | 6.55 | 1.326 | 175 | Yes | 2 | 10014817478195 | 21.75 | 12.75 | 19 | 15.1 | 3.049 | Yes |  | cUL Wet | MARTINSVILLE MD 2L LANTERN-BK | Medium Two Light Outdoor Wall Lantern |  | OL5901BK.jpg
OL5901CB | Medium Two Light Outdoor Wall Lantern | Taking a design cue from the Victorian Era, our Martinsville outdoor lighting have a durable, die-cast aluminum, hexagonal frame with clear seeded glass panels that beautifully reflect the light. These durable and timeless fixtures are available in either a Corinthian Bronze or Black finish. | OUTDOOR | Martinsville | Outdoor Lighting | Corinthian Bronze | CB | Stainless Steel | Clear Seeded Glass | W:3.25" H:6.5" |  |  | 2 Candelabra Torpedo 60w |  | 2 | No | [14 empty] | 0 | [12 empty] | 74.98 | 149.96 | 224.94 | W:8'' H:14 1/2'' E:9 1/2'' | 3.2 |  |  | 8 | 14.5 | Cap Nuts |  |  |  |  | 9.5 |  | No |  | No | [21 empty] | DP:1 1/8'' W:5'' H:10'' OB UP:5'' Rectangular |  |  |  | 8 | Black/White |  |  | Hardwired | 0 | 0 | 0 | 0 | 1 | 0 | 0 | 1 | 0 | 0 | 0 | 014817331868 | 21.5 | 12.5 | 9.5 | 7.81 | 1.478 | 175 | Yes | 2 | 10014817331865 | 21.5 | 12.5 | 19 | 15.62 | 2.955 | Yes |  | cUL Wet | MARTINSVILLE MD 2L LANTERN-CB | Medium Two Light Outdoor Wall Lantern |  | OL5901CB.jpg
OL5901EN/BK | Medium Two Light Outdoor Wall Lantern | Taking a design cue from the Victorian Era, our Martinsville outdoor lighting have a durable, die-cast aluminum, hexagonal frame with clear seeded glass panels that beautifully reflect the light. These durable and timeless fixtures are available in either a Corinthian Bronze or Black finish. | OUTDOOR | Martinsville | Outdoor Lighting | Black | BK | Stainless Steel | Clear Seeded Glass | W:3.25" H:6.5" |  |  | 2 Candelabra Torpedo 3.5w |  | 2 | Yes | [14 empty] | 0 | [12 empty] | 86.45 | 172.9 | 259.35 | W:8'' H:14 1/2'' E:9 1/2'' | 3.2 |  |  | 8 | 14.5 | Cap Nuts |  |  |  |  | 9.5 |  | No |  | No | [21 empty] | DP:1 1/8'' W:5'' H:10'' OB UP:5'' Rectangular |  |  |  | 8 | Black/White |  |  | Hardwired | 0 | 0 | 0 | 1 | 1 | 0 | 0 | 0 | 0 | 0 | 0 | 785652084485 | [16 empty] | cUL Wet | MARTINSVILLE MD 2L LANTERN-BK | Medium Two Light Outdoor Wall Lantern |  | OL5901EN/BK.jpg | OL5901EN.jpg
OL5901EN/CB | Medium Two Light Outdoor Wall Lantern | Taking a design cue from the Victorian Era, our Martinsville outdoor lighting have a durable, die-cast aluminum, hexagonal frame with clear seeded glass panels that beautifully reflect the light. These durable and timeless fixtures are available in either a Corinthian Bronze or Black finish. | OUTDOOR | Martinsville | Outdoor Lighting | Corinthian Bronze | CB | Stainless Steel | Clear Seeded Glass | W:3.25" H:6.5" |  |  | 2 Candelabra Torpedo 3.5w |  | 2 | Yes | [14 empty] | 0 | [12 empty] | 86.45 | 172.9 | 259.35 | W:8'' H:14 1/2'' E:9 1/2'' | 3.2 |  |  | 8 | 14.5 | Cap Nuts |  |  |  |  | 9.5 |  | No |  | No | [21 empty] | DP:1 1/8'' W:5'' H:10'' OB UP:5'' Rectangular |  |  |  | 8 | Black/White |  |  | Hardwired | 0 | 0 | 0 | 1 | 1 | 0 | 0 | 0 | 0 | 0 | 0 | 785652084492 | [16 empty] | cUL Wet | MARTINSVILLE MD 2L LANTERN-CB | Medium Two Light Outdoor Wall Lantern |  | OL5901EN/CB.jpg | OL5901EN.jpg
OL5902BK | Large Three Light Outdoor Wall Lantern | Taking a design cue from the Victorian Era, our Martinsville outdoor lighting have a durable, die-cast aluminum, hexagonal frame with clear seeded glass panels that beautifully reflect the light. These durable and timeless fixtures are available in either a Corinthian Bronze or Black finish. | OUTDOOR | Martinsville | Outdoor Lighting | Black | BK | Stainless Steel | Clear Seeded Glass | W:4.125" H:7.5" |  |  | 3 Candelabra Torpedo 60w |  | 3 | No | [14 empty] | 0 | [12 empty] | 99.98 | 199.96 | 299.94 | W:10 1/4'' H:17'' E:11 1/2'' | 5.06 |  |  | 10.25 | 17 | Cap Nuts |  |  |  |  | 11.5 |  | No |  | No | [21 empty] | DP:1 1/8'' W:5'' H:12'' OB UP:6'' Rectangular |  |  |  | 8 | Black/White |  |  | Hardwired | 0 | 0 | 0 | 0 | 1 | 0 | 0 | 1 | 0 | 0 | 0 | 014817478204 | 21 | 14 | 12.5 | 8.4 | 2.127 | 250 | Yes | [9 empty] | cUL Wet | MARTINSVILLE LG 3L LANTERN-BK | Large Three Light Outdoor Wall Lantern |  | OL5902BK.jpg
OL5902CB | Large Three Light Outdoor Wall Lantern | Taking a design cue from the Victorian Era, our Martinsville outdoor lighting have a durable, die-cast aluminum, hexagonal frame with clear seeded glass panels that beautifully reflect the light. These durable and timeless fixtures are available in either a Corinthian Bronze or Black finish. | OUTDOOR | Martinsville | Outdoor Lighting | Corinthian Bronze | CB | Stainless Steel | Clear Seeded Glass | W:4.125" H:7.5" |  |  | 3 Candelabra Torpedo 60w |  | 3 | No | [14 empty] | 0 | [12 empty] | 99.98 | 199.96 | 299.94 | W:10 1/4'' H:17'' E:11 1/2'' | 5.06 |  |  | 10.25 | 17 | Cap Nuts |  |  |  |  | 11.5 |  | No |  | No | [21 empty] | DP:1 1/8'' W:5'' H:12'' OB UP:6'' Rectangular |  |  |  | 8 | Black/White |  |  | Hardwired | 0 | 0 | 0 | 0 | 1 | 0 | 0 | 1 | 0 | 0 | 0 | 014817331882 | 21 | 14 | 13 | 8.8 | 2.212 | 175 | Yes | [9 empty] | cUL Wet | MARTINSVILLE LG 3L LANTERN-CB | Large Three Light Outdoor Wall Lantern |  | OL5902CB.jpg
OL5902EN/BK | Large Three Light Outdoor Wall Lantern | Taking a design cue from the Victorian Era, our Martinsville outdoor lighting have a durable, die-cast aluminum, hexagonal frame with clear seeded glass panels that beautifully reflect the light. These durable and timeless fixtures are available in either a Corinthian Bronze or Black finish. | OUTDOOR | Martinsville | Outdoor Lighting | Black | BK | Stainless Steel | Clear Seeded Glass | W:4.125" H:7.5" |  |  | 3 Candelabra Torpedo 3.5w |  | 3 | Yes | [14 empty] | 0 | [12 empty] | 115.45 | 230.9 | 346.35 | W:10 1/4'' H:17'' E:11 1/2'' | 5.06 |  |  | 10.25 | 17 | Cap Nuts |  |  |  |  | 11.5 |  | No |  | No | [21 empty] | DP:1 1/8'' W:5'' H:12'' OB UP:6'' Rectangular |  |  |  | 8 | Black/White |  |  | Hardwired | 0 | 0 | 0 | 1 | 1 | 0 | 0 | 0 | 0 | 0 | 0 | 785652084508 | 21 | 14 | 12.5 | 8.4 | 2.127 | 250 | Yes | [9 empty] | cUL Wet | MARTINSVILLE LG 3L LANTERN-BK | Large Three Light Outdoor Wall Lantern |  | OL5902EN/BK.jpg | OL5902EN.jpg
OL5902EN/CB | Large Three Light Outdoor Wall Lantern | Taking a design cue from the Victorian Era, our Martinsville outdoor lighting have a durable, die-cast aluminum, hexagonal frame with clear seeded glass panels that beautifully reflect the light. These durable and timeless fixtures are available in either a Corinthian Bronze or Black finish. | OUTDOOR | Martinsville | Outdoor Lighting | Corinthian Bronze | CB | Stainless Steel | Clear Seeded Glass | W:4.125" H:7.5" |  |  | 3 Candelabra Torpedo 3.5w |  | 3 | Yes | [14 empty] | 0 | [12 empty] | 115.45 | 230.9 | 346.35 | W:10 1/4'' H:17'' E:11 1/2'' | 5.06 |  |  | 10.25 | 17 | Cap Nuts |  |  |  |  | 11.5 |  | No |  | No | [21 empty] | DP:1 1/8'' W:5'' H:12'' OB UP:6'' Rectangular |  |  |  | 8 | Black/White |  |  | Hardwired | 0 | 0 | 0 | 1 | 1 | 0 | 0 | 0 | 0 | 0 | 0 | 785652084515 | 21 | 14 | 12.5 | 8.4 | 2.127 | 250 | Yes | [9 empty] | cUL Wet | MARTINSVILLE LG 3L LANTERN-CB | Large Three Light Outdoor Wall Lantern |  | OL5902EN/CB.jpg | OL5902EN.jpg
OL5904BK | Extra Large Four Light Outdoor Wall Lantern | Taking a design cue from the Victorian Era, our Martinsville outdoor lighting have a durable, die-cast aluminum, hexagonal frame with clear seeded glass panels that beautifully reflect the light. These durable and timeless fixtures are available in either a Corinthian Bronze or Black finish. | OUTDOOR | Martinsville | Outdoor Lighting | Black | BK | Stainless Steel | Clear Seeded Glass | W:5" H:8.75" |  |  | 4 Candelabra Torpedo 60w |  | 4 | No | [14 empty] | 0 | [12 empty] | 149.98 | 299.96 | 449.94 | W:12'' H:20'' E:13 1/8'' | 6.5 |  |  | 12 | 20 | Cap Nuts |  |  |  |  | 13.125 |  | No |  | No | [21 empty] | DP:1 1/8'' W:5'' H:12'' OB UP:6'' Rectangular |  |  |  | 8 | Black/White |  |  | Hardwired | 0 | 0 | 0 | 0 | 1 | 0 | 0 | 1 | 0 | 0 | 0 | 014817478211 | 23.5 | 15 | 14.5 | 10.8 | 2.958 | 250 | Yes | [9 empty] | cUL Wet | MARTINSVILLE XL 4L LANTERN-BK | Extra Large Four Light Outdoor Wall Lantern |  | OL5904BK.jpg
OL5904CB | Extra Large Four Light Outdoor Wall Lantern | Taking a design cue from the Victorian Era, our Martinsville outdoor lighting have a durable, die-cast aluminum, hexagonal frame with clear seeded glass panels that beautifully reflect the light. These durable and timeless fixtures are available in either a Corinthian Bronze or Black finish. | OUTDOOR | Martinsville | Outdoor Lighting | Corinthian Bronze | CB | Stainless Steel | Undefined Glass | W:5" H:8.75" |  |  | 4 Candelabra Torpedo 60w |  | 4 | No | [14 empty] | 0 | [12 empty] | 149.98 | 299.96 | 449.94 | W:12'' H:20'' E:13 1/8'' | 6.5 |  |  | 12 | 20 | Cap Nuts |  |  |  |  | 13.125 |  | No |  | No | [21 empty] | DP:1 1/8'' W:5'' H:12'' OB UP:6'' Rectangular |  |  |  | 8 | Black/White |  |  | Hardwired | 0 | 0 | 0 | 0 | 1 | 0 | 0 | 1 | 0 | 0 | 0 | 014817331943 | 23.5 | 14.5 | 15 | 11.55 | 2.958 | 250 | Yes | [9 empty] | cUL Wet | MARTINSVILLE XL 4L LANTERN-CB | Extra Large Four Light Outdoor Wall Lantern |  | OL5904CB.jpg
OL5904EN/BK | Extra Large Four Light Outdoor Wall Lantern | Taking a design cue from the Victorian Era, our Martinsville outdoor lighting have a durable, die-cast aluminum, hexagonal frame with clear seeded glass panels that beautifully reflect the light. These durable and timeless fixtures are available in either a Corinthian Bronze or Black finish. | OUTDOOR | Martinsville | Outdoor Lighting | Black | BK | Stainless Steel | Clear Seeded Glass | W:5" H:8.75" |  |  | 4 Candelabra Torpedo 3.5w |  | 4 | Yes | [14 empty] | 0 | [12 empty] | 166.95 | 333.9 | 500.85 | W:12'' H:20'' E:13 1/8'' | 6.5 |  |  | 12 | 20 | Cap Nuts |  |  |  |  | 13.125 |  | No |  | No | [21 empty] | DP:1 1/8'' W:5'' H:12'' OB UP:6'' Rectangular |  |  |  | 8 | Black/White |  |  | Hardwired | 0 | 0 | 0 | 1 | 1 | 0 | 0 | 0 | 0 | 0 | 0 | 785652084539 | 23.5 | 15 | 14.5 | 10.8 | 2.958 | 250 | Yes | [9 empty] | cUL Wet | MARTINSVILLE XL 4L LANTERN-BK | Extra Large Four Light Outdoor Wall Lantern |  | OL5904EN/BK.jpg | OL5904EN.jpg
OL5904EN/CB | Extra Large Four Light Outdoor Wall Lantern | Taking a design cue from the Victorian Era, our Martinsville outdoor lighting have a durable, die-cast aluminum, hexagonal frame with clear seeded glass panels that beautifully reflect the light. These durable and timeless fixtures are available in either a Corinthian Bronze or Black finish. | OUTDOOR | Martinsville | Outdoor Lighting | Corinthian Bronze | CB | Stainless Steel | Clear Seeded Glass | W:5" H:8.75" |  |  | 4 Candelabra Torpedo 3.5w |  | 4 | Yes | [14 empty] | 0 | [12 empty] | 166.95 | 333.9 | 500.85 | W:12'' H:20'' E:13 1/8'' | 6.5 |  |  | 12 | 20 | Cap Nuts |  |  |  |  | 13.125 |  | No |  | No | [21 empty] | DP:1 1/8'' W:5'' H:12'' OB UP:6'' Rectangular |  |  |  | 8 | Black/White |  |  | Hardwired | 0 | 0 | 0 | 1 | 1 | 0 | 0 | 0 | 0 | 0 | 0 | 785652084546 | 23.5 | 15 | 14.5 | 10.8 | 2.958 | 250 | Yes | [9 empty] | cUL Wet | MARTINSVILLE XL 4L LANTERN-CB | Extra Large Four Light Outdoor Wall Lantern |  | OL5904EN/CB.jpg | OL5904EN.jpg
OL5907BK | Three Light Outdoor Post Lantern | Taking a design cue from the Victorian Era, our Martinsville outdoor lighting have a durable, die-cast aluminum, hexagonal frame with clear seeded glass panels that beautifully reflect the light. These durable and timeless fixtures are available in either a Corinthian Bronze or Black finish. | OUTDOOR | Martinsville | Outdoor Lighting | Black | BK | Stainless Steel | Clear Seeded Glass | W:4.125" H:7.5" |  |  | 3 Candelabra Torpedo 60w |  | 3 | No | [14 empty] | 0 | [12 empty] | 97.98 | 195.96 | 293.94 | W:10 1/4'' H:22 1/4'' | 4.29 |  |  | 10.25 | 22.25 | Post Mount | [6 empty] | No |  | No | [25 empty] | 8 | Black/White |  |  | Hardwired | 0 | 0 | 0 | 0 | 1 | 0 | 0 | 1 | 0 | 0 | 0 | 014817478228 | 18.5 | 13 | 11.25 | 7.95 | 1.566 | 175 | Yes | [9 empty] | cUL Wet | MARTINSVILLE 3L POST-BK | Three Light Outdoor Post Lantern |  | OL5907BK.jpg
OL5907CB | Three Light Outdoor Post Lantern | Taking a design cue from the Victorian Era, our Martinsville outdoor lighting have a durable, die-cast aluminum, hexagonal frame with clear seeded glass panels that beautifully reflect the light. These durable and timeless fixtures are available in either a Corinthian Bronze or Black finish. | OUTDOOR | Martinsville | Outdoor Lighting | Corinthian Bronze | CB | Stainless Steel | Clear Seeded Glass | W:4.125" H:7.5" |  |  | 3 Candelabra Torpedo 60w |  | 3 | No | [14 empty] | 0 | [12 empty] | 97.98 | 195.96 | 293.94 | W:10 1/4'' H:22 1/4'' | 4.29 |  |  | 10.25 | 22.25 | Post Mount | [6 empty] | No |  | No | [25 empty] | 8 | Black/White |  |  | Hardwired | 0 | 0 | 0 | 0 | 1 | 0 | 0 | 1 | 0 | 0 | 0 | 014817331905 | 12.75 | 11.25 | 19 | 8.58 | 1.577 | 175 | Yes | [9 empty] | cUL Wet | MARTINSVILLE 3L POST-CB | Three Light Outdoor Post Lantern |  | OL5907CB.jpg
OL5907EN/BK | Three Light Outdoor Post Lantern | Taking a design cue from the Victorian Era, our Martinsville outdoor lighting have a durable, die-cast aluminum, hexagonal frame with clear seeded glass panels that beautifully reflect the light. These durable and timeless fixtures are available in either a Corinthian Bronze or Black finish. | OUTDOOR | Martinsville | Outdoor Lighting | Black | BK | Stainless Steel | Clear Seeded Glass | W:4.125" H:7.5" |  |  | 3 Candelabra Torpedo 3.5w |  | 3 | Yes | [14 empty] | 0 | [12 empty] | 110.95 | 221.9 | 332.85 | W:10 1/4'' H:22 1/4'' | 4.29 |  |  | 10.25 | 22.25 | Post Mount | [6 empty] | No |  | No | [25 empty] | 8 | Black/White |  |  | Hardwired | 0 | 0 | 0 | 1 | 1 | 0 | 0 | 0 | 0 | 0 | 0 | 785652084553 | 18.5 | 13 | 11.25 | 7.95 | 1.566 | 175 | Yes | [9 empty] | cUL Wet | MARTINSVILLE 3L POST-BK | Three Light Outdoor Post Lantern |  | OL5907EN/BK.jpg | OL5907EN.jpg
OL5907EN/CB | Three Light Outdoor Post Lantern | Taking a design cue from the Victorian Era, our Martinsville outdoor lighting have a durable, die-cast aluminum, hexagonal frame with clear seeded glass panels that beautifully reflect the light. These durable and timeless fixtures are available in either a Corinthian Bronze or Black finish. | OUTDOOR | Martinsville | Outdoor Lighting | Corinthian Bronze | CB | Stainless Steel | Clear Seeded Glass | W:4.125" H:7.5" |  |  | 3 Candelabra Torpedo 3.5w |  | 3 | Yes | [14 empty] | 0 | [12 empty] | 110.95 | 221.9 | 332.85 | W:10 1/4'' H:22 1/4'' | 4.29 |  |  | 10.25 | 22.25 | Post Mount | [6 empty] | No |  | No | [25 empty] | 8 | Black/White |  |  | Hardwired | 0 | 0 | 0 | 1 | 1 | 0 | 0 | 0 | 0 | 0 | 0 | 785652084607 | 18.5 | 13 | 11.25 | 7.95 | 1.566 | 175 | Yes | [9 empty] | cUL Wet | MARTINSVILLE 3L POST-CB | Three Light Outdoor Post Lantern |  | OL5907EN/CB.jpg | OL5907EN.jpg
OL5911BK | Three Light Outdoor Pendant Lantern | Taking a design cue from the Victorian Era, our Martinsville outdoor lighting have a durable, die-cast aluminum, hexagonal frame with clear seeded glass panels that beautifully reflect the light. These durable and timeless fixtures are available in either a Corinthian Bronze or Black finish. | OUTDOOR | Martinsville | Outdoor Lighting | Black | BK | Stainless Steel | Clear Seeded Glass | W:4.125" H:7.5" |  |  | 3 Candelabra Torpedo 60w |  | 3 | No | [14 empty] | 0 | [12 empty] | 99.98 | 199.96 | 299.94 | W:10 1/4'' H:21'' | 6.27 |  |  | 10.25 | 21 | Screw Collar - Chain | [6 empty] | No |  | No | [20 empty] | D:6 1/4'' H:1 3/4'' Round |  |  |  |  | 180 | Black | 60 |  | Hardwired | 0 | 0 | 0 | 0 | 1 | 0 | 0 | 1 | 0 | 0 | 0 | 014817478235 | 19.5 | 12.75 | 11.5 | 9.6 | 1.655 | 175 | Yes | [9 empty] | cUL Damp | MARTINSVILLE 3L PENDANT-BK | Three Light Outdoor Pendant Lantern |  | OL5911BK.jpg
OL5911CB | Three Light Outdoor Pendant Lantern | Taking a design cue from the Victorian Era, our Martinsville outdoor lighting have a durable, die-cast aluminum, hexagonal frame with clear seeded glass panels that beautifully reflect the light. These durable and timeless fixtures are available in either a Corinthian Bronze or Black finish. | OUTDOOR | Martinsville | Outdoor Lighting | Corinthian Bronze | CB | Stainless Steel | Undefined Glass | W:4.125" H:7.5" |  |  | 3 Candelabra Torpedo 60w |  | 3 | No | [14 empty] | 0 | [12 empty] | 99.98 | 199.96 | 299.94 | W:10 1/4'' H:21'' | 6.27 |  |  | 10.25 | 21 | Screw Collar - Chain | [6 empty] | No |  | No | [20 empty] | D:6 1/4'' H:1 3/4'' Round |  |  |  |  | 180 | Brown | 60 |  | Hardwired | 0 | 0 | 0 | 0 | 1 | 0 | 0 | 1 | 0 | 0 | 0 | 014817331929 | 20 | 13 | 11.5 | 10.34 | 1.73 | 125 | Yes | [9 empty] | cUL Damp | MARTINSVILLE 3L PENDANT-CB | Three Light Outdoor Pendant Lantern |  | OL5911CB.jpg
OL5911EN/BK | Three Light Outdoor Pendant Lantern | Taking a design cue from the Victorian Era, our Martinsville outdoor lighting have a durable, die-cast aluminum, hexagonal frame with clear seeded glass panels that beautifully reflect the light. These durable and timeless fixtures are available in either a Corinthian Bronze or Black finish. | OUTDOOR | Martinsville | Outdoor Lighting | Black | BK | Stainless Steel | Clear Seeded Glass | W:4.125" H:7.5" |  |  | 3 Candelabra Torpedo 3.5w |  | 3 | Yes | [14 empty] | 0 | [12 empty] | 114.45 | 228.9 | 343.35 | W:10 1/4'' H:21'' | 6.27 |  |  | 10.25 | 21 | Screw Collar - Chain | [6 empty] | No |  | No | [20 empty] | D:6 1/4'' H:1 3/4'' Round |  |  |  |  | 180 | Black | 60 |  | Hardwired | 0 | 0 | 0 | 1 | 1 | 0 | 0 | 0 | 0 | 0 | 0 | 785652084614 | 19.5 | 12.75 | 11.5 | 9.6 | 1.655 | 175 | Yes | [9 empty] | cUL Damp | MARTINSVILLE 3L PENDANT-BK | Three Light Outdoor Pendant Lantern |  | OL5911EN/BK.jpg | OL5911EN.jpg
OL5911EN/CB | Three Light Outdoor Pendant Lantern | Taking a design cue from the Victorian Era, our Martinsville outdoor lighting have a durable, die-cast aluminum, hexagonal frame with clear seeded glass panels that beautifully reflect the light. These durable and timeless fixtures are available in either a Corinthian Bronze or Black finish. | OUTDOOR | Martinsville | Outdoor Lighting | Corinthian Bronze | CB | Stainless Steel | Clear Seeded Glass | W:4.125" H:7.5" |  |  | 3 Candelabra Torpedo 3.5w |  | 3 | Yes | [14 empty] | 0 | [12 empty] | 114.45 | 228.9 | 343.35 | W:10 1/4'' H:21'' | 6.27 |  |  | 10.25 | 21 | Screw Collar - Chain | [6 empty] | No |  | No | [20 empty] | D:6 1/4'' H:1 3/4'' Round |  |  |  |  | 180 | Black | 60 |  | Hardwired | 0 | 0 | 0 | 1 | 1 | 0 | 0 | 0 | 0 | 0 | 0 | 785652084645 | 19.5 | 12.75 | 11.5 | 9.6 | 1.655 | 175 | Yes | [9 empty] | cUL Damp | MARTINSVILLE 3L PENDANT-CB | Three Light Outdoor Pendant Lantern |  | OL5911EN/CB.jpg | OL5911EN.jpg
OL8500ORB | Small One Light Outdoor Wall Lantern | With a transitional design complementing a wide array of architecture, the mission style Wright House outdoor lighting includes six fixtures in an Oil Rubbed Bronze finish with White Opal glass, as well as in a Sorrel Brown finish with Striated Ivory glass. The full assortment comprises of three wall lanterns, a post lantern, a hanging lantern and a flush mount in each of the finishes. Constructed of aluminum to withstand the elements. | OUTDOOR | Wright House | Outdoor Lighting | Oil Rubbed Bronze | ORB | Aluminum | White Opal Etched Glass | W:4.375" H:6.3125" |  |  | 1 Medium A19 60w |  | 1 | No | [14 empty] | 0 | [12 empty] | 51.45 | 102.9 | 154.35 | W:7'' H:10 5/16'' E:8 5/16'' | 3.83 |  |  | 7 | 10.3125 | Cap Nuts |  |  |  |  | 8.3125 |  | No |  | No | [21 empty] | DP:1'' W:4 1/2'' H:6 1/2'' OB UP:2 1/16'' Rectangular |  |  |  | 8 | Black/White |  |  | Hardwired | 0 | 0 | 0 | 0 | 1 | 0 | 0 | 1 | 0 | 0 | 0 | 014817508260 | 10.75 | 10 | 13.5 | 5.2 | 0.84 | 125 | Yes | [9 empty] | cETL Wet | WRIGHT HOUSE SM 1L LANTERN-ORB | Small One Light Outdoor Wall Lantern |  | OL8500ORB.jpg
OL8500SBR | Small One Light Outdoor Wall Lantern | With a transitional design complementing a wide array of architecture, the mission style Wright House outdoor lighting includes six fixtures in an Oil Rubbed Bronze finish with White Opal glass, as well as in a Sorrel Brown finish with Striated Ivory glass. The full assortment comprises of three wall lanterns, a post lantern, a hanging lantern and a flush mount in each of the finishes. Constructed of aluminum to withstand the elements. | OUTDOOR | Wright House | Outdoor Lighting | Sorrel Brown | SBR | Aluminum | Striated Ivory Glass | W:4.375" H:6.3125" |  |  | 1 Medium A19 60w |  | 1 | No | [14 empty] | 0 | [12 empty] | 56.95 | 113.9 | 170.85 | W:7'' H:10 5/16'' E:8 5/16'' | 3.83 |  |  | 7 | 10.3125 | Cap Nuts |  |  |  |  | 8.3125 |  | No |  | No | [21 empty] | DP:1'' W:4 1/2'' H:6 1/2'' OB UP:2 1/16'' Rectangular |  |  |  | 8 | Black/White |  |  | Hardwired | 0 | 0 | 0 | 0 | 1 | 0 | 0 | 1 | 0 | 0 | 0 | 014817477214 | 10.75 | 10.25 | 13.75 | 5.13 | 0.877 | 175 | Yes | [9 empty] | cETL Wet | WRIGHT HOUSE SM 1L LANTERN-SBR | Small One Light Outdoor Wall Lantern |  | OL8500SBR.jpg
OL8501EN3/ORB | Medium One Light Outdoor Wall Lantern | With a transitional design complementing a wide array of architecture, the mission style Wright House outdoor lighting includes six fixtures in an Oil Rubbed Bronze finish with White Opal glass, as well as in a Sorrel Brown finish with Striated Ivory glass. The full assortment comprises of three wall lanterns, a post lantern, a hanging lantern and a flush mount in each of the finishes. Constructed of aluminum to withstand the elements. | OUTDOOR | Wright House | Outdoor Lighting | Oil Rubbed Bronze | ORB | Aluminum | White Opal Etched Glass | W:5.375" H:7.75" |  |  | 1 Medium A19 9.3w |  | 1 | Yes | [14 empty] | 0 | [12 empty] | 70.95 | 141.9 | 212.85 | W:7 7/8'' H:12 1/2'' E:9 3/16'' | 4.62 |  |  | 7.875 | 12.5 | Cap Nuts |  |  |  |  | 9.1875 |  | No |  | No | [21 empty] | DP:1'' W:4 1/2'' H:6 1/2'' OB UP:2 3/8'' Rectangular |  |  |  | 8 | Black/White |  |  | Hardwired | 0 | 0 | 0 | 1 | 1 | 0 | 0 | 0 | 0 | 0 | 0 | 785652084928 | 11.75 | 10.75 | 15.75 | 0.1 |  | 100 | Yes | [9 empty] | cETL Wet | WRIGHT HOUSE MD 1L LANTERN-ORB | Medium One Light Outdoor Wall Lantern |  | OL8501EN3/ORB.jpg | OL8501EN3.jpg
OL8501EN3/SBR | Medium One Light Outdoor Wall Lantern | With a transitional design complementing a wide array of architecture, the mission style Wright House outdoor lighting includes six fixtures in an Oil Rubbed Bronze finish with White Opal glass, as well as in a Sorrel Brown finish with Striated Ivory glass. The full assortment comprises of three wall lanterns, a post lantern, a hanging lantern and a flush mount in each of the finishes. Constructed of aluminum to withstand the elements. | OUTDOOR | Wright House | Outdoor Lighting | Sorrel Brown | SBR | Aluminum | Striated Ivory Glass | W:5.375" H:7.75" |  |  | 1 Medium A19 9.3w |  | 1 | Yes | [14 empty] | 0 | [12 empty] | 73.95 | 147.9 | 221.85 | W:7 7/8'' H:12 1/2'' E:9 3/16'' | 4.62 |  |  | 7.875 | 12.5 | Cap Nuts |  |  |  |  | 9.1875 |  | No |  | No | [21 empty] | DP:1'' W:4 1/2'' H:6 1/2'' OB UP:2 3/8'' Rectangular |  |  |  | 8 | Black/White |  |  | Hardwired | 0 | 0 | 0 | 1 | 1 | 0 | 0 | 0 | 0 | 0 | 0 | 785652084935 | 11.75 | 10.75 | 15.75 | 5.9 | 1.151 | 175 | Yes | [9 empty] | cETL Wet | WRIGHT HOUSE MD 1L LANTERN-SBR | Medium One Light Outdoor Wall Lantern |  | OL8501EN3/SBR.jpg | OL8501EN3.jpg
OL8501ORB | Medium One Light Outdoor Wall Lantern | With a transitional design complementing a wide array of architecture, the mission style Wright House outdoor lighting includes six fixtures in an Oil Rubbed Bronze finish with White Opal glass, as well as in a Sorrel Brown finish with Striated Ivory glass. The full assortment comprises of three wall lanterns, a post lantern, a hanging lantern and a flush mount in each of the finishes. Constructed of aluminum to withstand the elements. | OUTDOOR | Wright House | Outdoor Lighting | Oil Rubbed Bronze | ORB | Aluminum | White Opal Etched Glass | W:5.375" H:7.75" |  |  | 1 Medium A19 100w |  | 1 | No | [14 empty] | 0 | [12 empty] | 69.48 | 138.96 | 208.44 | W:7 7/8'' H:12 1/2'' E:9 3/16'' | 4.62 |  |  | 7.875 | 12.5 | Cap Nuts |  |  |  |  | 9.1875 |  | No |  | No | [21 empty] | DP:1'' W:4 1/2'' H:6 1/2'' OB UP:2 3/8'' Rectangular |  |  |  | 8 | Black/White |  |  | Hardwired | 0 | 0 | 0 | 0 | 1 | 0 | 0 | 1 | 0 | 0 | 0 | 014817508277 | 11.75 | 10.75 | 15.75 | 5.9 | 1.151 | 175 | Yes | [9 empty] | cETL Wet | WRIGHT HOUSE MD 1L LANTERN-ORB | Medium One Light Outdoor Wall Lantern |  | OL8501ORB.jpg
OL8501SBR | Medium One Light Outdoor Wall Lantern | With a transitional design complementing a wide array of architecture, the mission style Wright House outdoor lighting includes six fixtures in an Oil Rubbed Bronze finish with White Opal glass, as well as in a Sorrel Brown finish with Striated Ivory glass. The full assortment comprises of three wall lanterns, a post lantern, a hanging lantern and a flush mount in each of the finishes. Constructed of aluminum to withstand the elements. | OUTDOOR | Wright House | Outdoor Lighting | Sorrel Brown | SBR | Aluminum | Striated Ivory Glass | W:5.375" H:7.75" |  |  | 1 Medium A19 100w |  | 1 | No | [14 empty] | 0 | [12 empty] | 72.48 | 144.96 | 217.44 | W:7 7/8'' H:12 1/2'' E:9 3/16'' | 4.62 |  |  | 7.875 | 12.5 | Cap Nuts |  |  |  |  | 9.1875 |  | No |  | No | [21 empty] | DP:1'' W:4 1/2'' H:6 1/2'' OB UP:2 3/8'' Rectangular |  |  |  | 8 | Black/White |  |  | Hardwired | 0 | 0 | 0 | 0 | 1 | 0 | 0 | 1 | 0 | 0 | 0 | 014817477221 | 10.75 | 11 | 16 | 6 | 1.095 | 175 | Yes | [9 empty] | cETL Wet | WRIGHT HOUSE MD 1L LANTERN-SBR | Medium One Light Outdoor Wall Lantern |  | OL8501SBR.jpg
OL8502EN3/ORB | Large One Light Outdoor Wall Lantern | With a transitional design complementing a wide array of architecture, the mission style Wright House outdoor lighting includes six fixtures in an Oil Rubbed Bronze finish with White Opal glass, as well as in a Sorrel Brown finish with Striated Ivory glass. The full assortment comprises of three wall lanterns, a post lantern, a hanging lantern and a flush mount in each of the finishes. Constructed of aluminum to withstand the elements. | OUTDOOR | Wright House | Outdoor Lighting | Oil Rubbed Bronze | ORB | Aluminum | White Opal Etched Glass | W:6.125" H:8.875" |  |  | 1 Medium A19 9.3w |  | 1 | Yes | [14 empty] | 0 | [12 empty] | 90.45 | 180.9 | 271.35 | W:9'' H:13 7/8'' E:10 7/16'' | 6.38 |  |  | 9 | 13.875 | Cap Nuts |  |  |  |  | 10.4375 |  | No |  | No | [21 empty] | DP:1'' W:4 3/4'' H:7 7/8'' OB UP:2 1/2'' Rectangular |  |  |  | 8 | Black/White |  |  | Hardwired | 0 | 0 | 0 | 1 | 1 | 0 | 0 | 0 | 0 | 0 | 0 | 785652084942 | 13 | 12 | 17.25 | 8.3 | 1.557 | 175 | Yes | [9 empty] | cETL Wet | WRIGHT HOUSE LG 1L LANTERN-ORB | Large One Light Outdoor Wall Lantern |  | OL8502EN3/ORB.jpg | OL8502EN3.jpg
OL8502EN3/SBR | Large One Light Outdoor Wall Lantern | With a transitional design complementing a wide array of architecture, the mission style Wright House outdoor lighting includes six fixtures in an Oil Rubbed Bronze finish with White Opal glass, as well as in a Sorrel Brown finish with Striated Ivory glass. The full assortment comprises of three wall lanterns, a post lantern, a hanging lantern and a flush mount in each of the finishes. Constructed of aluminum to withstand the elements. | OUTDOOR | Wright House | Outdoor Lighting | Sorrel Brown | SBR | Aluminum | Striated Ivory Glass | W:6.125" H:8.875" |  |  | 1 Medium A19 9.3w |  | 1 | Yes | [14 empty] | 0 | [12 empty] | 96.45 | 192.9 | 289.35 | W:9'' H:13 7/8'' E:10 7/16'' | 6.38 |  |  | 9 | 13.875 | Cap Nuts |  |  |  |  | 10.4375 |  | No |  | No | [21 empty] | DP:1'' W:4 3/4'' H:7 7/8'' OB UP:2 1/2'' Rectangular |  |  |  | 8 | Black/White |  |  | Hardwired | 0 | 0 | 0 | 1 | 1 | 0 | 0 | 0 | 0 | 0 | 0 | 785652084959 | 13 | 12 | 17.25 | 8.3 | 1.557 | 175 | Yes | [9 empty] | cETL Wet | WRIGHT HOUSE LG 1L LANTERN-SBR | Large One Light Outdoor Wall Lantern |  | OL8502EN3/SBR.jpg | OL8502EN3.jpg
OL8502ORB | Large One Light Outdoor Wall Lantern | With a transitional design complementing a wide array of architecture, the mission style Wright House outdoor lighting includes six fixtures in an Oil Rubbed Bronze finish with White Opal glass, as well as in a Sorrel Brown finish with Striated Ivory glass. The full assortment comprises of three wall lanterns, a post lantern, a hanging lantern and a flush mount in each of the finishes. Constructed of aluminum to withstand the elements. | OUTDOOR | Wright House | Outdoor Lighting | Oil Rubbed Bronze | ORB | Aluminum | White Opal Etched Glass | W:6.125" H:8.875" |  |  | 1 Medium A19 100w |  | 1 | No | [14 empty] | 0 | [12 empty] | 89.98 | 179.96 | 269.94 | W:9'' H:13 7/8'' E:10 7/16'' | 6.38 |  |  | 9 | 13.875 | Cap Nuts |  |  |  |  | 10.4375 |  | No |  | No | [21 empty] | DP:1'' W:4 3/4'' H:7 7/8'' OB UP:2 1/2'' Rectangular |  |  |  | 8 | Black/White |  |  | Hardwired | 0 | 0 | 0 | 0 | 1 | 0 | 0 | 1 | 0 | 0 | 0 | 014817508284 | 13 | 12 | 17.25 | 8.3 | 1.557 | 175 | Yes | [9 empty] | cETL Wet | WRIGHT HOUSE LG 1L LANTERN-ORB | Large One Light Outdoor Wall Lantern |  | OL8502ORB.jpg
OL8502SBR | Large One Light Outdoor Wall Lantern | With a transitional design complementing a wide array of architecture, the mission style Wright House outdoor lighting includes six fixtures in an Oil Rubbed Bronze finish with White Opal glass, as well as in a Sorrel Brown finish with Striated Ivory glass. The full assortment comprises of three wall lanterns, a post lantern, a hanging lantern and a flush mount in each of the finishes. Constructed of aluminum to withstand the elements. | OUTDOOR | Wright House | Outdoor Lighting | Sorrel Brown | SBR | Aluminum | Striated Ivory Glass | W:6.125" H:8.875" |  |  | 1 Medium A19 100w |  | 1 | No | [14 empty] | 0 | [12 empty] | 96.48 | 192.96 | 289.44 | W:9'' H:13 7/8'' E:10 7/16'' | 6.38 |  |  | 9 | 13.875 | Cap Nuts |  |  |  |  | 10.4375 |  | No |  | No | [21 empty] | DP:1'' W:4 3/4'' H:7 7/8'' OB UP:2 1/2'' Rectangular |  |  |  | 8 | Black/White |  |  | Hardwired | 0 | 0 | 0 | 0 | 1 | 0 | 0 | 1 | 0 | 0 | 0 | 014817477238 | 13 | 12.5 | 17.25 | 8.13 | 1.622 | 175 | Yes | [9 empty] | cETL Wet | WRIGHT HOUSE LG 1L LANTERN-SBR | Large One Light Outdoor Wall Lantern |  | OL8502SBR.jpg
OL8508EN3/ORB | One Light Outdoor Post Lantern | With a transitional design complementing a wide array of architecture, the mission style Wright House outdoor lighting includes six fixtures in an Oil Rubbed Bronze finish with White Opal glass, as well as in a Sorrel Brown finish with Striated Ivory glass. The full assortment comprises of three wall lanterns, a post lantern, a hanging lantern and a flush mount in each of the finishes. Constructed of aluminum to withstand the elements. | OUTDOOR | Wright House | Outdoor Lighting | Oil Rubbed Bronze | ORB | Aluminum | White Opal Etched Glass | W:6.125" H:8.875" |  |  | 1 Medium A19 9.3w |  | 1 | Yes | [14 empty] | 0 | [12 empty] | 86.45 | 172.9 | 259.35 | W:9'' H:16 3/16'' | 6.64 |  |  | 9 | 16.1875 | Post Mount | [6 empty] | No |  | No | [25 empty] | 8 | Black/White |  |  | Hardwired | 0 | 0 | 0 | 1 | 1 | 0 | 0 | 0 | 0 | 0 | 0 | 785652084966 | 19.25 | 11.75 | 11.75 | 8.3 | 1.538 | 175 | Yes | [9 empty] | cETL Wet | WRIGHT HOUSE 1L POST-ORB | One Light Outdoor Post Lantern |  | OL8508EN3/ORB.jpg | OL8508EN3.jpg
OL8508EN3/SBR | One Light Outdoor Post Lantern | With a transitional design complementing a wide array of architecture, the mission style Wright House outdoor lighting includes six fixtures in an Oil Rubbed Bronze finish with White Opal glass, as well as in a Sorrel Brown finish with Striated Ivory glass. The full assortment comprises of three wall lanterns, a post lantern, a hanging lantern and a flush mount in each of the finishes. Constructed of aluminum to withstand the elements. | OUTDOOR | Wright House | Outdoor Lighting | Sorrel Brown | SBR | Aluminum | Striated Ivory Glass | W:6.125" H:8.875" |  |  | 1 Medium A19 9.3w |  | 1 | Yes | [14 empty] | 0 | [12 empty] | 92.45 | 184.9 | 277.35 | W:9'' H:16 3/16'' | 6.64 |  |  | 9 | 16.1875 | Post Mount | [6 empty] | No |  | No | [25 empty] | 8 | Black/White |  |  | Hardwired | 0 | 0 | 0 | 1 | 1 | 0 | 0 | 0 | 0 | 0 | 0 | 785652084973 | 19.25 | 11.75 | 11.75 | 8.3 | 1.538 | 175 | Yes | [9 empty] | cETL Wet | WRIGHT HOUSE 1L POST-SBR | One Light Outdoor Post Lantern |  | OL8508EN3/SBR.jpg | OL8508EN3.jpg
OL8508ORB | One Light Outdoor Post Lantern | With a transitional design complementing a wide array of architecture, the mission style Wright House outdoor lighting includes six fixtures in an Oil Rubbed Bronze finish with White Opal glass, as well as in a Sorrel Brown finish with Striated Ivory glass. The full assortment comprises of three wall lanterns, a post lantern, a hanging lantern and a flush mount in each of the finishes. Constructed of aluminum to withstand the elements. | OUTDOOR | Wright House | Outdoor Lighting | Oil Rubbed Bronze | ORB | Aluminum | White Opal Etched Glass | W:6.125" H:8.875" |  |  | 1 Medium A19 100w |  | 1 | No | [14 empty] | 0 | [12 empty] | 85.98 | 171.96 | 257.94 | W:9'' H:16 3/16'' | 6.64 |  |  | 9 | 16.1875 | Post Mount | [6 empty] | No |  | No | [25 empty] | 8 | Black/White |  |  | Hardwired | 0 | 0 | 0 | 0 | 1 | 0 | 0 | 1 | 0 | 0 | 0 | 014817508307 | 19.25 | 11.75 | 11.75 | 8.3 | 1.538 | 175 | Yes | [9 empty] | cETL Wet | WRIGHT HOUSE 1L POST-ORB | One Light Outdoor Post Lantern |  | OL8508ORB.jpg
OL8508SBR | One Light Outdoor Post Lantern | With a transitional design complementing a wide array of architecture, the mission style Wright House outdoor lighting includes six fixtures in an Oil Rubbed Bronze finish with White Opal glass, as well as in a Sorrel Brown finish with Striated Ivory glass. The full assortment comprises of three wall lanterns, a post lantern, a hanging lantern and a flush mount in each of the finishes. Constructed of aluminum to withstand the elements. | OUTDOOR | Wright House | Outdoor Lighting | Sorrel Brown | SBR | Aluminum | Striated Ivory Glass | W:6.125" H:8.875" |  |  | 1 Medium A19 100w |  | 1 | No | [14 empty] | 0 | [12 empty] | 91.98 | 183.96 | 275.94 | W:9'' H:16 3/16'' | 6.64 |  |  | 9 | 16.1875 | Post Mount | [6 empty] | No |  | No | [25 empty] | 8 | Black/White |  |  | Hardwired | 0 | 0 | 0 | 0 | 1 | 0 | 0 | 1 | 0 | 0 | 0 | 014817477207 | 11.75 | 11.75 | 19.25 | 8.2 | 1.538 | 175 | Yes | [9 empty] | cETL Wet | WRIGHT HOUSE 1L POST-SBR | One Light Outdoor Post Lantern |  | OL8508SBR.jpg
OL8511EN3/ORB | One Light Outdoor Pendant Lantern | With a transitional design complementing a wide array of architecture, the mission style Wright House outdoor lighting includes six fixtures in an Oil Rubbed Bronze finish with White Opal glass, as well as in a Sorrel Brown finish with Striated Ivory glass. The full assortment comprises of three wall lanterns, a post lantern, a hanging lantern and a flush mount in each of the finishes. Constructed of aluminum to withstand the elements. | OUTDOOR | Wright House | Outdoor Lighting | Oil Rubbed Bronze | ORB | Aluminum | White Opal Etched Glass | W:5.375" H:7.75" |  |  | 1 Medium A19 9.3w |  | 1 | Yes | [14 empty] | 0 | [12 empty] | 70.95 | 141.9 | 212.85 | W:7 7/8'' H:16 3/4'' | 5.39 |  |  | 7.875 | 16.75 | Screw Collar - Chain | [6 empty] | No |  | No | [20 empty] | D:4 3/4'' H:7/8'' Round |  |  |  |  | 180 | Brown | 60 |  | Hardwired | 0 | 0 | 0 | 1 | 1 | 0 | 0 | 0 | 0 | 0 | 0 | 785652084980 | 10.75 | 10.5 | 16 | 7 | 1.045 | 125 | Yes | [9 empty] | cETL Damp | WRIGHT HOUSE 1L PENDANT-ORB | One Light Outdoor Pendant Lantern |  | OL8511EN3/ORB.jpg | OL8511EN3.jpg
OL8511EN3/SBR | One Light Outdoor Pendant Lantern | With a transitional design complementing a wide array of architecture, the mission style Wright House outdoor lighting includes six fixtures in an Oil Rubbed Bronze finish with White Opal glass, as well as in a Sorrel Brown finish with Striated Ivory glass. The full assortment comprises of three wall lanterns, a post lantern, a hanging lantern and a flush mount in each of the finishes. Constructed of aluminum to withstand the elements. | OUTDOOR | Wright House | Outdoor Lighting | Sorrel Brown | SBR | Aluminum | Striated Ivory Glass | W:5.375" H:7.75" |  |  | 1 Medium A19 9.3w |  | 1 | Yes | [14 empty] | 0 | [12 empty] | 76.45 | 152.9 | 229.35 | W:7 7/8'' H:16 3/4'' | 5.39 |  |  | 7.875 | 16.75 | Screw Collar - Chain | [6 empty] | No |  | No | [20 empty] | D:4 3/4'' H:7/8'' Round |  |  |  |  | 180 | Brown | 60 |  | Hardwired | 0 | 0 | 0 | 1 | 1 | 0 | 0 | 0 | 0 | 0 | 0 | 785652084997 | 10.75 | 10.5 | 16 | 7 | 1.045 | 125 | Yes | [9 empty] | cETL Damp | WRIGHT HOUSE 1L PENDANT-SBR | One Light Outdoor Pendant Lantern |  | OL8511EN3/SBR.jpg | OL8511EN3.jpg
OL8511ORB | One Light Outdoor Pendant Lantern | With a transitional design complementing a wide array of architecture, the mission style Wright House outdoor lighting includes six fixtures in an Oil Rubbed Bronze finish with White Opal glass, as well as in a Sorrel Brown finish with Striated Ivory glass. The full assortment comprises of three wall lanterns, a post lantern, a hanging lantern and a flush mount in each of the finishes. Constructed of aluminum to withstand the elements. | OUTDOOR | Wright House | Outdoor Lighting | Oil Rubbed Bronze | ORB | Aluminum | White Opal Etched Glass | W:5.375" H:7.75" |  |  | 1 Medium A19 100w |  | 1 | No | [14 empty] | 0 | [12 empty] | 69.48 | 138.96 | 208.44 | W:7 7/8'' H:16 3/4'' | 5.39 |  |  | 7.875 | 16.75 | Screw Collar - Chain | [6 empty] | No |  | No | [20 empty] | D:4 3/4'' H:7/8'' Round |  |  |  |  | 180 | Brown | 60 |  | Hardwired | 0 | 0 | 0 | 0 | 1 | 0 | 0 | 1 | 0 | 0 | 0 | 014817508314 | 10.75 | 10.5 | 16 | 7 | 1.045 | 125 | Yes | [9 empty] | cETL Damp | WRIGHT HOUSE 1L PENDANT-ORB | One Light Outdoor Pendant Lantern |  | OL8511ORB.jpg
OL8511SBR | One Light Outdoor Pendant Lantern | With a transitional design complementing a wide array of architecture, the mission style Wright House outdoor lighting includes six fixtures in an Oil Rubbed Bronze finish with White Opal glass, as well as in a Sorrel Brown finish with Striated Ivory glass. The full assortment comprises of three wall lanterns, a post lantern, a hanging lantern and a flush mount in each of the finishes. Constructed of aluminum to withstand the elements. | OUTDOOR | Wright House | Outdoor Lighting | Sorrel Brown | SBR | Aluminum | Striated Ivory Glass | W:5.375" H:7.75" |  |  | 1 Medium A19 100w |  | 1 | No | [14 empty] | 0 | [12 empty] | 74.98 | 149.96 | 224.94 | W:7 7/8'' H:16 3/4'' | 5.39 |  |  | 7.875 | 16.75 | Screw Collar - Chain | [6 empty] | No |  | No | [20 empty] | D:4 3/4'' H:7/8'' Round |  |  |  |  | 180 | Brown | 60 |  | Hardwired | 0 | 0 | 0 | 0 | 1 | 0 | 0 | 1 | 0 | 0 | 0 | 014817477146 | 10.5 | 10.75 | 16 | 6.7 | 1.045 | 125 | Yes | [9 empty] | cETL Damp | WRIGHT HOUSE 1L PENDANT-SBR | One Light Outdoor Pendant Lantern |  | OL8511SBR.jpg
OL8513EN3/ORB | Two Light Outdoor Flush Mount | With a transitional design complementing a wide array of architecture, the mission style Wright House outdoor lighting includes six fixtures in an Oil Rubbed Bronze finish with White Opal glass, as well as in a Sorrel Brown finish with Striated Ivory glass. The full assortment comprises of three wall lanterns, a post lantern, a hanging lantern and a flush mount in each of the finishes. Constructed of aluminum to withstand the elements. | OUTDOOR | Wright House | Outdoor Lighting | Oil Rubbed Bronze | ORB | Aluminum | White Opal Etched Glass | W:7.875" H:5.3125" |  |  | 2 Medium A19 9.3w |  | 2 | Yes | [14 empty] | 0 | [12 empty] | 75.45 | 150.9 | 226.35 | W:9'' H:6 13/16'' | 5.41 |  |  | 9 | 6.8125 | Center Pipe | [6 empty] | No |  | No | [20 empty] | DP:1'' W:9'' H:9'' Square |  |  |  |  | 8 | Black/White |  |  | Hardwired | 0 | 0 | 0 | 1 | 1 | 0 | 0 | 0 | 0 | 0 | 0 | 785652085000 | 12 | 12 | 10.75 | 6.95 | 0.896 | 125 | Yes | [9 empty] | cETL Damp | WRIGHT HOUSE 1L FLUSH MNT-ORB | Two Light Outdoor Flush Mount |  | OL8513EN3/ORB.jpg | OL8513EN3.jpg
OL8513EN3/SBR | Two Light Outdoor Flush Mount | With a transitional design complementing a wide array of architecture, the mission style Wright House outdoor lighting includes six fixtures in an Oil Rubbed Bronze finish with White Opal glass, as well as in a Sorrel Brown finish with Striated Ivory glass. The full assortment comprises of three wall lanterns, a post lantern, a hanging lantern and a flush mount in each of the finishes. Constructed of aluminum to withstand the elements. | OUTDOOR | Wright House | Outdoor Lighting | Sorrel Brown | SBR | Aluminum | Striated Ivory Glass | W:7.875" H:5.3125" |  |  | 2 Medium A19 9.3w |  | 2 | Yes | [14 empty] | 0 | [12 empty] | 77.95 | 155.9 | 233.85 | W:9'' H:6 13/16'' | 5.41 |  |  | 9 | 6.8125 | Center Pipe | [6 empty] | No |  | No | [20 empty] | DP:1'' W:9'' H:9'' Square |  |  |  |  | 8 | Black/White |  |  | Hardwired | 0 | 0 | 0 | 1 | 1 | 0 | 0 | 0 | 0 | 0 | 0 | 785652085017 | 12 | 12 | 10.75 | 6.95 | 0.896 | 125 | Yes | [9 empty] | cETL Damp | WRIGHT HOUSE 1L FLUSH MNT-SBR | Two Light Outdoor Flush Mount |  | OL8513EN3/SBR.jpg | OL8513EN3.jpg
OL8513ORB | Two Light Outdoor Flush Mount | With a transitional design complementing a wide array of architecture, the mission style Wright House outdoor lighting includes six fixtures in an Oil Rubbed Bronze finish with White Opal glass, as well as in a Sorrel Brown finish with Striated Ivory glass. The full assortment comprises of three wall lanterns, a post lantern, a hanging lantern and a flush mount in each of the finishes. Constructed of aluminum to withstand the elements. | OUTDOOR | Wright House | Outdoor Lighting | Oil Rubbed Bronze | ORB | Aluminum | White Opal Etched Glass | W:7.875" H:5.3125" |  |  | 2 Medium A19 60w |  | 2 | No | [14 empty] | 0 | [12 empty] | 68.98 | 137.96 | 206.94 | W:9'' H:6 13/16'' | 5.41 |  |  | 9 | 6.8125 | Center Pipe | [6 empty] | No |  | No | [20 empty] | DP:1'' W:9'' H:9'' Square |  |  |  |  | 8 | Black/White |  |  | Hardwired | 0 | 0 | 0 | 0 | 1 | 0 | 0 | 1 | 0 | 0 | 0 | 014817508321 | 12 | 12 | 10.75 | 6.95 | 0.896 | 125 | Yes | [9 empty] | cETL Damp | WRIGHT HOUSE 1L FLUSH MNT-ORB | Two Light Outdoor Flush Mount |  | OL8513ORB.jpg
OL8513SBR | Two Light Outdoor Flush Mount | With a transitional design complementing a wide array of architecture, the mission style Wright House outdoor lighting includes six fixtures in an Oil Rubbed Bronze finish with White Opal glass, as well as in a Sorrel Brown finish with Striated Ivory glass. The full assortment comprises of three wall lanterns, a post lantern, a hanging lantern and a flush mount in each of the finishes. Constructed of aluminum to withstand the elements. | OUTDOOR | Wright House | Outdoor Lighting | Sorrel Brown | SBR | Aluminum | Striated Ivory Glass | W:7.875" H:5.3125" |  |  | 2 Medium A19 60w |  | 2 | No | [14 empty] | 0 | [12 empty] | 71.48 | 142.96 | 214.44 | W:9'' H:6 13/16'' | 5.41 |  |  | 9 | 6.8125 | Center Pipe | [6 empty] | No |  | No | [20 empty] | DP:1'' W:9'' H:9'' Square |  |  |  |  | 8 | Black/White |  |  | Hardwired | 0 | 0 | 0 | 0 | 1 | 0 | 0 | 1 | 0 | 0 | 0 | 014817477122 | 12 | 12 | 11 | 6.6 | 0.917 | 125 | Yes | [9 empty] | cETL Damp | WRIGHT HOUSE 1L FLUSH MNT-SBR | Two Light Outdoor Flush Mount |  | OL8513SBR.jpg
P1114WAL | One Light Mini-Pendant | The casual iron Drawing Room lighting collection has traditional Edwardian style. The overlapping arch and fluted detailing is found both in the pressed glass bowls and the die cast aluminum fitters. The fretwork elements draw on traditional British architectural themes. | LINE VOLTAGE PENDANT | Drawing Room | Pendants | Walnut | WAL | Steel | Amber Snow Scavo Glass | D:9" H:5.25" |  |  | 1 Medium A19 100w |  | 1 | No | [14 empty] | 0 | [12 empty] | 69.45 | 138.9 | 208.35 | D:9'' H:7'' | 4.8 | 9 |  |  | 7 | Cap Nuts |  |  |  | 1952-10-01 |  |  | No |  | No | [20 empty] | D:5 1/2'' H:1 1/4'' Round |  |  |  |  | 180 | Brown |  |  | Hardwired | 0 | 0 | 0 | 0 | 1 | 0 | 0 | 1 | 0 | 0 | 0 | 014817318807 | 21 | 4.5 | 16 | 8.5 | 0.875 | 100 | Yes | 2 | 10014817318804 | 21 | 9 | 16 | 17 | 1.75 | Yes | UL Dry | cUL Dry | DRAWING ROOM 1L MINIPEND-WAL | One Light Mini-Pendant |  | P1114WAL.jpg
P1117BS | One Light Mini-Pendant | Barrington conveys simple refinement with flair. The Opal Etched glass shades create a warm, soft glow, and the subtle details found in the body construction add visual interest without upstaging the surrounding décor. The Barrington wall sconces are ADA compliant. | LINE VOLTAGE PENDANT | Barrington | Pendants | Brushed Steel | BS | Steel | White Opal Etched Glass | D:7.875" H:5" |  |  | 1 Medium A19 100w |  | 1 | No | [14 empty] | 0 | [12 empty] | 37.98 | 75.96 | 113.94 | D:8'' H:6'' | 6.7 | 8 |  |  | 6 | Screw Collar - Stem |  |  |  | 1951-09-01 |  |  | No |  | No | [20 empty] | D:5 1/2'' H:1 1/4'' Round |  |  |  |  | 96 | Clear |  |  | Hardwired | 0 | 0 | 0 | 0 | 1 | 0 | 0 | 1 | 0 | 0 | 0 | 014817330878 | 15.25 | 11 | 8.25 | 7.27 | 0.801 | 100 | Yes | 2 | 10014817330875 | 15.25 | 11 | 16.5 | 14.54 | 1.602 | Yes | UL Dry | cUL Dry | BARRINGTON 1L MINI-PEND-BS | One Light Mini-Pendant |  | P1117-BS.jpg
P1117EN3/BS | One Light Mini-Pendant | Barrington conveys simple refinement with flair. The Opal Etched glass shades create a warm, soft glow, and the subtle details found in the body construction add visual interest without upstaging the surrounding décor. The Barrington wall sconces are ADA compliant. | LINE VOLTAGE PENDANT | Barrington | Pendants | Brushed Steel | BS | Steel | White Opal Etched Glass | D:7.875" H:5" |  |  | 1 Medium A19 9.3w |  | 1 | Yes | [14 empty] | 0 | [12 empty] | 40.95 | 81.9 | 122.85 | D:8'' H:6'' | 6.7 | 8 |  |  | 6 | Screw Collar - Stem | [6 empty] | No |  | No | [20 empty] | D:5 1/2'' H:1 1/4'' Round |  |  |  |  | 96 | Clear |  |  | Hardwired | 0 | 0 | 0 | 1 | 1 | 0 | 0 | 0 | 0 | 0 | 0 | 785652083914 | 15.25 | 11 | 8.25 | 7.27 | 0.801 | 100 | Yes | [8 empty] | UL Dry | cUL Dry | BARRINGTON 1L MINI-PEND-BS | One Light Mini-Pendant |  | P1117-BS.jpg | P1117EN3.jpg
P1117EN3/ORB | One Light Mini-Pendant | Barrington conveys simple refinement with flair. The Opal Etched glass shades create a warm, soft glow, and the subtle details found in the body construction add visual interest without upstaging the surrounding décor. The Barrington wall sconces are ADA compliant. | LINE VOLTAGE PENDANT | Barrington | Pendants | Oil Rubbed Bronze | ORB | Steel | White Opal Etched Glass | D:7.875" H:5" |  |  | 1 Medium A19 9.3w |  | 1 | Yes | [14 empty] | 0 | [12 empty] | 40.95 | 81.9 | 122.85 | D:8'' H:6'' | 6.7 | 8 |  |  | 6 | Screw Collar - Stem | [6 empty] | No |  | No | [20 empty] | D:5 1/2'' H:1 1/4'' Round |  |  |  |  | 96 | Black |  |  | Hardwired | 0 | 0 | 0 | 1 | 1 | 0 | 0 | 0 | 0 | 0 | 0 | 785652083921 | 15.25 | 11 | 8.25 | 7.27 | 0.801 | 100 | Yes | [8 empty] | UL Dry | cUL Dry | BARRINGTON 1L MINI-PEND-ORB | One Light Mini-Pendant |  | P1117EN3-ORB.jpg | P1117EN3.jpg
P1117ORB | One Light Mini-Pendant | Barrington conveys simple refinement with flair. The Opal Etched glass shades create a warm, soft glow, and the subtle details found in the body construction add visual interest without upstaging the surrounding décor. The Barrington wall sconces are ADA compliant. | LINE VOLTAGE PENDANT | Barrington | Pendants | Oil Rubbed Bronze | ORB | Steel | White Opal Etched Glass | D:7.875" H:5" |  |  | 1 Medium A19 100w |  | 1 | No | [14 empty] | 0 | [12 empty] | 37.98 | 75.96 | 113.94 | D:8'' H:6'' | 6.7 | 8 |  |  | 6 | Screw Collar - Stem | [6 empty] | No |  | No | [20 empty] | D:5 1/2'' H:1 1/4'' Round |  |  |  |  | 96 | Black |  |  | Hardwired | 0 | 0 | 0 | 0 | 1 | 0 | 0 | 1 | 0 | 0 | 0 | 014817330885 | 15.25 | 11 | 8.25 | 7.27 | 0.801 | 100 | Yes | 2 | 10014817330882 | 15.25 | 11 | 16.5 | 14.54 | 1.602 | Yes | UL Dry | cUL Dry | BARRINGTON 1L MINI-PEND-ORB | One Light Mini-Pendant |  | P1117-ORB.jpg
P1137BS | One Light Mini-Pendant | Whether your decorating theme is traditional or contemporary, there is a place for this unique and stunning Casual Luxury chandelier and vanity lights. The organza shades and dark bronze or brushed steel plated finishes demand attention to the fine details of these fixtures. The wall brackets and sconces have a dual back plate for a dimensional design accent, and spun metal trim rings at the top and bottom of the shade lend a finishing touch. All of the shades on these wonderful fixtures are enclosed at the bottom for a lovely casting of light. | LINE VOLTAGE PENDANT | Casual Luxury | Pendants | Brushed Steel | BS | Steel | Silver Organza Fabric | D:7.75" H:3.875" |  |  | 1 G9 T4 75w |  | 1 | No | [14 empty] | 0 | [12 empty] | 118.98 | 237.96 | 356.94 | D:8'' H:6 1/8'' | 1.9 | 8 |  |  | 6.125 | Double Cap Nuts |  |  |  | 8.25 - 50.25 |  |  | No |  | No | [20 empty] | D:5 1/2'' H:1'' Round |  |  |  |  | 180 | Clear Silver |  |  | Hardwired | 0 | 0 | 0 | 0 | 1 | 0 | 0 | 1 | 0 | 0 | 0 | 014817393187 | 15 | 10.75 | 10 | 2.2 | 0.933 | 250 | Yes | 2 | 10014817393184 | 22 | 10.75 | 10 | 4.18 | 1.369 | Yes | UL Dry | cUL Dry | CASUAL LUXURY 1L MINI_PEND-BS | One Light Mini-Pendant |  | P1137BS.jpg | P1137BS.jpg
P1153BS | One Light Mini-Pendant | Sunset Drive has textures and geometric shapes that harken back to the Hollywood Regency era while maintaining the heart of contemporary design. Cylindrical White Opal Etched glass shades with a hand-applied Striated Pearl finish combine with steel arms for a bold look. | LINE VOLTAGE PENDANT | Sunset Drive | Pendants | Brushed Steel | BS | Steel | White Opal Etched Glass | D:8" H:4.625" |  |  | 1 Medium A19 100w |  | 1 | No | [14 empty] | 0 | [12 empty] | 109.45 | 218.9 | 328.35 | D:8'' H:7 1/4'' | 3.65 | 8 |  |  | 7.25 | Cap Nuts |  |  |  | 1951-09-01 |  |  | No |  | No | [20 empty] | D:5 1/2'' H:1 1/4'' Round |  |  |  |  | 180 | Clear Silver |  |  | Hardwired | 0 | 0 | 0 | 0 | 1 | 0 | 0 | 1 | 0 | 0 | 0 | 014817358094 | 13.5 | 10.75 | 8.5 | 4.7 | 0.714 | 100 | Yes | 2 | 10014817358091 | 13.75 | 10.75 | 16.25 | 11.2 | 1.39 | Yes | UL Damp | cUL Damp | SUNSET DRIVE 1L MINPEND-BS | One Light Mini-Pendant |  | P1153BS.jpg | P1153BS.jpg
P1153CB | One Light Mini-Pendant | Sunset Drive has textures and geometric shapes that harken back to the Hollywood Regency era while maintaining the heart of contemporary design. Cylindrical White Opal Etched glass shades with a hand-applied Striated Pearl finish combine with steel arms for a bold look. | LINE VOLTAGE PENDANT | Sunset Drive | Pendants | Corinthian Bronze | CB | Steel | Striated Pearl Glass | D:8" H:4.625" |  |  | 1 Medium A19 100w |  | 1 | No | [14 empty] | 0 | [12 empty] | 109.45 | 218.9 | 328.35 | D:8'' H:7 1/4'' | 3.65 | 8 |  |  | 7.25 | Cap Nuts |  |  |  | 1957-09-01 |  |  | No |  | No | [20 empty] | D:5 1/2'' H:1 1/4'' Round |  |  |  |  | 180 | Brown |  |  | Hardwired | 0 | 0 | 0 | 0 | 1 | 0 | 0 | 1 | 0 | 0 | 0 | 014817358100 | 5.75 | 4.5 | 6.5 | 5.6 | 0.097 | 60 | Yes | 2 | 10014817358107 | 11.5 | 19 | 13 | 11.2 | 1.644 | Yes | UL Damp | cUL Damp | SUNSET DRIVE 1L MINPEND-CB | One Light Mini-Pendant |  | P1153CB.jpg
P1329HTBZ | One Light Mini-Pendant | Wine glass-shaped, Opal Etched glass shades inspired the name of the transitional Vintner lighting collection and are finished with a beautiful ripple accent at the base. The sweeping body design is achieved by using smaller arms at the top and slightly larger arms below. At the transition point, a decorative sphere detail acts as a perch for each glass shade for an overall elegantly simple silhouette. Offered in Heritage Bronze or Satin Nickel finishes, the large assortment includes 5-Light, 9-Light and 18-Light Chandeliers, 3-Light Semi-Flushmount, 3-Light Uplight Chandelier, 3-Light Downlight Chandelier, 3-Light Island, 1-Light Mini-Pendant, 3-Light Uplight Pendant, 1-Light Wall Sconce, 11” and 13” 2-Light Flushmounts, 3-Light Flushmount, 2-Light Vanity, 3-Light Vanity and a 4-Light Vanity. | LINE VOLTAGE PENDANT | Vintner | Pendants | Heritage Bronze | HTBZ | Steel | White Opal Etched Glass | D:4.5" H:5.625" |  |  | 1 Medium A19 75w |  | 1 | No | [14 empty] | 0 | [12 empty] | 57.45 | 114.9 | 172.35 | L:7 1/8'' W:4 1/2'' H:12 5/8'' | 3 |  | 7.125 | 4.5 | 12.625 | Screw Collar - Stem |  |  |  | 22.125 - 58.125 |  |  | No |  | No | [20 empty] | D:5 1/2'' H:1 1/4'' Round |  |  |  |  | 180 | Brown |  |  | Hardwired | 0 | 0 | 0 | 0 | 1 | 0 | 0 | 1 | 0 | 0 | 0 | 014817536003 | 15 | 10 | 8.75 | 5.1 | 0.76 | 125 | Yes | [9 empty] | cETL Dry | VINTNER 1L MINPEND-HTBZ | One Light Mini-Pendant |  | P1329HTBZ.jpg | P1329HTBZ.jpg
P1329SN | One Light Mini-Pendant | Wine glass-shaped, Opal Etched glass shades inspired the name of the transitional Vintner lighting collection and are finished with a beautiful ripple accent at the base. The sweeping body design is achieved by using smaller arms at the top and slightly larger arms below. At the transition point, a decorative sphere detail acts as a perch for each glass shade for an overall elegantly simple silhouette. Offered in Heritage Bronze or Satin Nickel finishes, the large assortment includes 5-Light, 9-Light and 18-Light Chandeliers, 3-Light Semi-Flushmount, 3-Light Uplight Chandelier, 3-Light Downlight Chandelier, 3-Light Island, 1-Light Mini-Pendant, 3-Light Uplight Pendant, 1-Light Wall Sconce, 11” and 13” 2-Light Flushmounts, 3-Light Flushmount, 2-Light Vanity, 3-Light Vanity and a 4-Light Vanity. | LINE VOLTAGE PENDANT | Vintner | Pendants | Satin Nickel | SN | Steel | White Opal Etched Glass | D:4.5" H:5.625" |  |  | 1 Medium A19 75w |  | 1 | No | [14 empty] | 0 | [12 empty] | 57.45 | 114.9 | 172.35 | L:7 1/8'' W:4 1/2'' H:12 5/8'' | 3 |  | 7.125 | 4.5 | 12.625 | Screw Collar - Stem |  |  |  | 22.125 - 58.125 |  |  | No |  | No | [20 empty] | D:5 1/2'' H:1 1/4'' Round |  |  |  |  | 180 | Clear |  |  | Hardwired | 0 | 0 | 0 | 0 | 1 | 0 | 0 | 1 | 0 | 0 | 0 | 014817541564 | 15.75 | 10 | 8.5 | 5.3 | 0.775 | 125 | Yes | [9 empty] | cETL Dry | VINTNER 1L MINPEND-SN | One Light Mini-Pendant |  | P1329SN.jpg | P1329SN.jpg
P1341DWZ/WO | One Light Mini-Pendant | The sweeping silhouette of the Hartsville was inspired by the farmhouses and country life of the Colonial American heartland. The Dark Weathered Zinc finish coupled with the soft, distressed Weathered Oak detailing, these designs are perfect in any number of settings from traditional to coastal casual décor. The assortment of incandescent fixtures includes 3-light, 5-light and 9-light chandeliers, a 6-light island chandelier, a 1-light mini-pendant, as well as 1-light and 2-light wall sconces. | LINE VOLTAGE PENDANT | Hartsville | Pendants | Dark Weathered Zinc / Weathered Oak | DWZ/WO | Resin / Steel |  |  |  |  | 1 Candelabra Torpedo 60w |  | 1 | No | [14 empty] | 0 | [12 empty] | 72.98 | 145.96 | 218.94 | L:7 3/4'' W:2 1/4'' H:15 1/4'' O:80 1/2'' | 3 |  | 7.75 | 2.25 | 15.25 | Screw Collar - Chain |  |  | 80.5 |  |  |  | No |  | No | [20 empty] | D:5'' H:1'' Round |  |  |  |  | 180 | Black | 60 |  | Hardwired | 0 | 0 | 0 | 0 | 1 | 0 | 0 | 1 | 0 | 0 | 0 | 014817541786 | 16.5 | 10.5 | 4 | 3.7 | 0.401 | 100 | Yes | 6 | 10014817541783 | 25 | 17.25 | 11 | 24.3 | 2.745 | Yes |  | cETL Dry | HARTSVILLE 1L MIN-PEND-DWZ/WO | One Light Mini-Pendant |  | P1341DWZWO.jpg | P1341DWZWO.jpg
P1341EN/DWZ/WO | One Light Mini-Pendant | The sweeping silhouette of the Hartsville was inspired by the farmhouses and country life of the Colonial American heartland. The Dark Weathered Zinc finish coupled with the soft, distressed Weathered Oak detailing, these designs are perfect in any number of settings from traditional to coastal casual décor. The assortment of incandescent fixtures includes 3-light, 5-light and 9-light chandeliers, a 6-light island chandelier, a 1-light mini-pendant, as well as 1-light and 2-light wall sconces. | LINE VOLTAGE PENDANT | Hartsville | Pendants | Dark Weathered Zinc / Weathered Oak | DWZ/WO | Resin / Steel |  |  |  |  | 1 Candelabra Torpedo 3.5w |  | 1 | Yes | [14 empty] | 0 | [12 empty] | 75.45 | 150.9 | 226.35 | L:7 3/4'' W:2 1/4'' H:15 1/4'' O:80 1/2'' | 3 |  | 7.75 | 2.25 | 15.25 | Screw Collar - Chain |  |  | 80.5 |  |  |  | No |  | No | [20 empty] | D:5'' H:1'' Round |  |  |  |  | 180 | Black | 60 |  | Hardwired | 0 | 0 | 0 | 1 | 1 | 0 | 0 | 0 | 0 | 0 | 0 | 785652084294 | 16.5 | 10.5 | 4 | 3.7 | 0.401 | 100 | Yes | [9 empty] | cETL Dry | HARTSVILLE 1L MIN-PEND-DWZ/WO | One Light Mini-Pendant |  | P1341EN/DWZ/WO.jpg | P1341EN.jpg
P1440ORB | One Light Mini-Pendant | The Doyle one-light mini pendant springs to life with the fine artistry and technique of hand-blown glass. Spindle-inspired Clear glass shades give dimension and character to these traditional pendant lights. Paired with Edison-style bulbs, this mini pendant is a period-inspired classic to complement a wide range of décor from Colonial to nautical to rich, European inspired settings. Available in two sizes and two hardware finishes, Oil Rubbed Bronze and Satin Nickel, Doyle mini pendants may be installed as single pendants or clustered in multiples using a Feiss Multi-Port canopy, which would be an ideal installation used for entry lighting, dining room lighting, living room lighting or kitchen lighting over a table. | LINE VOLTAGE PENDANT | Doyle | Pendants | Oil Rubbed Bronze | ORB | Steel | Clear Glass | D:9.75" H:9" |  |  | 1 Medium ST19 75w |  | 1 | No | [14 empty] | 0 | [12 empty] | 72.98 | 145.96 | 218.94 | D:9 3/4'' H:9 1/2'' O:191 3/4'' | 4.07 | 9.75 |  |  | 9.5 | Set Screw(s) |  |  | 191.75 |  |  |  | No |  | No | [20 empty] | D:5'' H:1'' Round |  |  |  |  | 180 | Black |  |  | Hardwired | 0 | 0 | 0 | 0 | 1 | 0 | 0 | 1 | 0 | 0 | 0 | 014817569964 | 13.5 | 13.5 | 13.25 | 5.1 | 1.397 | 250 | Yes | [9 empty] | cETL Damp | DOLYE 1L MINI-PEND-ORB | One Light Mini-Pendant |  | P1440ORB.jpg | P1440ORB.jpg
P1440SN | One Light Mini-Pendant | The Doyle one-light mini pendant springs to life with the fine artistry and technique of hand-blown glass. Spindle-inspired Clear glass shades give dimension and character to these traditional pendant lights. Paired with Edison-style bulbs, this mini pendant is a period-inspired classic to complement a wide range of décor from Colonial to nautical to rich, European inspired settings. Available in two sizes and two hardware finishes, Oil Rubbed Bronze and Satin Nickel, Doyle mini pendants may be installed as single pendants or clustered in multiples using a Feiss Multi-Port canopy, which would be an ideal installation used for entry lighting, dining room lighting, living room lighting or kitchen lighting over a table. | LINE VOLTAGE PENDANT | Doyle | Pendants | Satin Nickel | SN | Steel | Clear Glass | D:9.75" H:9" |  |  | 1 Medium ST19 75w |  | 1 | No | [14 empty] | 0 | [12 empty] | 72.98 | 145.96 | 218.94 | D:9 3/4'' H:9 1/2'' O:191 3/4'' | 4.07 | 9.75 |  |  | 9.5 | Set Screw(s) |  |  | 191.75 |  |  |  | No |  | No | [20 empty] | D:5'' H:1'' Round |  |  |  |  | 180 | Silver Braided |  |  | Hardwired | 0 | 0 | 0 | 0 | 1 | 0 | 0 | 1 | 0 | 0 | 0 | 014817569957 | 13.75 | 13.5 | 13.75 | 5.1 | 1.477 | 250 | Yes | [9 empty] | cETL Damp | DOLYE 1L MINI-PEND-SN | One Light Mini-Pendant |  | P1440SN.jpg | P1440SN.jpg
P1441ORB | One Light Mini-Pendant | The Doyle one-light mini pendant springs to life with the fine artistry and technique of hand-blown glass. Spindle-inspired Clear glass shades give dimension and character to these traditional pendant lights. Paired with Edison-style bulbs, this mini pendant is a period-inspired classic to complement a wide range of décor from Colonial to nautical to rich, European inspired settings. Available in two sizes and two hardware finishes, Oil Rubbed Bronze and Satin Nickel, Doyle mini pendants may be installed as single pendants or clustered in multiples using a Feiss Multi-Port canopy, which would be an ideal installation used for entry lighting, dining room lighting, living room lighting or kitchen lighting over a table. | LINE VOLTAGE PENDANT | Doyle | Pendants | Oil Rubbed Bronze | ORB | Steel | Clear Glass | D:7" H:13" |  |  | 1 Medium ST19 75w |  | 1 | No | [14 empty] | 0 | [12 empty] | 72.98 | 145.96 | 218.94 | D:7'' H:13 1/2'' O:194 1/2'' | 4.62 | 7 |  |  | 13.5 | Set Screw(s) |  |  | 194.5 |  |  |  | No |  | No | [20 empty] | D:5'' H:1'' Round |  |  |  |  | 180 | Silver Braided |  |  | Hardwired | 0 | 0 | 0 | 0 | 1 | 0 | 0 | 1 | 0 | 0 | 0 | 014817569988 | 18 | 11.75 | 11 | 5.6 | 1.346 | 175 | Yes | [9 empty] | cETL Damp | DOLYE 1L MINI-PEND-ORB | One Light Mini-Pendant |  | P1441ORB.jpg | P1441ORB.jpg
P1441SN | One Light Mini-Pendant | The Doyle one-light mini pendant springs to life with the fine artistry and technique of hand-blown glass. Spindle-inspired Clear glass shades give dimension and character to these traditional pendant lights. Paired with Edison-style bulbs, this mini pendant is a period-inspired classic to complement a wide range of décor from Colonial to nautical to rich, European inspired settings. Available in two sizes and two hardware finishes, Oil Rubbed Bronze and Satin Nickel, Doyle mini pendants may be installed as single pendants or clustered in multiples using a Feiss Multi-Port canopy, which would be an ideal installation used for entry lighting, dining room lighting, living room lighting or kitchen lighting over a table. | LINE VOLTAGE PENDANT | Doyle | Pendants | Satin Nickel | SN | Steel | Clear Glass | D:7" H:13" |  |  | 1 Medium ST19 75w |  | 1 | No | [14 empty] | 0 | [12 empty] | 72.98 | 145.96 | 218.94 | D:7'' H:13 1/2'' O:194 1/2'' | 4.62 | 7 |  |  | 13.5 | Set Screw(s) |  |  | 194.5 |  |  |  | No |  | No | [20 empty] | D:5'' H:1'' Round |  |  |  |  | 180 | Silver Braided |  |  | Hardwired | 0 | 0 | 0 | 0 | 1 | 0 | 0 | 1 | 0 | 0 | 0 | 014817569971 | 18 | 11.75 | 11 | 5.6 | 1.346 | 175 | Yes | [9 empty] | cETL Damp | DOLYE 1L MINI-PEND-SN | One Light Mini-Pendant |  | P1441SN.jpg | P1441SN.jpg
P1461ORB | One Light Pendant | Taking inspiration from the generous vessel and slender neck of a vintage glass jug, the pendants of the Baylor Collection make their presence known in an understated way, with an eye-catching yet simple silhouette and a classic Clear Seeded glass shade. Baylor pendants are available in two hardware finish options, either Satin Nickel or Oil Rubbed Bronze. Both fixtures have a Clear Seeded glass shade. Exposed lamping (sold separately) gives a slightly rustic, industrial feel. Baylor pendants measure 12" at their widest point, and are 17" high. | LINE VOLTAGE PENDANT | Baylor | Pendants | Oil Rubbed Bronze | ORB | Steel | Clear Seeded Glass | D:12" H:16" |  |  | 1 Medium ST19 60w |  | 1 | No | [14 empty] | 0 | [12 empty] | 89.98 | 179.96 | 269.94 | D:12'' H:17 1/4'' O:62 3/4'' | 7.3 | 12 |  |  | 17.25 | Screw Collar - Stem |  |  | 62.75 | 20.75 - 62.75 |  |  | No |  | No | [20 empty] | D:5'' H:1 1/8'' Round |  |  |  |  | 180 | Black |  |  | Hardwired | 0 | 0 | 0 | 0 | 1 | 0 | 0 | 1 | 0 | 0 | 0 | 014817574180 | 19.5 | 14.75 | 14.75 | 9.6 | 2.455 | 250 | Yes | [9 empty] | cETL Damp | BAYLOR 1L PEND-ORB | One Light Pendant |  | P1461ORB.jpg | P1461ORB.jpg
P1461SN | One Light Pendant | Taking inspiration from the generous vessel and slender neck of a vintage glass jug, the pendants of the Baylor Collection make their presence known in an understated way, with an eye-catching yet simple silhouette and a classic Clear Seeded glass shade. Baylor pendants are available in two hardware finish options, either Satin Nickel or Oil Rubbed Bronze. Both fixtures have a Clear Seeded glass shade. Exposed lamping (sold separately) gives a slightly rustic, industrial feel. Baylor pendants measure 12" at their widest point, and are 17" high. | LINE VOLTAGE PENDANT | Baylor | Pendants | Satin Nickel | SN | Steel | Clear Seeded Glass | D:12" H:16" |  |  | 1 Medium ST19 60w |  | 1 | No | [14 empty] | 0 | [12 empty] | 89.98 | 179.96 | 269.94 | D:12'' H:17 1/4'' O:62 3/4'' | 7.3 | 12 |  |  | 17.25 | Screw Collar - Stem |  |  | 62.75 |  |  |  | No |  | No | [20 empty] | D:5'' H:1 1/8'' Round |  |  |  |  | 180 | Clear |  |  | Hardwired | 0 | 0 | 0 | 0 | 1 | 0 | 0 | 1 | 0 | 0 | 0 | 014817574173 | 19.5 | 14.75 | 14.75 | 9.6 | 2.455 | 250 | Yes | [9 empty] | cETL Damp | BAYLOR 1L PEND-SN | One Light Pendant |  | P1461SN.jpg | P1461SN.jpg
P1483CH | One Light Pendant | Zola pendants were inspired by the soft turning details on farmhouse furniture. A single lamp suspends downward from the center of the Clear Glass shade, becoming a central design element of the fixture. Zola is available in three finish options: Satin Nickel, Chrome and Oil Rubbed Bronze. | LINE VOLTAGE PENDANT | Zola | Pendants | Chrome | CH | Steel | Clear Glass | D:13" H:15.25" |  |  | 1 Medium A19 60w |  | 1 | No | [14 empty] | 0 | [12 empty] | 107.98 | 215.96 | 323.94 | D:13'' H:16 7/8'' | 2.65 | 13 |  |  | 16.875 | Screw Collar - Stem |  |  |  | 26.625 - 62.625 |  |  | No |  | No | [20 empty] | D:5'' H:1 1/8'' Round |  |  |  |  | 180 | Clear Silver |  |  | Hardwired | 0 | 0 | 0 | 0 | 1 | 0 | 0 | 1 | 0 | 0 | 0 | 014817581331 | 20 | 16.25 | 16 | 10.3 | 3.009 | 250 | Yes | [9 empty] | cETL Damp | ZOLA 1L PENDANT-CH | One Light Pendant |  | P1483CH.jpg | P1483CH.jpg
P1483ORB | One Light Pendant | Zola pendants were inspired by the soft turning details on farmhouse furniture. A single lamp suspends downward from the center of the Clear Glass shade, becoming a central design element of the fixture. Zola is available in three finish options: Satin Nickel, Chrome and Oil Rubbed Bronze. | LINE VOLTAGE PENDANT | Zola | Pendants | Oil Rubbed Bronze | ORB | Steel | Clear Glass | D:13" H:15.25" |  |  | 1 Medium A19 60w |  | 1 | No | [14 empty] | 0 | [12 empty] | 107.98 | 215.96 | 323.94 | D:13'' H:16 7/8'' | 2.65 | 13 |  |  | 16.875 | Screw Collar - Stem |  |  |  | 26.625 - 62.625 |  |  | No |  | No | [20 empty] | D:5'' H:1 1/8'' Round |  |  |  |  | 180 | Brown |  |  | Hardwired | 0 | 0 | 0 | 0 | 1 | 0 | 0 | 1 | 0 | 0 | 0 | 014817581348 | 20 | 16.25 | 16 | 9.9 | 3.009 | 250 | Yes | [9 empty] | cETL Damp | ZOLA 1L PENDANT-ORB | One Light Pendant |  | P1483ORB.jpg | P1483ORB.jpg
P1483SN | One Light Pendant | Zola pendants were inspired by the soft turning details on farmhouse furniture. A single lamp suspends downward from the center of the Clear Glass shade, becoming a central design element of the fixture. Zola is available in three finish options: Satin Nickel, Chrome and Oil Rubbed Bronze. | LINE VOLTAGE PENDANT | Zola | Pendants | Satin Nickel | SN | Steel | Clear Glass | D:13" H:15.25" |  |  | 1 Medium A19 60w |  | 1 | No | [14 empty] | 0 | [12 empty] | 107.98 | 215.96 | 323.94 | D:13'' H:16 7/8'' | 2.65 | 13 |  |  | 16.875 | Screw Collar - Stem | [6 empty] | No |  | No | [20 empty] | D:5'' H:1 1/8'' Round |  |  |  |  | 180 | Clear Silver |  |  | Hardwired | 0 | 0 | 0 | 0 | 1 | 0 | 0 | 1 | 0 | 0 | 0 | 014817581324 | 20 | 16.25 | 16 | 9.9 | 3.009 | 250 | Yes | [9 empty] | cETL Damp | ZOLA 1L PENDANT-SN | One Light Pendant |  | P1483SN.jpg | P1483SN.jpg
P1484CH | One Light Pendant | Marino features a thick Clear Glass shade with a single lamp suspending downward from the center. The elegant turning detail at the top of the body compliments spaces ranging from traditional to modern. Marino is offered in three distinct finish options: Satin Nickel, Chrome and Oil Rubbed Bronze. | LINE VOLTAGE PENDANT | Marino | Pendants | Chrome | CH | Steel | Clear Glass | D:9.25" H:14.75" |  |  | 1 Medium ST19 60w |  | 1 | No | [14 empty] | 0 | [12 empty] | 59.98 | 119.96 | 179.94 | D:9 1/4'' H:16 1/4'' O:62 1/8'' | 2.25 | 9.25 |  |  | 16.25 | Screw Collar - Stem |  |  | 62.125 |  |  |  | No |  | No | [20 empty] | D:5'' H:7/8'' Round |  |  |  |  | 180 | Clear Silver |  |  | Hardwired | 0 | 0 | 0 | 0 | 1 | 0 | 0 | 1 | 0 | 0 | 0 | 014817581362 | 19.25 | 12.25 | 12 | 7.8 | 1.638 | 175 | Yes | [9 empty] | cETL Damp | MARINO 1L PENDANT-CH | One Light Pendant |  | P1484CH.jpg | P1484CH.jpg
P1484ORB | One Light Pendant | Marino features a thick Clear Glass shade with a single lamp suspending downward from the center. The elegant turning detail at the top of the body compliments spaces ranging from traditional to modern. Marino is offered in three distinct finish options: Satin Nickel, Chrome and Oil Rubbed Bronze. | LINE VOLTAGE PENDANT | Marino | Pendants | Oil Rubbed Bronze | ORB | Steel | Clear Glass | D:9.25" H:14.75" |  |  | 1 Medium ST19 60w |  | 1 | No | [14 empty] | 0 | [12 empty] | 59.98 | 119.96 | 179.94 | D:9 1/4'' H:16 1/4'' O:62 1/8'' | 2.25 | 9.25 |  |  | 16.25 | Screw Collar - Stem |  |  | 62.125 |  |  |  | No |  | No | [20 empty] | D:5'' H:7/8'' Round |  |  |  |  | 180 | Brown |  |  | Hardwired | 0 | 0 | 0 | 0 | 1 | 0 | 0 | 1 | 0 | 0 | 0 | 014817581379 | 19.25 | 12.25 | 12 | 7.2 | 1.638 | 175 | Yes | [9 empty] | cETL Damp | MARINO 1L PENDANT-ORB | One Light Pendant |  | P1484ORB.jpg | P1484ORB.jpg
P1484SN | One Light Pendant | Marino features a thick Clear Glass shade with a single lamp suspending downward from the center. The elegant turning detail at the top of the body compliments spaces ranging from traditional to modern. Marino is offered in three distinct finish options: Satin Nickel, Chrome and Oil Rubbed Bronze. | LINE VOLTAGE PENDANT | Marino | Pendants | Satin Nickel | SN | Steel | Clear Glass | D:9.25" H:14.75" |  |  | 1 Medium ST19 60w |  | 1 | No | [14 empty] | 0 | [12 empty] | 59.98 | 119.96 | 179.94 | D:9 1/4'' H:16 1/4'' O:62 1/8'' | 2.25 | 9.25 |  |  | 16.25 | Screw Collar - Stem |  |  | 62.125 | 26.125 - 62.125 |  |  | No |  | No | [20 empty] | D:5'' H:7/8'' Round |  |  |  |  | 180 | Clear Silver |  |  | Hardwired | 0 | 0 | 0 | 0 | 1 | 0 | 0 | 1 | 0 | 0 | 0 | 014817581355 | 19.25 | 12.25 | 12 | 7.2 | 1.638 | 175 | Yes | [9 empty] | cETL Damp | MARINO 1L PENDANT-SN | One Light Pendant |  | P1484SN.jpg | P1484SN.jpg
P93409-15 | Egg Crate Face Plate White |  | OUTDOOR | LED Step Lights |  | White | 15 | [7 empty] | 0 | No | [14 empty] | 0 | [12 empty] | 9.7 | 19.4 | 29.1 | [13 empty] | No |  | No | [30 empty] | 0 | 0 | 0 | 0 | 0 | 0 | 1 | 0 | 0 | 0 | 0 | 785652102530 | 5.25 | 4 | 1.5 | 0.4 | 0.018 | 65 | Yes | 6 | 10785652102537 | [8 empty] | Egg Crate Face Plate White |  |  | P93409-15.jpg | P93409.jpg
P93409-171 | Egg Crate Face Plate Antique Bronze |  | OUTDOOR | LED Step Lights |  | Painted Antique Bronze | 171 | [7 empty] | 0 | No | [14 empty] | 0 | [12 empty] | 8.85 | 17.7 | 26.55 | [13 empty] | No |  | No | [30 empty] | 0 | 0 | 0 | 0 | 0 | 0 | 1 | 0 | 0 | 0 | 0 | 785652102547 | 5.25 | 4 | 1.5 | 0.4 | 0.018 | 65 | Yes | 6 | 10785652102544 | [8 empty] | Egg Crate Face Plate Antq Brz |  |  | P93409-171.jpg | P93409.jpg
P94403-15 | LED BRICK HORZ TARPA-15 |  | OUTDOOR | LED Brick Lights |  | White | 15 | Aluminum | [6 empty] | 1 | No | [5 empty] | 19 - Integrated | MODS - Modules |  |  |  | LED |  |  |  | 0 | [12 empty] | 12 | 24 | 36 | W:3 3/8'' H:1'' E:8 1/2'' |  |  |  | 3.375 | 1 | [5 empty] | 8.5 |  | No |  | No | [30 empty] | 0 | 0 | 0 | 0 | 0 | 0 | 0 | 0 | 0 | 0 | 0 | 785652112195 | 9 | 3.75 | 1.5 | 0.4 | 0.029 | 85 | Yes | 12 | 10785652112192 | 9.25 | 8 | 9.75 | 5.1 | 0.418 | Yes |  |  | LED BRICK HORZ TARPA-15 |  |  | P94403-15.jpg | P94403.jpg
S9188 | 7W PAR20 LED AMBER TURTLE BULB | Until now, the easiest way to convert lighting fixtures to an energy efficient solution has been to swap out old incandescent lamps for compact fluorescents (CFLs). With the rapid innovation of technology, LED lamps have surpassed CFLs in efficiency and performance features. Unlike most CFLs, LEDs provide light that looks, feels and dims like incandescent while still reducing energy costs by up to 85%. Couple that with a lamp life span of up to 15,000 hours and it’s easy to see why LEDs are invading homes. Sea Gull Lighting’s line of LED lamps match to 85% of our lighting fixtures, including recessed and enclosed luminaires, giving customers an easy and highly efficient way to “go green” with LED. | LIGHT BULB | LED Lamp | Light Bulbs | Undefined | [8 empty] | 0 | No | 340 |  |  | 7 | 120 | 19 - Medium | 1 - PAR20 | 40 |  |  | LED | 7 | 7 | 25000 | 0 | [12 empty] | 34.98 | 69.96 | 104.94 | D:2 1/2'' L:3 1/4'' |  | 2.5 | 3.25 | [9 empty] | No |  | No | [30 empty] | 0 | 0 | 0 | 0 | 0 | 0 | 0 | 0 | 0 | 0 | 0 | 045923091889 | 2.58 | 2.58 | 3.58 | 0.3 | 0.014 | 70 | Yes | 24 | 10045923091886 | 12 | 9 | 8.75 | 7.9 | 0.547 | Yes | C-UL-US Damp |  | 7W PAR20 LED AMBER TURTLE BULB | 7W PAR20 LED AMBER TURTLE BULB |  | S9188.jpg | S9188.jpg
SF220WAL | Three Light Semi-Flush Mount | The casual iron Drawing Room lighting collection has traditional Edwardian style. The overlapping arch and fluted detailing is found both in the pressed glass bowls and the die cast aluminum fitters. The fretwork elements draw on traditional British architectural themes. | CEILING | Drawing Room | Ceiling Lights | Walnut | WAL | Steel | Amber Snow Scavo Glass | D:12.25" H:5.5" |  |  | 3 Medium A19 100w |  | 3 | No | [14 empty] | 0 | [12 empty] | 167.95 | 335.9 | 503.85 | D:15 1/2'' H:14 1/2'' | 10.7 | 15.5 |  |  | 14.5 | Cap Nuts | [6 empty] | No |  | No | [20 empty] | D:5'' H:1 7/8'' Round |  |  |  |  | 8 | Black/White |  |  | Hardwired | 0 | 0 | 0 | 0 | 1 | 0 | 0 | 1 | 0 | 0 | 0 | 014817299496 | 16 | 9 | 15.65 | 11 | 1.304 | 100 | Yes | [8 empty] | UL Dry | cUL Dry | DRAWING ROOM 3L SEMI-FLUSH-WAL | Three Light Semi-Flush Mount |  | SF220WAL.jpg
SF238WAL | Two Light Small Semi-Flush Mount | The casual iron Drawing Room lighting collection has traditional Edwardian style. The overlapping arch and fluted detailing is found both in the pressed glass bowls and the die cast aluminum fitters. The fretwork elements draw on traditional British architectural themes. | CEILING | Drawing Room | Ceiling Lights | Walnut | WAL | Resin / Steel | Amber Snow Scavo Glass | D:11.25" H:3.5" |  |  | 2 Medium A19 100w |  | 2 | No | [14 empty] | 0 | [12 empty] | 83.95 | 167.9 | 251.85 | D:14 1/2'' H:11 1/2'' | 5.9 | 14.5 |  |  | 11.5 | Cap Nuts | [6 empty] | No |  | No | [20 empty] | D:6'' H:1 3/8'' Round |  |  |  |  | 8 | Black/White |  |  | Hardwired | 0 | 0 | 0 | 0 | 1 | 0 | 0 | 1 | 0 | 0 | 0 | 014817319002 | 16.25 | 16.25 | 10.25 | 9.53 | 1.566 | 125 | Yes | [8 empty] | UL Dry | cUL Dry | DRAWING ROOM 2L SM SEMI-FLUSH-WAL | Two Light Small Semi-Flush Mount |  | SF238WAL.jpg
SF239WAL | Two Light Medium Semi-Flush Mount | The casual iron Drawing Room lighting collection has traditional Edwardian style. The overlapping arch and fluted detailing is found both in the pressed glass bowls and the die cast aluminum fitters. The fretwork elements draw on traditional British architectural themes. | CEILING | Drawing Room | Ceiling Lights | Walnut | WAL | Resin / Steel | Amber Snow Scavo Glass | D:13" H:4.5" |  |  | 2 Medium A19 100w |  | 2 | No | [14 empty] | 0 | [12 empty] | 117.45 | 234.9 | 352.35 | D:17 1/4'' H:13 1/2'' | 7 | 17.25 |  |  | 13.5 | Cap Nuts | [6 empty] | No |  | No | [20 empty] | D:6'' H:1 3/8'' Round |  |  |  |  | 8 | Black/White |  |  | Hardwired | 0 | 0 | 0 | 0 | 1 | 0 | 0 | 1 | 0 | 0 | 0 | 014817319019 | 18.5 | 18.5 | 10.25 | 10.6 | 2.03 | 175 | Yes | [8 empty] | UL Dry | cUL Dry | DRAWING ROOM 2L MD SEMI-FLUSH-WAL | Two Light Medium Semi-Flush Mount |  | SF239WAL.jpg
SF240BS | Two Light Semi-Flush Mount | Barrington conveys simple refinement with flair. The Opal Etched glass shades create a warm, soft glow, and the subtle details found in the body construction add visual interest without upstaging the surrounding décor. The Barrington wall sconces are ADA compliant. | CEILING | Barrington | Ceiling Lights | Brushed Steel | BS | Steel | White Opal Etched Glass | D:13" H:3.75" |  |  | 2 Medium A19 60w |  | 2 | No | [14 empty] | 0 | [12 empty] | 46.48 | 92.96 | 139.44 | D:13'' H:7 1/2'' | 5.8 | 13 |  |  | 7.5 | Cap Nuts | [6 empty] | No |  | No | [20 empty] | D:5 1/2'' H:1 1/4'' Round |  |  |  |  | 8 | Black/White |  |  | Hardwired | 0 | 0 | 0 | 0 | 1 | 0 | 0 | 1 | 0 | 0 | 0 | 014817330762 | 16 | 15.75 | 8.75 | 8.03 | 1.276 | 125 | Yes | [8 empty] | UL Dry | cUL Dry | BARRINGTON 2L SEMI-FLUSH-BS | Two Light Semi-Flush Mount |  | SF240-BS.jpg
SF240EN3/BS | Two Light Semi-Flush Mount | Barrington conveys simple refinement with flair. The Opal Etched glass shades create a warm, soft glow, and the subtle details found in the body construction add visual interest without upstaging the surrounding décor. The Barrington wall sconces are ADA compliant. | CEILING | Barrington | Ceiling Lights | Brushed Steel | BS | Steel | White Opal Etched Glass | D:13" H:3.75" |  |  | 2 Medium A19 9.3w |  | 2 | Yes | [14 empty] | 0 | [12 empty] | 54.45 | 108.9 | 163.35 | D:13'' H:7 1/2'' | 5.8 | 13 |  |  | 7.5 | Cap Nuts | [6 empty] | No |  | No | [20 empty] | D:5 1/2'' H:1 1/4'' Round |  |  |  |  | 8 | Black/White |  |  | Hardwired | 0 | 0 | 0 | 1 | 1 | 0 | 0 | 0 | 0 | 0 | 0 | 785652083938 | 16 | 15.75 | 8.75 | 8.03 | 1.276 | 125 | Yes | [8 empty] | UL Dry | cUL Dry | BARRINGTON 2L SEMI-FLUSH-BS | Two Light Semi-Flush Mount |  | SF240-BS.jpg | SF240EN3.jpg
SF240EN3/ORB | Two Light Semi-Flush Mount | Barrington conveys simple refinement with flair. The Opal Etched glass shades create a warm, soft glow, and the subtle details found in the body construction add visual interest without upstaging the surrounding décor. The Barrington wall sconces are ADA compliant. | CEILING | Barrington | Ceiling Lights | Oil Rubbed Bronze | ORB | Steel | White Opal Etched Glass | D:13" H:3.75" |  |  | 2 Medium A19 9.3w |  | 2 | Yes | [14 empty] | 0 | [12 empty] | 54.45 | 108.9 | 163.35 | D:13'' H:7 1/2'' | 5.8 | 13 |  |  | 7.5 | Cap Nuts | [6 empty] | No |  | No | [20 empty] | D:5 1/2'' H:1 1/4'' Round |  |  |  |  | 8 | Black/White |  |  | Hardwired | 0 | 0 | 0 | 1 | 1 | 0 | 0 | 0 | 0 | 0 | 0 | 785652083945 | 16 | 15.75 | 8.75 | 8.03 | 1.276 | 125 | Yes | [8 empty] | UL Dry | cUL Dry | BARRINGTON 2L SEMI-FLUSH-ORB | Two Light Semi-Flush Mount |  | SF240-ORB.jpg | SF240EN3.jpg
SF240ORB | Two Light Semi-Flush Mount | Barrington conveys simple refinement with flair. The Opal Etched glass shades create a warm, soft glow, and the subtle details found in the body construction add visual interest without upstaging the surrounding décor. The Barrington wall sconces are ADA compliant. | CEILING | Barrington | Ceiling Lights | Oil Rubbed Bronze | ORB | Steel | White Opal Etched Glass | D:13" H:3.75" |  |  | 2 Medium A19 60w |  | 2 | No | [14 empty] | 0 | [12 empty] | 46.48 | 92.96 | 139.44 | D:13'' H:7 1/2'' | 5.8 | 13 |  |  | 7.5 | Cap Nuts | [6 empty] | No |  | No | [20 empty] | D:5 1/2'' H:1 1/4'' Round |  |  |  |  | 8 | Black/White |  |  | Hardwired | 0 | 0 | 0 | 0 | 1 | 0 | 0 | 1 | 0 | 0 | 0 | 014817330779 | 16 | 15.75 | 8.75 | 6.8 | 1.276 | 175 | Yes | [8 empty] | UL Dry | cUL Dry | BARRINGTON 2L SEMI-FLUSH-ORB | Two Light Semi-Flush Mount |  | SF240-ORB.jpg
SF241BS | Two Light Semi-Flush Mount | Barrington conveys simple refinement with flair. The Opal Etched glass shades create a warm, soft glow, and the subtle details found in the body construction add visual interest without upstaging the surrounding décor. The Barrington wall sconces are ADA compliant. | CEILING | Barrington | Ceiling Lights | Brushed Steel | BS | Steel | White Opal Etched Glass | D:15" H:3.75" |  |  | 2 Medium A19 100w |  | 2 | No | [14 empty] | 0 | [12 empty] | 74.98 | 149.96 | 224.94 | D:15'' H:11 1/2'' | 8.9 | 15 |  |  | 11.5 | Cap Nuts | [6 empty] | No |  | No | [20 empty] | D:5 1/2'' H:1 1/4'' Round |  |  |  |  | 8 | Black/White |  |  | Hardwired | 0 | 0 | 0 | 0 | 1 | 0 | 0 | 1 | 0 | 0 | 0 | 014817330786 | 18 | 18 | 9 | 10.82 | 1.688 | 125 | Yes | [8 empty] | UL Dry | cUL Dry | BARRINGTON 2L SEMI-FLUSH-BS | Two Light Semi-Flush Mount |  | SF241-BS.jpg
SF241EN3/BS | Two Light Semi-Flush Mount | Barrington conveys simple refinement with flair. The Opal Etched glass shades create a warm, soft glow, and the subtle details found in the body construction add visual interest without upstaging the surrounding décor. The Barrington wall sconces are ADA compliant. | CEILING | Barrington | Ceiling Lights | Brushed Steel | BS | Steel | White Opal Etched Glass | D:15" H:3.75" |  |  | 2 Medium A19 9.3w |  | 2 | Yes | [14 empty] | 0 | [12 empty] | 82.45 | 164.9 | 247.35 | D:15'' H:11 1/2'' | 8.9 | 15 |  |  | 11.5 | Cap Nuts | [6 empty] | No |  | No | [20 empty] | D:5 1/2'' H:1 1/4'' Round |  |  |  |  | 8 | Black/White |  |  | Hardwired | 0 | 0 | 0 | 1 | 1 | 0 | 0 | 0 | 0 | 0 | 0 | 785652083952 | 18 | 18 | 9 | 10.82 | 1.688 | 125 | Yes | [8 empty] | UL Dry | cUL Dry | BARRINGTON 2L SEMI-FLUSH-BS | Two Light Semi-Flush Mount |  | SF241-BS.jpg | SF241EN3.jpg
SF241EN3/ORB | Two Light Semi-Flush Mount | Barrington conveys simple refinement with flair. The Opal Etched glass shades create a warm, soft glow, and the subtle details found in the body construction add visual interest without upstaging the surrounding décor. The Barrington wall sconces are ADA compliant. | CEILING | Barrington | Ceiling Lights | Oil Rubbed Bronze | ORB | Steel | White Opal Etched Glass | D:15" H:3.75" |  |  | 2 Medium A19 9.3w |  | 2 | Yes | [14 empty] | 0 | [12 empty] | 82.45 | 164.9 | 247.35 | D:15'' H:11 1/2'' | 8.9 | 15 |  |  | 11.5 | Cap Nuts | [6 empty] | No |  | No | [20 empty] | D:5 1/2'' H:1 1/4'' Round |  |  |  |  | 8 | Black/White |  |  | Hardwired | 0 | 0 | 0 | 1 | 1 | 0 | 0 | 0 | 0 | 0 | 0 | 785652083969 | 18 | 18 | 9 | 10.82 | 1.688 | 125 | Yes | [8 empty] | UL Dry | cUL Dry | BARRINGTON 2L SEMI-FLUSH-ORB | Two Light Semi-Flush Mount |  | SF241-ORB.jpg | SF241EN3.jpg
SF241ORB | Two Light Semi-Flush Mount | Barrington conveys simple refinement with flair. The Opal Etched glass shades create a warm, soft glow, and the subtle details found in the body construction add visual interest without upstaging the surrounding décor. The Barrington wall sconces are ADA compliant. | CEILING | Barrington | Ceiling Lights | Oil Rubbed Bronze | ORB | Steel | White Opal Etched Glass | D:15" H:3.75" |  |  | 2 Medium A19 100w |  | 2 | No | [14 empty] | 0 | [12 empty] | 74.98 | 149.96 | 224.94 | D:15'' H:11 1/2'' | 8.9 | 15 |  |  | 11.5 | Cap Nuts | [6 empty] | No |  | No | [20 empty] | D:5 1/2'' H:1 1/4'' Round |  |  |  |  | 8 | Black/White |  |  | Hardwired | 0 | 0 | 0 | 0 | 1 | 0 | 0 | 1 | 0 | 0 | 0 | 014817330793 | 17.5 | 17.25 | 6.25 | 6.8 | 1.092 | 125 | Yes | [8 empty] | UL Dry | cUL Dry | BARRINGTON 2L SEMI-FLUSH-ORB | Two Light Semi-Flush Mount |  | SF241-ORB.jpg
SF251BS | Two Light Semi-Flush Mount | Whether your decorating theme is traditional or contemporary, there is a place for this unique and stunning Casual Luxury chandelier and vanity lights. The organza shades and dark bronze or brushed steel plated finishes demand attention to the fine details of these fixtures. The wall brackets and sconces have a dual back plate for a dimensional design accent, and spun metal trim rings at the top and bottom of the shade lend a finishing touch. All of the shades on these wonderful fixtures are enclosed at the bottom for a lovely casting of light. | CEILING | Casual Luxury | Ceiling Lights | Brushed Steel | BS | Steel | Silver Organza Fabric | D:12.625" H:4.875" |  |  | 2 Medium A19 100w |  | 2 | No | [14 empty] | 0 | [12 empty] | 124.98 | 249.96 | 374.94 | D:13'' H:9 1/8'' | 3.96 | 13 |  |  | 9.125 | Double Cap Nuts | [6 empty] | No |  | No | [20 empty] | D:5 1/2'' H:1'' Round |  |  |  |  | 8 | Black/White |  |  | Hardwired | 0 | 0 | 0 | 0 | 1 | 0 | 0 | 1 | 0 | 0 | 0 | 014817393255 | 12.5 | 16.5 | 16.5 | 8 | 1.969 | 175 | Yes | [8 empty] | UL Damp | cUL Damp | CASUAL LUXURY 2L SEMI-FLUSH-BS | Two Light Semi-Flush Mount |  | SF251BS.jpg | SF251BS.jpg
SF251EN3/BS | Two Light Semi-Flush Mount | Whether your decorating theme is traditional or contemporary, there is a place for this unique and stunning Casual Luxury chandelier and vanity lights. The organza shades and dark bronze or brushed steel plated finishes demand attention to the fine details of these fixtures. The wall brackets and sconces have a dual back plate for a dimensional design accent, and spun metal trim rings at the top and bottom of the shade lend a finishing touch. All of the shades on these wonderful fixtures are enclosed at the bottom for a lovely casting of light. | CEILING | Casual Luxury | Ceiling Lights | Brushed Steel | BS | Steel | Silver Organza Fabric | D:12.625" H:4.875" |  |  | 2 Medium A19 9.3w |  | 2 | Yes | [14 empty] | 0 | [12 empty] | 133.45 | 266.9 | 400.35 | D:13'' H:9 1/8'' | 3.96 | 13 |  |  | 9.125 | Double Cap Nuts | [6 empty] | No |  | No | [20 empty] | D:5 1/2'' H:1'' Round |  |  |  |  | 8 | Black/White |  |  | Hardwired | 0 | 0 | 0 | 1 | 1 | 0 | 0 | 0 | 0 | 0 | 0 | 785652084201 | 12.5 | 16.5 | 16.5 | 8 | 1.969 | 175 | Yes | [8 empty] | UL Damp | cUL Damp | CASUAL LUXURY 2L SEMI-FLUSH-BS | Two Light Semi-Flush Mount |  | SF251EN3/BS.jpg | SF251EN3.jpg
SF254BS | Large Four Light Semi-Flush | Sunset Drive has textures and geometric shapes that harken back to the Hollywood Regency era while maintaining the heart of contemporary design. Cylindrical White Opal Etched glass shades with a hand-applied Striated Pearl finish combine with steel arms for a bold look. | CEILING | Sunset Drive | Ceiling Lights | Brushed Steel | BS | Steel | White Opal Etched Glass | D:22" H:5.625" |  |  | 4 Medium A19 100w |  | 4 | No | [14 empty] | 0 | [12 empty] | 285.98 | 571.96 | 857.94 | D:22'' H:13 1/4'' | 9 | 22 |  |  | 13.25 | Cap Nuts | [6 empty] | No |  | No | [20 empty] | D:5'' H:7/8'' Round |  |  |  |  | 8 | Black/White |  |  | Hardwired | 0 | 0 | 0 | 0 | 1 | 0 | 0 | 1 | 0 | 0 | 0 | 014817581010 | 26.5 | 26.25 | 15.5 | 17.8 | 6.24 | 250 | Yes | [9 empty] | cETL Damp | SUNSET DRIVE 4L SEMI-FLUSH-BS | Large Four Light Semi-Flush |  | SF254BS.jpg | SF254BS.jpg
SF254CH | Large Four Light Semi-Flush | Sunset Drive has textures and geometric shapes that harken back to the Hollywood Regency era while maintaining the heart of contemporary design. Cylindrical White Opal Etched glass shades with a hand-applied Striated Pearl finish combine with steel arms for a bold look. | CEILING | Sunset Drive | Ceiling Lights | Chrome | CH | Steel | White Opal Etched Glass | D:22" H:5.625" |  |  | 4 Medium A19 100w |  | 4 | No | [14 empty] | 0 | [12 empty] | 285.98 | 571.96 | 857.94 | D:22'' H:13 1/4'' | 9 | 22 |  |  | 13.25 | Cap Nuts | [6 empty] | No |  | No | [20 empty] | D:5'' H:7/8'' Round |  |  |  |  | 8 | Black/White |  |  | Hardwired | 0 | 0 | 0 | 0 | 1 | 0 | 0 | 1 | 0 | 0 | 0 | 014817581003 | 26.5 | 26.25 | 15.25 | 18.6 | 6.139 | 250 | Yes | [9 empty] | cETL Damp | SUNSET DRIVE 4L SEMI-FLUSH-CH | Large Four Light Semi-Flush |  | SF254CH.jpg | SF254CH.jpg
SF254EN3/BS | Large Four Light Semi-Flush | Sunset Drive has textures and geometric shapes that harken back to the Hollywood Regency era while maintaining the heart of contemporary design. Cylindrical White Opal Etched glass shades with a hand-applied Striated Pearl finish combine with steel arms for a bold look. | CEILING | Sunset Drive | Ceiling Lights | Brushed Steel | BS | Steel | White Opal Etched Glass | D:22" H:5.625" |  |  | 4 Medium A19 9.3w |  | 4 | Yes | [14 empty] | 0 | [12 empty] | 294.95 | 589.9 | 884.85 | D:22'' H:13 1/4'' | 9 | 22 |  |  | 13.25 | Cap Nuts | [6 empty] | No |  | No | [20 empty] | D:5'' H:7/8'' Round |  |  |  |  | 8 | Black/White |  |  | Hardwired | 0 | 0 | 0 | 1 | 1 | 0 | 0 | 0 | 0 | 0 | 0 | 785652084805 | 26.5 | 26.25 | 15.5 | 17.8 | 6.24 | 250 | Yes | [9 empty] | cETL Damp | SUNSET DRIVE 4L SEMI-FLUSH-BS | Large Four Light Semi-Flush |  | SF254EN3/BS.jpg | SF254EN3.jpg
SF254EN3/CH | Large Four Light Semi-Flush | Sunset Drive has textures and geometric shapes that harken back to the Hollywood Regency era while maintaining the heart of contemporary design. Cylindrical White Opal Etched glass shades with a hand-applied Striated Pearl finish combine with steel arms for a bold look. | CEILING | Sunset Drive | Ceiling Lights | Chrome | CH | Steel | White Opal Etched Glass | D:22" H:5.625" |  |  | 4 Medium A19 9.3w |  | 4 | Yes | [14 empty] | 0 | [12 empty] | 294.95 | 589.9 | 884.85 | D:22'' H:13 1/4'' | 9 | 22 |  |  | 13.25 | Cap Nuts | [6 empty] | No |  | No | [20 empty] | D:5'' H:7/8'' Round |  |  |  |  | 8 | Black/White |  |  | Hardwired | 0 | 0 | 0 | 1 | 1 | 0 | 0 | 0 | 0 | 0 | 0 | 785652084812 | 26.5 | 26.25 | 15.5 | 17.8 | 6.24 | 250 | Yes | [9 empty] | cETL Damp | SUNSET DRIVE 4L SEMI-FLUSH-CH | Large Four Light Semi-Flush |  | SF254EN3/CH.jpg | SF254EN3.jpg
SF254EN3/ORB | Large Four Light Semi-Flush | Sunset Drive has textures and geometric shapes that harken back to the Hollywood Regency era while maintaining the heart of contemporary design. Cylindrical White Opal Etched glass shades with a hand-applied Striated Pearl finish combine with steel arms for a bold look. | CEILING | Sunset Drive | Ceiling Lights | Oil Rubbed Bronze | ORB | Steel | White Opal Etched Glass | D:22" H:5.625" |  |  | 4 Medium A19 9.3w |  | 4 | Yes | [14 empty] | 0 | [12 empty] | 294.95 | 589.9 | 884.85 | D:22'' H:13 1/4'' | 9 | 22 |  |  | 13.25 | Cap Nuts | [6 empty] | No |  | No | [20 empty] | D:5'' H:7/8'' Round |  |  |  |  | 8 | Black/White |  |  | Hardwired | 0 | 0 | 0 | 1 | 1 | 0 | 0 | 0 | 0 | 0 | 0 | 785652084829 | 26.5 | 26.25 | 15.5 | 17.8 | 6.24 | 250 | Yes | [9 empty] | cETL Damp | SUNSET DRIVE 4L SEMI-FLUSH-ORB | Large Four Light Semi-Flush |  | SF254EN3/ORB.jpg | SF254EN3.jpg
SF254ORB | Large Four Light Semi-Flush | Sunset Drive has textures and geometric shapes that harken back to the Hollywood Regency era while maintaining the heart of contemporary design. Cylindrical White Opal Etched glass shades with a hand-applied Striated Pearl finish combine with steel arms for a bold look. | CEILING | Sunset Drive | Ceiling Lights | Oil Rubbed Bronze | ORB | Steel | White Opal Etched Glass | D:22" H:5.625" |  |  | 4 Medium A19 100w |  | 4 | No | [14 empty] | 0 | [12 empty] | 285.98 | 571.96 | 857.94 | D:22'' H:13 1/4'' | 9 | 22 |  |  | 13.25 | Cap Nuts | [6 empty] | No |  | No | [20 empty] | D:5'' H:7/8'' Round |  |  |  |  | 8 | Black/White |  |  | Hardwired | 0 | 0 | 0 | 0 | 1 | 0 | 0 | 1 | 0 | 0 | 0 | 014817581027 | 26.5 | 26.5 | 15.5 | 22.5 | 6.299 | 250 | Yes | [9 empty] | cETL Damp | SUNSET DRIVE 4L SEMI-FLUSH-ORB | Large Four Light Semi-Flush |  | SF254ORB.jpg | SF254ORB.jpg
SF258BS | Medium Three Light Semi-Flush | Sunset Drive has textures and geometric shapes that harken back to the Hollywood Regency era while maintaining the heart of contemporary design. Cylindrical White Opal Etched glass shades with a hand-applied Striated Pearl finish combine with steel arms for a bold look. | CEILING | Sunset Drive | Ceiling Lights | Brushed Steel | BS | Steel | White Opal Etched Glass | D:15.875" H:4" |  |  | 3 Medium A19 100w |  | 3 | No | [14 empty] | 0 | [12 empty] | 144.98 | 289.96 | 434.94 | D:16'' H:10 3/8'' | 8 | 16 |  |  | 10.375 | Cap Nuts | [6 empty] | No |  | No | [20 empty] | D:5'' H:7/8'' Round |  |  |  |  | 8 | Black/White |  |  | Hardwired | 0 | 0 | 0 | 0 | 1 | 0 | 0 | 1 | 0 | 0 | 0 | 014817580983 | 20 | 19.75 | 14 | 11.6 | 3.2 | 250 | Yes | [9 empty] | cETL Damp | SUNSET DRIVE 3L SEMI-FLUSH-BS | Medium Three Light Semi-Flush |  | SF258BS.jpg | SF258BS.jpg
SF258CH | Medium Three Light Semi-Flush | Sunset Drive has textures and geometric shapes that harken back to the Hollywood Regency era while maintaining the heart of contemporary design. Cylindrical White Opal Etched glass shades with a hand-applied Striated Pearl finish combine with steel arms for a bold look. | CEILING | Sunset Drive | Ceiling Lights | Chrome | CH | Steel | White Opal Etched Glass | D:15.875" H:4" |  |  | 3 Medium A19 100w |  | 3 | No | [14 empty] | 0 | [12 empty] | 144.98 | 289.96 | 434.94 | D:16'' H:10 3/8'' | 8 | 16 |  |  | 10.375 | Cap Nuts | [6 empty] | No |  | No | [20 empty] | D:5'' H:7/8'' Round |  |  |  |  | 8 | Black/White |  |  | Hardwired | 0 | 0 | 0 | 0 | 1 | 0 | 0 | 1 | 0 | 0 | 0 | 014817580976 | 20 | 19.5 | 13.25 | 11.7 | 2.99 | 250 | Yes | [9 empty] | cETL Damp | SUNSET DRIVE 3L SEMI-FLUSH-CH | Medium Three Light Semi-Flush |  | SF258CH.jpg | SF258CH.jpg
SF258EN3/BS | Medium Three Light Semi-Flush | Sunset Drive has textures and geometric shapes that harken back to the Hollywood Regency era while maintaining the heart of contemporary design. Cylindrical White Opal Etched glass shades with a hand-applied Striated Pearl finish combine with steel arms for a bold look. | CEILING | Sunset Drive | Ceiling Lights | Brushed Steel | BS | Steel | White Opal Etched Glass | D:15.875" H:4" |  |  | 3 Medium A19 9.3w |  | 3 | Yes | [14 empty] | 0 | [12 empty] | 154.95 | 309.9 | 464.85 | D:16'' H:10 3/8'' | 8 | 16 |  |  | 10.375 | Cap Nuts | [6 empty] | No |  | No | [20 empty] | D:5'' H:7/8'' Round |  |  |  |  | 8 | Black/White |  |  | Hardwired | 0 | 0 | 0 | 1 | 1 | 0 | 0 | 0 | 0 | 0 | 0 | 785652084836 | 20 | 19.75 | 14 | 11.6 | 3.2 | 250 | Yes | [9 empty] | cETL Damp | SUNSET DRIVE 3L SEMI-FLUSH-BS | Medium Three Light Semi-Flush |  | SF258EN3/BS.jpg | SF258EN3.jpg
SF258EN3/CH | Medium Three Light Semi-Flush | Sunset Drive has textures and geometric shapes that harken back to the Hollywood Regency era while maintaining the heart of contemporary design. Cylindrical White Opal Etched glass shades with a hand-applied Striated Pearl finish combine with steel arms for a bold look. | CEILING | Sunset Drive | Ceiling Lights | Chrome | CH | Steel | White Opal Etched Glass | D:15.875" H:4" |  |  | 3 Medium A19 9.3w |  | 3 | Yes | [14 empty] | 0 | [12 empty] | 154.95 | 309.9 | 464.85 | D:16'' H:10 3/8'' | 8 | 16 |  |  | 10.375 | Cap Nuts | [6 empty] | No |  | No | [20 empty] | D:5'' H:7/8'' Round |  |  |  |  | 8 | Black/White |  |  | Hardwired | 0 | 0 | 0 | 1 | 1 | 0 | 0 | 0 | 0 | 0 | 0 | 785652084850 | 20 | 19.75 | 14 | 11.6 | 3.2 | 250 | Yes | [9 empty] | cETL Damp | SUNSET DRIVE 3L SEMI-FLUSH-CH | Medium Three Light Semi-Flush |  | SF258EN3/CH.jpg | SF258EN3.jpg
SF258EN3/ORB | Medium Three Light Semi-Flush | Sunset Drive has textures and geometric shapes that harken back to the Hollywood Regency era while maintaining the heart of contemporary design. Cylindrical White Opal Etched glass shades with a hand-applied Striated Pearl finish combine with steel arms for a bold look. | CEILING | Sunset Drive | Ceiling Lights | Oil Rubbed Bronze | ORB | Steel | White Opal Etched Glass | D:15.875" H:4" |  |  | 3 Medium A19 9.3w |  | 3 | Yes | [14 empty] | 0 | [12 empty] | 154.95 | 309.9 | 464.85 | D:16'' H:10 3/8'' | 8 | 16 |  |  | 10.375 | Cap Nuts | [6 empty] | No |  | No | [20 empty] | D:5'' H:7/8'' Round |  |  |  |  | 8 | Black/White |  |  | Hardwired | 0 | 0 | 0 | 1 | 1 | 0 | 0 | 0 | 0 | 0 | 0 | 785652084867 | 20 | 19.75 | 14 | 11.6 | 3.2 | 250 | Yes | [9 empty] | cETL Damp | SUNSET DRIVE 3L SEMI-FLUSH-ORB | Medium Three Light Semi-Flush |  | SF258EN3/ORB.jpg | SF258EN3.jpg
SF258ORB | Medium Three Light Semi-Flush | Sunset Drive has textures and geometric shapes that harken back to the Hollywood Regency era while maintaining the heart of contemporary design. Cylindrical White Opal Etched glass shades with a hand-applied Striated Pearl finish combine with steel arms for a bold look. | CEILING | Sunset Drive | Ceiling Lights | Oil Rubbed Bronze | ORB | Steel | White Opal Etched Glass | D:15.875" H:4" |  |  | 3 Medium A19 100w |  | 3 | No | [14 empty] | 0 | [12 empty] | 144.98 | 289.96 | 434.94 | D:16'' H:10 3/8'' | 8 | 16 |  |  | 10.375 | Cap Nuts | [6 empty] | No |  | No | [20 empty] | D:5'' H:7/8'' Round |  |  |  |  | 8 | Black/White |  |  | Hardwired | 0 | 0 | 0 | 0 | 1 | 0 | 0 | 1 | 0 | 0 | 0 | 014817580990 | 20 | 19.5 | 12.75 | 11.8 | 2.878 | 175 | Yes | [9 empty] | cETL Damp | SUNSET DRIVE 3L SEMI-FLUSH-ORB | Medium Three Light Semi-Flush |  | SF258ORB.jpg | SF258ORB.jpg
SF259BS | Small Two Light Semi-Flush | Sunset Drive has textures and geometric shapes that harken back to the Hollywood Regency era while maintaining the heart of contemporary design. Cylindrical White Opal Etched glass shades with a hand-applied Striated Pearl finish combine with steel arms for a bold look. | CEILING | Sunset Drive | Ceiling Lights | Brushed Steel | BS | Steel | White Opal Etched Glass | D:12.75" H:3.5" |  |  | 2 Medium A19 100w |  | 2 | No | [14 empty] | 0 | [12 empty] | 116.48 | 232.96 | 349.44 | D:12 7/8'' H:7 1/2'' | 7 | 12.875 |  |  | 7.5 | Cap Nuts | [6 empty] | No |  | No | [20 empty] | D:5'' H:7/8'' Round |  |  |  |  | 8 | Black/White |  |  | Hardwired | 0 | 0 | 0 | 0 | 1 | 0 | 0 | 1 | 0 | 0 | 0 | 014817392685 | 15.5 | 15.5 | 10.25 | 10 | 1.425 | 125 | Yes | [8 empty] | UL Damp | cUL Damp | SUNSET DRIVE 2L SEMI-FLUSH-BS | Small Two Light Semi-Flush |  | SF259BS.jpg | SF259BS.jpg
SF259CB | Small Two Light Semi-Flush | Sunset Drive has textures and geometric shapes that harken back to the Hollywood Regency era while maintaining the heart of contemporary design. Cylindrical White Opal Etched glass shades with a hand-applied Striated Pearl finish combine with steel arms for a bold look. | CEILING | Sunset Drive | Ceiling Lights | Corinthian Bronze | CB | Steel | Striated Pearl Glass | D:12.75" H:3.5" |  |  | 2 Medium A19 100w |  | 2 | No | [14 empty] | 0 | [12 empty] | 116.48 | 232.96 | 349.44 | D:12 7/8'' H:7 1/2'' | 7 | 12.875 |  |  | 7.5 | Cap Nuts | [6 empty] | No |  | No | [20 empty] | D:5'' H:7/8'' Round |  |  |  |  | 8 | Black/White |  |  | Hardwired | 0 | 0 | 0 | 0 | 1 | 0 | 0 | 1 | 0 | 0 | 0 | 014817358070 | 16 | 16 | 7.5 | 7.81 | 1.111 | 125 | Yes | [8 empty] | UL Damp | cUL Damp | SUNSET DRIVE 2L SEMI-FLUSH-CB | Small Two Light Semi-Flush |  | SF259CB.jpg
SF259CH | Small Two Light Semi-Flush | Sunset Drive has textures and geometric shapes that harken back to the Hollywood Regency era while maintaining the heart of contemporary design. Cylindrical White Opal Etched glass shades with a hand-applied Striated Pearl finish combine with steel arms for a bold look. | CEILING | Sunset Drive | Ceiling Lights | Chrome | CH | Steel | White Opal Etched Glass | D:12.75" H:3.5" |  |  | 2 Medium A19 100w |  | 2 | No | [14 empty] | 0 | [12 empty] | 116.48 | 232.96 | 349.44 | D:12 7/8'' H:7 1/2'' | 7 | 12.875 |  |  | 7.5 | Cap Nuts | [6 empty] | No |  | No | [20 empty] | D:5'' H:7/8'' Round |  |  |  |  | 8 | Black/White |  |  | Hardwired | 0 | 0 | 0 | 0 | 1 | 0 | 0 | 1 | 0 | 0 | 0 | 014817580952 | 15.75 | 15.75 | 11 | 8.3 | 1.579 | 175 | Yes | [9 empty] | cETL Damp | SUNSET DRIVE 2L SEMI-FLUSH-CH | Small Two Light Semi-Flush |  | SF259CH.jpg | SF259CH.jpg
SF259EN3/BS | Small Two Light Semi-Flush | Sunset Drive has textures and geometric shapes that harken back to the Hollywood Regency era while maintaining the heart of contemporary design. Cylindrical White Opal Etched glass shades with a hand-applied Striated Pearl finish combine with steel arms for a bold look. | CEILING | Sunset Drive | Ceiling Lights | Brushed Steel | BS | Steel | White Opal Etched Glass | D:12.75" H:3.5" |  |  | 2 Medium A19 9.3w |  | 2 | Yes | [14 empty] | 0 | [12 empty] | 121.95 | 243.9 | 365.85 | D:12 7/8'' H:7 1/2'' | 7 | 12.875 |  |  | 7.5 | Cap Nuts | [6 empty] | No |  | No | [20 empty] | D:5'' H:7/8'' Round |  |  |  |  | 8 | Black/White |  |  | Hardwired | 0 | 0 | 0 | 1 | 1 | 0 | 0 | 0 | 0 | 0 | 0 | 785652084874 | 15.5 | 15.5 | 10.25 | 10 | 1.425 | 125 | Yes | [8 empty] | UL Damp | cUL Damp | SUNSET DRIVE 2L SEMI-FLUSH-BS | Small Two Light Semi-Flush |  | SF259EN3/BS.jpg | SF259EN3.jpg
SF259EN3/CB | Small Two Light Semi-Flush | Sunset Drive has textures and geometric shapes that harken back to the Hollywood Regency era while maintaining the heart of contemporary design. Cylindrical White Opal Etched glass shades with a hand-applied Striated Pearl finish combine with steel arms for a bold look. | CEILING | Sunset Drive | Ceiling Lights | Corinthian Bronze | CB | Steel | Striated Pearl Glass | D:12.75" H:3.5" |  |  | 2 Medium A19 9.3w |  | 2 | Yes | [14 empty] | 0 | [12 empty] | 121.95 | 243.9 | 365.85 | D:12 7/8'' H:7 1/2'' | 7 | 12.875 |  |  | 7.5 | Cap Nuts | [6 empty] | No |  | No | [20 empty] | D:5'' H:7/8'' Round |  |  |  |  | 8 | Black/White |  |  | Hardwired | 0 | 0 | 0 | 1 | 1 | 0 | 0 | 0 | 0 | 0 | 0 | 785652084881 | 15.5 | 15.5 | 10.25 | 10 | 1.425 | 125 | Yes | [8 empty] | UL Damp | cUL Damp | SUNSET DRIVE 2L SEMI-FLUSH-CB | Small Two Light Semi-Flush |  | SF259EN3/CB.jpg | SF259EN3.jpg
SF259EN3/CH | Small Two Light Semi-Flush | Sunset Drive has textures and geometric shapes that harken back to the Hollywood Regency era while maintaining the heart of contemporary design. Cylindrical White Opal Etched glass shades with a hand-applied Striated Pearl finish combine with steel arms for a bold look. | CEILING | Sunset Drive | Ceiling Lights | Chrome | CH | Steel | White Opal Etched Glass | D:12.75" H:3.5" |  |  | 2 Medium A19 9.3w |  | 2 | Yes | [14 empty] | 0 | [12 empty] | 121.95 | 243.9 | 365.85 | D:12 7/8'' H:7 1/2'' | 7 | 12.875 |  |  | 7.5 | Cap Nuts | [6 empty] | No |  | No | [20 empty] | D:5'' H:7/8'' Round |  |  |  |  | 8 | Black/White |  |  | Hardwired | 0 | 0 | 0 | 1 | 1 | 0 | 0 | 0 | 0 | 0 | 0 | 785652084898 | 15.5 | 15.5 | 10.25 | 10 | 1.425 | 125 | Yes | [8 empty] | UL Damp | cUL Damp | SUNSET DRIVE 2L SEMI-FLUSH-CH | Small Two Light Semi-Flush |  | SF259EN3/CH.jpg | SF259EN3.jpg
SF259EN3/ORB | Small Two Light Semi-Flush | Sunset Drive has textures and geometric shapes that harken back to the Hollywood Regency era while maintaining the heart of contemporary design. Cylindrical White Opal Etched glass shades with a hand-applied Striated Pearl finish combine with steel arms for a bold look. | CEILING | Sunset Drive | Ceiling Lights | Oil Rubbed Bronze | ORB | Steel | White Opal Etched Glass | D:12.75" H:3.5" |  |  | 2 Medium A19 9.3w |  | 2 | Yes | [14 empty] | 0 | [12 empty] | 121.95 | 243.9 | 365.85 | D:12 7/8'' H:7 1/2'' | 7 | 12.875 |  |  | 7.5 | Cap Nuts | [6 empty] | No |  | No | [20 empty] | D:5'' H:7/8'' Round |  |  |  |  | 8 | Black/White |  |  | Hardwired | 0 | 0 | 0 | 1 | 1 | 0 | 0 | 0 | 0 | 0 | 0 | 785652084904 | 15.5 | 15.5 | 10.25 | 10 | 1.425 | 125 | Yes | [8 empty] | UL Damp | cUL Damp | SUNSET DRIVE 2L SEMI-FLUSH-ORB | Small Two Light Semi-Flush |  | SF259EN3/ORB.jpg | SF259EN3.jpg
SF259ORB | Small Two Light Semi-Flush | Sunset Drive has textures and geometric shapes that harken back to the Hollywood Regency era while maintaining the heart of contemporary design. Cylindrical White Opal Etched glass shades with a hand-applied Striated Pearl finish combine with steel arms for a bold look. | CEILING | Sunset Drive | Ceiling Lights | Oil Rubbed Bronze | ORB | Steel | White Opal Etched Glass | D:12.75" H:3.5" |  |  | 2 Medium A19 100w |  | 2 | No | [14 empty] | 0 | [12 empty] | 116.48 | 232.96 | 349.44 | D:12 7/8'' H:7 1/2'' | 7 | 12.875 |  |  | 7.5 | Cap Nuts | [6 empty] | No |  | No | [20 empty] | D:5'' H:7/8'' Round |  |  |  |  | 8 | Black/White |  |  | Hardwired | 0 | 0 | 0 | 0 | 1 | 0 | 0 | 1 | 0 | 0 | 0 | 014817580969 | 15.75 | 15.75 | 10.75 | 8.3 | 1.543 | 175 | Yes | [9 empty] | cETL Damp | SUNSET DRIVE 2L SEMI-FLUSH-ORB | Small Two Light Semi-Flush |  | SF259ORB.jpg | SF259ORB.jpg
SF317HTBZ | Three Light Semi-Flush Mount | Wine glass-shaped, Opal Etched glass shades inspired the name of the transitional Vintner lighting collection and are finished with a beautiful ripple accent at the base. The sweeping body design is achieved by using smaller arms at the top and slightly larger arms below. At the transition point, a decorative sphere detail acts as a perch for each glass shade for an overall elegantly simple silhouette. Offered in Heritage Bronze or Satin Nickel finishes, the large assortment includes 5-Light, 9-Light and 18-Light Chandeliers, 3-Light Semi-Flushmount, 3-Light Uplight Chandelier, 3-Light Downlight Chandelier, 3-Light Island, 1-Light Mini-Pendant, 3-Light Uplight Pendant, 1-Light Wall Sconce, 11” and 13” 2-Light Flushmounts, 3-Light Flushmount, 2-Light Vanity, 3-Light Vanity and a 4-Light Vanity. | CEILING | Vintner | Ceiling Lights | Heritage Bronze | HTBZ | Steel | White Opal Etched Glass | D:14.5" H:5.125" |  |  | 3 Medium A19 60w |  | 3 | No | [14 empty] | 0 | [12 empty] | 111.98 | 223.96 | 335.94 | D:14 1/2'' H:11 5/8'' | 8 | 14.5 |  |  | 11.625 | Cap Nuts | [6 empty] | No |  | No | [20 empty] | D:5 1/2'' H:1 1/4'' Round |  |  |  |  | 8 | Black/White |  |  | Hardwired | 0 | 0 | 0 | 0 | 1 | 0 | 0 | 1 | 0 | 0 | 0 | 014817535976 | 18.25 | 18 | 12.58 | 10.2 | 2.392 | 175 | Yes | [9 empty] | cETL Damp | VINTNER 3L SEMI-FLUSH-HTBZ | Three Light Semi-Flush Mount |  | SF317HTBZ.jpg | SF317HTBZ.jpg
SF317SN | Three Light Semi-Flush Mount | Wine glass-shaped, Opal Etched glass shades inspired the name of the transitional Vintner lighting collection and are finished with a beautiful ripple accent at the base. The sweeping body design is achieved by using smaller arms at the top and slightly larger arms below. At the transition point, a decorative sphere detail acts as a perch for each glass shade for an overall elegantly simple silhouette. Offered in Heritage Bronze or Satin Nickel finishes, the large assortment includes 5-Light, 9-Light and 18-Light Chandeliers, 3-Light Semi-Flushmount, 3-Light Uplight Chandelier, 3-Light Downlight Chandelier, 3-Light Island, 1-Light Mini-Pendant, 3-Light Uplight Pendant, 1-Light Wall Sconce, 11” and 13” 2-Light Flushmounts, 3-Light Flushmount, 2-Light Vanity, 3-Light Vanity and a 4-Light Vanity. | CEILING | Vintner | Ceiling Lights | Satin Nickel | SN | Steel | White Opal Etched Glass | D:14.5" H:5.125" |  |  | 3 Medium A19 60w |  | 3 | No | [14 empty] | 0 | [12 empty] | 111.98 | 223.96 | 335.94 | D:14 1/2'' H:11 5/8'' | 8 | 14.5 |  |  | 11.625 | Cap Nuts | [6 empty] | No |  | No | [20 empty] | D:5 1/2'' H:1 1/4'' Round |  |  |  |  | 8 | Black/White |  |  | Hardwired | 0 | 0 | 0 | 0 | 1 | 0 | 0 | 1 | 0 | 0 | 0 | 014817541533 | 18.25 | 18.25 | 13 | 9.8 | 2.506 | 250 | Yes | [9 empty] | cETL Damp | VINTNER 3L SEMI-FLUSH-SN | Three Light Semi-Flush Mount |  | SF317SN.jpg | SF317SN.jpg
SF349EN/PN | Four Light Semi Flush Mount | The sleek, cast arms of the Hewitt collection have a distinctly slim vertical profile, covered with a delicate, lined White Parchment shade that softly diffuses the light for a warm, elegant glow. Hewitt is available in a Polished Nickel or Satin Nickel finish, while the sconce is available in Polished Nickel or Antique Bronze. | CEILING | Hewitt | Ceiling Lights | Polished Nickel | PN | Steel | White Parchment Parchment | D:15" H:5.875" |  |  | 4 Candelabra Torpedo 3.5w |  | 4 | Yes | [14 empty] | 0 | [12 empty] | 124.45 | 248.9 | 373.35 | D:15'' H:12 3/4'' | 4.7 | 15 |  |  | 12.75 | Cap Nuts | [6 empty] | No |  | No | [20 empty] | D:5 1/2'' H:3/4'' Round |  |  |  |  | 8 | Black/White |  |  | Hardwired | 0 | 0 | 0 | 1 | 1 | 0 | 0 | 0 | 0 | 0 | 0 | 785652084362 | 18 | 17.75 | 9 | 6 | 1.664 | 250 | Yes | [9 empty] | cETL Damp | HEWITT 4L SEMI-FLUSH-PN | Four Light Semi Flush Mount |  | SF349EN/PN.jpg | SF349EN.jpg
SF349EN/SN | Four Light Semi Flush Mount | The sleek, cast arms of the Hewitt collection have a distinctly slim vertical profile, covered with a delicate, lined White Parchment shade that softly diffuses the light for a warm, elegant glow. Hewitt is available in a Polished Nickel or Satin Nickel finish, while the sconce is available in Polished Nickel or Antique Bronze. | CEILING | Hewitt | Ceiling Lights | Satin Nickel | SN | Steel | White Parchment Parchment | D:15" H:5.875" |  |  | 4 Candelabra Torpedo 3.5w |  | 4 | Yes | [14 empty] | 0 | [12 empty] | 124.45 | 248.9 | 373.35 | D:15'' H:12 3/4'' | 4.7 | 15 |  |  | 12.75 | Cap Nuts | [6 empty] | No |  | No | [20 empty] | D:5 1/2'' H:3/4'' Round |  |  |  |  | 8 | Black/White |  |  | Hardwired | 0 | 0 | 0 | 1 | 1 | 0 | 0 | 0 | 0 | 0 | 0 | 785652084379 | 18 | 17.75 | 9 | 6 | 1.664 | 250 | Yes | [9 empty] | cETL Damp | HEWITT 4L SEMI-FLUSH-SN | Four Light Semi Flush Mount |  | SF349EN/SN.jpg | SF349EN.jpg
SF349PN | Four Light Semi Flush Mount | The sleek, cast arms of the Hewitt collection have a distinctly slim vertical profile, covered with a delicate, lined White Parchment shade that softly diffuses the light for a warm, elegant glow. Hewitt is available in a Polished Nickel or Satin Nickel finish, while the sconce is available in Polished Nickel or Antique Bronze. | CEILING | Hewitt | Ceiling Lights | Polished Nickel | PN | Steel | White Parchment Parchment | D:15" H:5.875" |  |  | 4 Candelabra Torpedo 60w |  | 4 | No | [14 empty] | 0 | [12 empty] | 105.48 | 210.96 | 316.44 | D:15'' H:12 3/4'' | 4.7 | 15 |  |  | 12.75 | Cap Nuts | [6 empty] | No |  | No | [20 empty] | D:5 1/2'' H:3/4'' Round |  |  |  |  | 8 | Black/White |  |  | Hardwired | 0 | 0 | 0 | 0 | 1 | 0 | 0 | 1 | 0 | 0 | 0 | 014817579482 | 18 | 17.75 | 9 | 6 | 1.664 | 250 | Yes | [9 empty] | cETL Damp | HEWITT 4L SEMI-FLUSH-PN | Four Light Semi Flush Mount |  | SF349PN.jpg | SF349PN.jpg
SF349SN | Four Light Semi Flush Mount | The sleek, cast arms of the Hewitt collection have a distinctly slim vertical profile, covered with a delicate, lined White Parchment shade that softly diffuses the light for a warm, elegant glow. Hewitt is available in a Polished Nickel or Satin Nickel finish, while the sconce is available in Polished Nickel or Antique Bronze. | CEILING | Hewitt | Ceiling Lights | Satin Nickel | SN | Steel | White Parchment Parchment | D:15" H:5.875" |  |  | 4 Candelabra Torpedo 60w |  | 4 | No | [14 empty] | 0 | [12 empty] | 105.48 | 210.96 | 316.44 | D:15'' H:12 3/4'' | 4.7 | 15 |  |  | 12.75 | Cap Nuts | [6 empty] | No |  | No | [20 empty] | D:5 1/2'' H:3/4'' Round |  |  |  |  | 8 | Black/White |  |  | Hardwired | 0 | 0 | 0 | 0 | 1 | 0 | 0 | 1 | 0 | 0 | 0 | 014817579536 | 18 | 9 | 9 | 6 | 0.844 | 125 | Yes | [9 empty] | cETL Damp | HEWITT 4L SEMI-FLUSH-SN | Four Light Semi Flush Mount |  | SF349SN.jpg | SF349SN.jpg
VS11201-WAL | One Light Vanity Fixture | The casual iron Drawing Room lighting collection has traditional Edwardian style. The overlapping arch and fluted detailing is found both in the pressed glass bowls and the die cast aluminum fitters. The fretwork elements draw on traditional British architectural themes. | BATH | Drawing Room | Wall / Bath Lighting | Walnut | WAL | Resin / Steel | Amber Snow Scavo Glass | L:6.25" W:4.75" H:5.25" |  |  | 1 Medium A19 100w |  | 1 | No | [14 empty] | 0 | [12 empty] | 91.45 | 182.9 | 274.35 | W:6 1/4'' H:9 3/4'' E:7'' | 3.3 |  |  | 6.25 | 9.75 | Cap Nuts |  |  |  |  | 7 |  | No |  | No | [21 empty] | DP:1 5/8'' W:5'' H:8 5/8'' OB UP:4 3/4'' OB DOWN:5'' Oval |  |  |  | 8 | Black/White |  |  | Hardwired | 0 | 1 | 0 | 0 | 1 | 0 | 0 | 1 | 0 | 0 | 0 | 014817299632 | 17 | 11.5 | 6.5 | 5.4 | 0.735 | 125 | Yes | 2 | 10014817299639 | 17 | 11.5 | 13 | 10.8 | 1.471 | Yes | UL Damp | cUL Damp | DRAWING ROOM 1L SCONCE-WAL | One Light Vanity Fixture |  | VS11201WAL.jpg
VS11202-WAL | Two Light Vanity Fixture | The casual iron Drawing Room lighting collection has traditional Edwardian style. The overlapping arch and fluted detailing is found both in the pressed glass bowls and the die cast aluminum fitters. The fretwork elements draw on traditional British architectural themes. | BATH | Drawing Room | Wall / Bath Lighting | Walnut | WAL | Resin / Steel | Amber Snow Scavo Glass | L:6.25" W:4.75" H:5.25" |  |  | 2 Medium A19 100w |  | 2 | No | [14 empty] | 0 | [12 empty] | 156.95 | 313.9 | 470.85 | W:18 1/4'' H:10 1/2'' E:5 3/4'' | 6.2 |  |  | 18.25 | 10.5 | Cap Nuts |  |  |  |  | 5.75 |  | No |  | No | [21 empty] | DP:1 5/8'' W:5'' H:8 5/8'' OB UP:5 1/4'' OB DOWN:5 1/4'' Oval |  |  |  | 8 | Black/White |  |  | Hardwired | 0 | 1 | 0 | 0 | 1 | 0 | 0 | 1 | 0 | 0 | 0 | 014817299649 | 19 | 18.5 | 9.25 | 9.2 | 1.882 | 175 | Yes | 2 | 10014817299646 | 19 | 18.5 | 18.5 | 20.8 | 3.763 | Yes | UL Damp | cUL Damp | DRAWING ROOM 2L BATH-WAL | Two Light Vanity Fixture |  | VS11202WAL.jpg
VS11203-WAL | Three Light Vanity Fixture | The casual iron Drawing Room lighting collection has traditional Edwardian style. The overlapping arch and fluted detailing is found both in the pressed glass bowls and the die cast aluminum fitters. The fretwork elements draw on traditional British architectural themes. | BATH | Drawing Room | Wall / Bath Lighting | Walnut | WAL | Resin / Steel | Amber Snow Scavo Glass | L:6.25" W:4.75" H:5.25" |  |  | 3 Medium A19 100w |  | 3 | No | [14 empty] | 0 | [12 empty] | 207.95 | 415.9 | 623.85 | W:27 1/4'' H:9'' E:5 3/4'' | 7.7 |  |  | 27.25 | 9 | Cap Nuts |  |  |  |  | 5.75 |  | No |  | No | [21 empty] | DP:1 5/8'' W:5'' H:8 5/8'' OB UP:4 3/4'' OB DOWN:4 1/4'' Oval |  |  |  | 8 | Black/White |  |  | Hardwired | 0 | 1 | 0 | 0 | 1 | 0 | 0 | 1 | 0 | 0 | 0 | 014817299656 | 27.25 | 11.5 | 9.5 | 11.4 | 1.723 | 125 | Yes | [8 empty] | UL Damp | cUL Damp | DRAWING ROOM 3L BATH-WAL | Three Light Vanity Fixture |  | VS11203WAL.jpg
VS11204-WAL | Four Light Vanity Fixture | The casual iron Drawing Room lighting collection has traditional Edwardian style. The overlapping arch and fluted detailing is found both in the pressed glass bowls and the die cast aluminum fitters. The fretwork elements draw on traditional British architectural themes. | BATH | Drawing Room | Wall / Bath Lighting | Walnut | WAL | Resin / Steel | Amber Snow Scavo Glass | L:6.25" W:4.75" H:5.25" |  |  | 4 Medium A19 100w |  | 4 | No | [14 empty] | 0 | [12 empty] | 240.95 | 481.9 | 722.85 | W:37 3/4'' H:10 1/2'' E:5 3/4'' | 9.99 |  |  | 37.75 | 10.5 | Cap Nuts |  |  |  |  | 5.75 |  | No |  | No | [21 empty] | DP:1 5/8'' W:5'' H:8 5/8'' OB UP:5 1/4'' OB DOWN:5 1/4'' Oval |  |  |  | 8 | Black/White |  |  | Hardwired | 0 | 1 | 0 | 0 | 1 | 0 | 0 | 1 | 0 | 0 | 0 | 014817319187 | 37.5 | 12.75 | 13.25 | 18.5 | 3.666 | 175 | Yes | [8 empty] | UL Damp | cUL Damp | DRAWING ROOM 4L BATH-WAL | Four Light Vanity Fixture |  | VS11204WAL.jpg
VS12701-BS | One Light Wall / Bath | Barrington conveys simple refinement with flair. The Opal Etched glass shades create a warm, soft glow, and the subtle details found in the body construction add visual interest without upstaging the surrounding décor. The Barrington wall sconces are ADA compliant. | BATH | Barrington | Wall / Bath Lighting | Brushed Steel | BS | Steel | White Opal Etched Glass | D:5" H:5" |  |  | 1 Medium A19 100w |  | 1 | No | [14 empty] | 0 | [12 empty] | 53.98 | 107.96 | 161.94 | W:5'' H:16'' E:6 3/4'' | 8 |  |  | 5 | 16 | Center Lock-Up |  |  |  |  | 6.75 |  | No |  | No | [21 empty] | DP:3/4'' W:4'' H:15 1/2'' OB UP:5'' OB DOWN:11'' Rectangular |  |  |  | 8 | Black/White |  |  | Hardwired | 0 | 1 | 0 | 0 | 1 | 0 | 0 | 1 | 0 | 0 | 0 | 014817330687 | 18.25 | 9.5 | 11 | 9.185 | 1.104 | 100 | Yes | 2 | 10014817330684 | 18.25 | 9.5 | 22 | 18.37 | 2.207 | Yes | UL Damp | cUL Damp | BARRINGTON 1L SCONCE-BS | One Light Wall / Bath |  | VS12701-BS.jpg
VS12701-ORB | One Light Wall / Bath | Barrington conveys simple refinement with flair. The Opal Etched glass shades create a warm, soft glow, and the subtle details found in the body construction add visual interest without upstaging the surrounding décor. The Barrington wall sconces are ADA compliant. | BATH | Barrington | Wall / Bath Lighting | Oil Rubbed Bronze | ORB | Steel | White Opal Etched Glass | D:5" H:5" |  |  | 1 Medium A19 100w |  | 1 | No | [14 empty] | 0 | [12 empty] | 53.98 | 107.96 | 161.94 | W:5'' H:16'' E:6 3/4'' | 4 |  |  | 5 | 16 | Center Lock-Up |  |  |  |  | 6.75 |  | No |  | No | [21 empty] | DP:3/4'' W:4'' H:15 1/2'' OB UP:5'' OB DOWN:11'' Rectangular |  |  |  | 8 | Black/White |  |  | Hardwired | 0 | 1 | 0 | 0 | 1 | 0 | 0 | 1 | 0 | 0 | 0 | 014817330694 | 19 | 8 | 9.5 | 5.3 | 0.836 | 125 | Yes | 2 | 10014817330691 | 20 | 10 | 15.5 | 11.8 | 1.794 | Yes | UL Damp | cUL Damp | BARRINGTON 1L SCONCE-ORB | One Light Wall / Bath |  | VS12701-ORB.jpg
VS12701EN3-BS | One Light Wall / Bath | Barrington conveys simple refinement with flair. The Opal Etched glass shades create a warm, soft glow, and the subtle details found in the body construction add visual interest without upstaging the surrounding décor. The Barrington wall sconces are ADA compliant. | BATH | Barrington | Wall / Bath Lighting | Brushed Steel | BS | Steel | White Opal Etched Glass | D:5" H:5" |  |  | 1 Medium A19 9.3w |  | 1 | Yes | [14 empty] | 0 | [12 empty] | 56.45 | 112.9 | 169.35 | W:5'' H:16'' E:6 3/4'' | 8 |  |  | 5 | 16 | Center Lock-Up |  |  |  |  | 6.75 |  | No |  | No | [21 empty] | DP:3/4'' W:4'' H:15 1/2'' OB UP:5'' OB DOWN:11'' Rectangular |  |  |  | 8 | Black/White |  |  | Hardwired | 0 | 1 | 0 | 1 | 1 | 0 | 0 | 0 | 0 | 0 | 0 | 785652083976 | 18.25 | 9.5 | 11 | 9.185 | 1.104 | 100 | Yes | [8 empty] | UL Damp | cUL Damp | BARRINGTON 1L SCONCE-BS | One Light Wall / Bath |  | VS12701-BS.jpg | VS12701EN3.jpg
VS12701EN3-ORB | One Light Wall / Bath | Barrington conveys simple refinement with flair. The Opal Etched glass shades create a warm, soft glow, and the subtle details found in the body construction add visual interest without upstaging the surrounding décor. The Barrington wall sconces are ADA compliant. | BATH | Barrington | Wall / Bath Lighting | Oil Rubbed Bronze | ORB | Steel | White Opal Etched Glass | D:5" H:5" |  |  | 1 Medium A19 9.3w |  | 1 | Yes | [14 empty] | 0 | [12 empty] | 56.45 | 112.9 | 169.35 | W:5'' H:16'' E:6 3/4'' | 8 |  |  | 5 | 16 | Center Lock-Up |  |  |  |  | 6.75 |  | No |  | No | [21 empty] | DP:3/4'' W:4'' H:15 1/2'' OB UP:5'' OB DOWN:11'' Rectangular |  |  |  | 8 | Black/White |  |  | Hardwired | 0 | 1 | 0 | 1 | 1 | 0 | 0 | 0 | 0 | 0 | 0 | 785652083983 | 18.25 | 9.5 | 11 | 9.185 | 1.104 | 100 | Yes | [8 empty] | UL Damp | cUL Damp | BARRINGTON 1L SCONCE-ORB | One Light Wall / Bath |  | VS12701-ORB.jpg | VS12701EN3.jpg
VS12702-BS | Two Light Wall / Bath | Barrington conveys simple refinement with flair. The Opal Etched glass shades create a warm, soft glow, and the subtle details found in the body construction add visual interest without upstaging the surrounding décor. The Barrington wall sconces are ADA compliant. | BATH | Barrington | Wall / Bath Lighting | Brushed Steel | BS | Steel | White Opal Etched Glass | D:5" H:5" |  |  | 2 Medium A19 100w |  | 2 | No | [14 empty] | 0 | [12 empty] | 74.98 | 149.96 | 224.94 | W:18'' H:8 1/2'' E:6 1/2'' | 6.25 |  |  | 18 | 8.5 | Cap Nuts |  |  |  |  | 6.5 |  | No |  | No | [21 empty] | DP:3/4'' W:17'' H:4'' OB UP:3 1/8'' OB DOWN:5 3/8'' Rectangular |  |  |  | 8 | Black/White |  |  | Hardwired | 0 | 1 | 0 | 0 | 1 | 0 | 0 | 1 | 0 | 0 | 0 | 014817330700 | 21 | 20.25 | 5.75 | 12.34 | 1.415 | 100 | Yes | 2 | 10014817330707 | 21 | 20.25 | 11.5 | 24.68 | 2.83 | Yes | UL Damp | cUL Damp | BARRINGTON 2L BATH-BS | Two Light Wall / Bath |  | VS12702-BS.jpg
VS12702-ORB | Two Light Wall / Bath | Barrington conveys simple refinement with flair. The Opal Etched glass shades create a warm, soft glow, and the subtle details found in the body construction add visual interest without upstaging the surrounding décor. The Barrington wall sconces are ADA compliant. | BATH | Barrington | Wall / Bath Lighting | Oil Rubbed Bronze | ORB | Steel | White Opal Etched Glass | D:5" H:5" |  |  | 2 Medium A19 100w |  | 2 | No | [14 empty] | 0 | [12 empty] | 74.98 | 149.96 | 224.94 | W:18'' H:8 1/2'' E:6 1/2'' | 6.25 |  |  | 18 | 8.5 | Cap Nuts |  |  |  |  | 6.5 |  | No |  | No | [21 empty] | DP:3/4'' W:17'' H:4'' OB UP:3 1/8'' OB DOWN:5 3/8'' Rectangular |  |  |  | 8 | Black/White |  |  | Hardwired | 0 | 1 | 0 | 0 | 1 | 0 | 0 | 1 | 0 | 0 | 0 | 014817330717 | 21 | 20.25 | 5.75 | 12.34 | 1.415 | 100 | Yes | 2 | 10014817330714 | 21 | 20.25 | 11.5 | 24.68 | 2.83 | Yes | UL Damp | cUL Damp | BARRINGTON 2L BATH-ORB | Two Light Wall / Bath |  | VS12702-ORB.jpg
VS12702EN3-BS | Two Light Wall / Bath | Barrington conveys simple refinement with flair. The Opal Etched glass shades create a warm, soft glow, and the subtle details found in the body construction add visual interest without upstaging the surrounding décor. The Barrington wall sconces are ADA compliant. | BATH | Barrington | Wall / Bath Lighting | Brushed Steel | BS | Steel | White Opal Etched Glass | D:5" H:5" |  |  | 2 Medium A19 9.3w |  | 2 | Yes | [14 empty] | 0 | [12 empty] | 82.45 | 164.9 | 247.35 | W:18'' H:8 1/2'' E:6 1/2'' | 6.25 |  |  | 18 | 8.5 | Cap Nuts |  |  |  |  | 6.5 |  | No |  | No | [21 empty] | DP:3/4'' W:17'' H:4'' OB UP:3 1/8'' OB DOWN:5 3/8'' Rectangular |  |  |  | 8 | Black/White |  |  | Hardwired | 0 | 1 | 0 | 1 | 1 | 0 | 0 | 0 | 0 | 0 | 0 | 785652083990 | 21 | 20.25 | 5.75 | 12.34 | 1.415 | 100 | Yes | [8 empty] | UL Damp | cUL Damp | BARRINGTON 2L BATH-BS | Two Light Wall / Bath |  | VS12702-BS.jpg | VS12702EN3.jpg
VS12702EN3-ORB | Two Light Wall / Bath | Barrington conveys simple refinement with flair. The Opal Etched glass shades create a warm, soft glow, and the subtle details found in the body construction add visual interest without upstaging the surrounding décor. The Barrington wall sconces are ADA compliant. | BATH | Barrington | Wall / Bath Lighting | Oil Rubbed Bronze | ORB | Steel | White Opal Etched Glass | D:5" H:5" |  |  | 2 Medium A19 9.3w |  | 2 | Yes | [14 empty] | 0 | [12 empty] | 82.45 | 164.9 | 247.35 | W:18'' H:8 1/2'' E:6 1/2'' | 6.25 |  |  | 18 | 8.5 | Cap Nuts |  |  |  |  | 6.5 |  | No |  | No | [21 empty] | DP:3/4'' W:17'' H:4'' OB UP:3 1/8'' OB DOWN:5 3/8'' Rectangular |  |  |  | 8 | Black/White |  |  | Hardwired | 0 | 1 | 0 | 1 | 1 | 0 | 0 | 0 | 0 | 0 | 0 | 785652084003 | 21 | 20.25 | 5.75 | 12.34 | 1.415 | 100 | Yes | [8 empty] | UL Damp | cUL Damp | BARRINGTON 2L BATH-ORB | Two Light Wall / Bath |  | VS12702-ORB.jpg | VS12702EN3.jpg
VS12703-BS | Three Light Wall / Bath | Barrington conveys simple refinement with flair. The Opal Etched glass shades create a warm, soft glow, and the subtle details found in the body construction add visual interest without upstaging the surrounding décor. The Barrington wall sconces are ADA compliant. | BATH | Barrington | Wall / Bath Lighting | Brushed Steel | BS | Steel | White Opal Etched Glass | D:5" H:5" |  |  | 3 Medium A19 100w |  | 3 | No | [14 empty] | 0 | [12 empty] | 93.48 | 186.96 | 280.44 | W:24'' H:8 1/2'' E:6 1/2'' | 8.4 |  |  | 24 | 8.5 | Cap Nuts |  |  |  |  | 6.5 |  | No |  | No | [21 empty] | DP:3/4'' W:23 1/2'' H:4'' OB UP:3 1/8'' OB DOWN:5 3/8'' Rectangular |  |  |  | 8 | Black/White |  |  | Hardwired | 0 | 1 | 0 | 0 | 1 | 0 | 0 | 1 | 0 | 0 | 0 | 014817330724 | 26.25 | 9.75 | 11 | 14.67 | 1.629 | 100 | Yes | [8 empty] | UL Damp | cUL Damp | BARRINGTON 3L BATH-BS | Three Light Wall / Bath |  | VS12703-BS.jpg | VS12703.jpg
VS12703-ORB | Three Light Wall / Bath | Barrington conveys simple refinement with flair. The Opal Etched glass shades create a warm, soft glow, and the subtle details found in the body construction add visual interest without upstaging the surrounding décor. The Barrington wall sconces are ADA compliant. | BATH | Barrington | Wall / Bath Lighting | Oil Rubbed Bronze | ORB | Steel | White Opal Etched Glass | D:5" H:5" |  |  | 3 Medium A19 100w |  | 3 | No | [14 empty] | 0 | [12 empty] | 93.48 | 186.96 | 280.44 | W:24'' H:8 1/2'' E:6 1/2'' | 8.4 |  |  | 24 | 8.5 | Cap Nuts |  |  |  |  | 6.5 |  | No |  | No | [21 empty] | DP:3/4'' W:23 1/2'' H:4'' OB UP:3 1/8'' OB DOWN:5 3/8'' Rectangular |  |  |  | 8 | Black/White |  |  | Hardwired | 0 | 1 | 0 | 0 | 1 | 0 | 0 | 1 | 0 | 0 | 0 | 014817330731 | 26.25 | 9.75 | 11 | 14.67 | 1.629 | 100 | Yes | [8 empty] | UL Damp | cUL Damp | BARRINGTON 3L BATH-ORB | Three Light Wall / Bath |  | VS12703-ORB.jpg
VS12703EN3-BS | Three Light Wall / Bath | Barrington conveys simple refinement with flair. The Opal Etched glass shades create a warm, soft glow, and the subtle details found in the body construction add visual interest without upstaging the surrounding décor. The Barrington wall sconces are ADA compliant. | BATH | Barrington | Wall / Bath Lighting | Brushed Steel | BS | Steel | White Opal Etched Glass | D:5" H:5" |  |  | 3 Medium A19 9.3w |  | 3 | Yes | [14 empty] | 0 | [12 empty] | 104.45 | 208.9 | 313.35 | W:24'' H:8 1/2'' E:6 1/2'' | 8.4 |  |  | 24 | 8.5 | Cap Nuts |  |  |  |  | 6.5 |  | No |  | No | [21 empty] | DP:3/4'' W:23 1/2'' H:4'' OB UP:3 1/8'' OB DOWN:5 3/8'' Rectangular |  |  |  | 8 | Black/White |  |  | Hardwired | 0 | 1 | 0 | 1 | 1 | 0 | 0 | 0 | 0 | 0 | 0 | 785652084010 | 26.25 | 9.75 | 11 | 14.67 | 1.629 | 100 | Yes | [8 empty] | UL Damp | cUL Damp | BARRINGTON 3L BATH-BS | Three Light Wall / Bath |  | VS12703-BS.jpg | VS12703EN3.jpg
VS12703EN3-ORB | Three Light Wall / Bath | Barrington conveys simple refinement with flair. The Opal Etched glass shades create a warm, soft glow, and the subtle details found in the body construction add visual interest without upstaging the surrounding décor. The Barrington wall sconces are ADA compliant. | BATH | Barrington | Wall / Bath Lighting | Oil Rubbed Bronze | ORB | Steel | White Opal Etched Glass | D:5" H:5" |  |  | 3 Medium A19 9.3w |  | 3 | Yes | [14 empty] | 0 | [12 empty] | 104.45 | 208.9 | 313.35 | W:24'' H:8 1/2'' E:6 1/2'' | 8.4 |  |  | 24 | 8.5 | Cap Nuts |  |  |  |  | 6.5 |  | No |  | No | [21 empty] | DP:3/4'' W:23 1/2'' H:4'' OB UP:3 1/8'' OB DOWN:5 3/8'' Rectangular |  |  |  | 8 | Black/White |  |  | Hardwired | 0 | 1 | 0 | 1 | 1 | 0 | 0 | 0 | 0 | 0 | 0 | 785652084027 | 26.25 | 9.75 | 11 | 14.67 | 1.629 | 100 | Yes | [8 empty] | UL Damp | cUL Damp | BARRINGTON 3L BATH-ORB | Three Light Wall / Bath |  | VS12703-ORB.jpg | VS12703EN3.jpg
VS12704-BS | Four Light Wall / Bath | Barrington conveys simple refinement with flair. The Opal Etched glass shades create a warm, soft glow, and the subtle details found in the body construction add visual interest without upstaging the surrounding décor. The Barrington wall sconces are ADA compliant. | BATH | Barrington | Wall / Bath Lighting | Brushed Steel | BS | Steel | White Opal Etched Glass | D:5" H:5" |  |  | 4 Medium A19 100w |  | 4 | No | [14 empty] | 0 | [12 empty] | 124.98 | 249.96 | 374.94 | W:37'' H:8 1/2'' E:6 1/2'' | 14.8 |  |  | 37 | 8.5 | Cap Nuts |  |  |  |  | 6.5 |  | No |  | No | [21 empty] | DP:3/4'' W:36 1/2'' H:4'' OB UP:3 1/8'' OB DOWN:5 3/8'' Rectangular |  |  |  | 8 | Black/White |  |  | Hardwired | 0 | 1 | 0 | 0 | 1 | 0 | 0 | 1 | 0 | 0 | 0 | 014817330748 | 40 | 9.75 | 11 | 18 | 2.483 | 125 | Yes | [8 empty] | UL Damp | cUL Damp | BARRINGTON 4L BATH-BS | Four Light Wall / Bath |  | VS12704-BS.jpg
VS12704-ORB | Four Light Wall / Bath | Barrington conveys simple refinement with flair. The Opal Etched glass shades create a warm, soft glow, and the subtle details found in the body construction add visual interest without upstaging the surrounding décor. The Barrington wall sconces are ADA compliant. | BATH | Barrington | Wall / Bath Lighting | Oil Rubbed Bronze | ORB | Steel | White Opal Etched Glass | D:5" H:5" |  |  | 4 Medium A19 100w |  | 4 | No | [14 empty] | 0 | [12 empty] | 124.98 | 249.96 | 374.94 | W:37'' H:8 1/2'' E:6 1/2'' | 14.8 |  |  | 37 | 8.5 | Cap Nuts |  |  |  |  | 6.5 |  | No |  | No | [21 empty] | DP:3/4'' W:36 1/2'' H:4'' OB UP:3 1/8'' OB DOWN:5 3/8'' Rectangular |  |  |  | 8 | Black/White |  |  | Hardwired | 0 | 1 | 0 | 0 | 1 | 0 | 0 | 1 | 0 | 0 | 0 | 014817330755 | 40 | 9.75 | 11 | 21.6 | 2.483 | 100 | Yes | [8 empty] | UL Damp | cUL Damp | BARRINGTON 4L BATH-ORB | Four Light Wall / Bath |  | VS12704-ORB.jpg
VS12704EN3-BS | Four Light Wall / Bath | Barrington conveys simple refinement with flair. The Opal Etched glass shades create a warm, soft glow, and the subtle details found in the body construction add visual interest without upstaging the surrounding décor. The Barrington wall sconces are ADA compliant. | BATH | Barrington | Wall / Bath Lighting | Brushed Steel | BS | Steel | White Opal Etched Glass | D:5" H:5" |  |  | 4 Medium A19 9.3w |  | 4 | Yes | [14 empty] | 0 | [12 empty] | 140.95 | 281.9 | 422.85 | W:37'' H:8 1/2'' E:6 1/2'' | 14.8 |  |  | 37 | 8.5 | Cap Nuts |  |  |  |  | 6.5 |  | No |  | No | [21 empty] | DP:3/4'' W:36 1/2'' H:4'' OB UP:3 1/8'' OB DOWN:5 3/8'' Rectangular |  |  |  | 8 | Black/White |  |  | Hardwired | 0 | 1 | 0 | 1 | 1 | 0 | 0 | 0 | 0 | 0 | 0 | 785652084058 | 40 | 9.75 | 11 | 18 | 2.483 | 125 | Yes | [8 empty] | UL Damp | cUL Damp | BARRINGTON 4L BATH-BS | Four Light Wall / Bath |  | VS12704-BS.jpg | VS12704EN3.jpg
VS12704EN3-ORB | Four Light Wall / Bath | Barrington conveys simple refinement with flair. The Opal Etched glass shades create a warm, soft glow, and the subtle details found in the body construction add visual interest without upstaging the surrounding décor. The Barrington wall sconces are ADA compliant. | BATH | Barrington | Wall / Bath Lighting | Oil Rubbed Bronze | ORB | Steel | White Opal Etched Glass | D:5" H:5" |  |  | 4 Medium A19 9.3w |  | 4 | Yes | [14 empty] | 0 | [12 empty] | 140.95 | 281.9 | 422.85 | W:37'' H:8 1/2'' E:6 1/2'' | 14.8 |  |  | 37 | 8.5 | Cap Nuts |  |  |  |  | 6.5 |  | No |  | No | [21 empty] | DP:3/4'' W:36 1/2'' H:4'' OB UP:3 1/8'' OB DOWN:5 3/8'' Rectangular |  |  |  | 8 | Black/White |  |  | Hardwired | 0 | 1 | 0 | 1 | 1 | 0 | 0 | 0 | 0 | 0 | 0 | 785652084089 | 40 | 9.75 | 11 | 18 | 2.483 | 125 | Yes | [8 empty] | UL Damp | cUL Damp | BARRINGTON 4L BATH-ORB | Four Light Wall / Bath |  | VS12704-ORB.jpg | VS12704EN3.jpg
VS13702-BS | Two Light Vanity Fixture | Whether your decorating theme is traditional or contemporary, there is a place for this unique and stunning Casual Luxury chandelier and vanity lights. The organza shades and dark bronze or brushed steel plated finishes demand attention to the fine details of these fixtures. The wall brackets and sconces have a dual back plate for a dimensional design accent, and spun metal trim rings at the top and bottom of the shade lend a finishing touch. All of the shades on these wonderful fixtures are enclosed at the bottom for a lovely casting of light. | BATH | Casual Luxury | Wall / Bath Lighting | Brushed Steel | BS | Steel | Silver Organza Hardback w/ Fabric | D:5.75" H:2.875" |  |  | 2 G9 T4 75w |  | 2 | No | [14 empty] | 0 | [12 empty] | 164.98 | 329.96 | 494.94 | W:18 1/8'' H:6 3/4'' E:7 1/2'' | 4.07 |  |  | 18.125 | 6.75 | Cap Nuts |  |  |  |  | 7.5 |  | No |  | No | [21 empty] | DP:7/8'' W:9'' H:4 1/2'' OB UP:4 1/2'' Rectangular |  |  |  | 8 | Black/White |  |  | Hardwired | 0 | 0 | 0 | 0 | 1 | 0 | 0 | 1 | 0 | 0 | 0 | 014817393613 | 23 | 13 | 12.5 | 8.4 | 2.163 | 250 | Yes | [8 empty] | UL Damp | cUL Damp | CASUAL LUXURY 2L BATH-BS | Two Light Vanity Fixture |  | VS13702BS.jpg | VS13702BS.jpg
VS13703-BS | Three Light Vanity Fixture | Whether your decorating theme is traditional or contemporary, there is a place for this unique and stunning Casual Luxury chandelier and vanity lights. The organza shades and dark bronze or brushed steel plated finishes demand attention to the fine details of these fixtures. The wall brackets and sconces have a dual back plate for a dimensional design accent, and spun metal trim rings at the top and bottom of the shade lend a finishing touch. All of the shades on these wonderful fixtures are enclosed at the bottom for a lovely casting of light. | BATH | Casual Luxury | Wall / Bath Lighting | Brushed Steel | BS | Steel | Silver Organza Hardback w/ Fabric | D:5.75" H:2.875" |  |  | 3 G9 T4 75w |  | 3 | No | [14 empty] | 0 | [12 empty] | 218.48 | 436.96 | 655.44 | W:26'' H:6 3/4'' E:7 1/2'' | 6.05 |  |  | 26 | 6.75 | Cap Nuts |  |  |  |  | 7.5 |  | No |  | No | [21 empty] | DP:7/8'' W:13 1/4'' H:4 1/2'' OB UP:4 1/2'' Rectangular |  |  |  | 8 | Black/White |  |  | Hardwired | 0 | 0 | 0 | 0 | 1 | 0 | 0 | 1 | 0 | 0 | 0 | 014817393644 | 28.25 | 10.5 | 9 | 8.2 | 1.545 | 175 | Yes | [8 empty] | UL Damp | cUL Damp | CASUAL LUXURY 3L BATH-BS | Three Light Vanity Fixture |  | VS13703BS.jpg | VS13703BS.jpg
VS13704-BS | Four Light Vanity Fixture | Whether your decorating theme is traditional or contemporary, there is a place for this unique and stunning Casual Luxury chandelier and vanity lights. The organza shades and dark bronze or brushed steel plated finishes demand attention to the fine details of these fixtures. The wall brackets and sconces have a dual back plate for a dimensional design accent, and spun metal trim rings at the top and bottom of the shade lend a finishing touch. All of the shades on these wonderful fixtures are enclosed at the bottom for a lovely casting of light. | BATH | Casual Luxury | Wall / Bath Lighting | Brushed Steel | BS | Steel | Silver Organza Hardback w/ Fabric | D:5.75" H:2.875" |  |  | 4 G9 T4 75w |  | 4 | No | [14 empty] | 0 | [12 empty] | 249.98 | 499.96 | 749.94 | W:36'' H:6 3/4'' E:7 1/2'' | 8.25 |  |  | 36 | 6.75 | Cap Nuts |  |  |  |  | 7.5 |  | No |  | No | [21 empty] | DP:7/8'' W:19 1/2'' H:4 1/2'' OB UP:4 1/2'' Rectangular |  |  |  | 8 | Black/White |  |  | Hardwired | 0 | 0 | 0 | 0 | 1 | 0 | 0 | 1 | 0 | 0 | 0 | 014817393651 | 38 | 10.25 | 9 | 11.84 | 2.029 | 175 | Yes | [8 empty] | UL Damp | cUL Damp | CASUAL LUXURY 4L BATH-BS | Four Light Vanity Fixture |  | VS13704BS.jpg | VS13704BS.jpg
VS14901-BS | One Light Wall / Bath | Sunset Drive has textures and geometric shapes that harken back to the Hollywood Regency era while maintaining the heart of contemporary design. Cylindrical White Opal Etched glass shades with a hand-applied Striated Pearl finish combine with steel arms for a bold look. | BATH | Sunset Drive | Wall / Bath Lighting | Brushed Steel | BS | Steel | White Opal Etched Glass | D:4.125" H:5.75" |  |  | 1 Medium A19 100w |  | 1 | No | [14 empty] | 0 | [12 empty] | 58.98 | 117.96 | 176.94 | W:4 1/2'' H:10'' E:5 3/4'' | 3.63 |  |  | 4.5 | 10 | Single Cap Nut |  |  |  |  | 5.75 |  | No |  | No | [21 empty] | DP:3/4'' W:4 1/2'' H:10'' OB UP:5'' OB DOWN:5'' Rectangular |  |  |  | 8 | Black/White |  |  | Hardwired | 0 | 1 | 0 | 0 | 1 | 0 | 0 | 1 | 0 | 0 | 0 | 014817358124 | 14.75 | 8.75 | 6.5 | 6.415 | 0.485 | 85 | Yes | 2 | 10014817358121 | 14.75 | 8.75 | 13 | 12.83 | 0.971 | Yes | UL Damp | cUL Damp | SUNSET DRIVE 1L SCONCE-BS | One Light Wall / Bath |  | VS14901BS.jpg | VS14901BS.jpg
VS14901EN3-BS | One Light Wall / Bath | Sunset Drive has textures and geometric shapes that harken back to the Hollywood Regency era while maintaining the heart of contemporary design. Cylindrical White Opal Etched glass shades with a hand-applied Striated Pearl finish combine with steel arms for a bold look. | BATH | Sunset Drive | Wall / Bath Lighting | Brushed Steel | BS | Steel | White Opal Etched Glass | D:4.125" H:5.75" |  |  | 1 Medium A19 9.3w |  | 1 | Yes | [14 empty] | 0 | [12 empty] | 61.45 | 122.9 | 184.35 | W:4 1/2'' H:10'' E:5 3/4'' | 3.63 |  |  | 4.5 | 10 | Single Cap Nut |  |  |  |  | 5.75 |  | No |  | No | [21 empty] | DP:3/4'' W:4 1/2'' H:10'' OB UP:5'' OB DOWN:5'' Rectangular |  |  |  | 8 | Black/White |  |  | Hardwired | 0 | 1 | 0 | 1 | 1 | 0 | 0 | 0 | 0 | 0 | 0 | 785652084911 | 14.75 | 8.75 | 6.5 | 6.415 | 0.485 | 85 | Yes | [8 empty] | UL Damp | cUL Damp | SUNSET DRIVE 1L SCONCE-BS | One Light Wall / Bath |  | VS14901EN3-BS.jpg | VS14901EN3.jpg
VS14902-BS | Two Light Wall / Bath | Sunset Drive has textures and geometric shapes that harken back to the Hollywood Regency era while maintaining the heart of contemporary design. Cylindrical White Opal Etched glass shades with a hand-applied Striated Pearl finish combine with steel arms for a bold look. | BATH | Sunset Drive | Wall / Bath Lighting | Brushed Steel | BS | Steel | White Opal Etched Glass | D:4.125" H:5.75" |  |  | 2 Medium A19 100w |  | 2 | No | [14 empty] | 0 | [12 empty] | 111.95 | 223.9 | 335.85 | W:14'' H:8 5/8'' E:5 3/8'' | 6.16 |  |  | 14 | 8.625 | Cap Nuts |  |  |  |  | 5.375 |  | No |  | No | [21 empty] | DP:3/4'' W:10'' H:4 1/2'' OB UP:6 3/8'' OB DOWN:2 1/4'' Rectangular |  |  |  | 8 | Black/White |  |  | Hardwired | 0 | 1 | 0 | 0 | 1 | 0 | 0 | 1 | 0 | 0 | 0 | 014817358131 | 8.5 | 15 | 12 | 7.2 | 0.885 | 100 | Yes | [8 empty] | UL Damp | cUL Damp | SUNSET DRIVE 2L BATH-BS | Two Light Wall / Bath |  | VS14902BS.jpg | VS14902BS.jpg
VS14903-BS | Three Light Wall / Bath | Sunset Drive has textures and geometric shapes that harken back to the Hollywood Regency era while maintaining the heart of contemporary design. Cylindrical White Opal Etched glass shades with a hand-applied Striated Pearl finish combine with steel arms for a bold look. | BATH | Sunset Drive | Wall / Bath Lighting | Brushed Steel | BS | Steel | White Opal Etched Glass | D:4.125" H:5.75" |  |  | 3 Medium A19 100w |  | 3 | No | [14 empty] | 0 | [12 empty] | 139.95 | 279.9 | 419.85 | W:22 3/8'' H:8 5/8'' E:5 3/8'' | 7.7 |  |  | 22.375 | 8.625 | Cap Nuts |  |  |  |  | 5.375 |  | No |  | No | [21 empty] | DP:3/4'' W:10'' H:4 1/2'' OB UP:6 3/8'' OB DOWN:2 1/4'' Rectangular |  |  |  | 8 | Black/White |  |  | Hardwired | 0 | 1 | 0 | 0 | 1 | 0 | 0 | 1 | 0 | 0 | 0 | 014817358162 | 26.5 | 11 | 15.5 | 13.2 | 2.615 | 175 | Yes | [8 empty] | UL Damp | cUL Damp | SUNSET DRIVE 3L BATH-BS | Three Light Wall / Bath |  | VS14903BS.jpg | VS14903BS.jpg
VS14904-BS | Four Light Wall / Bath | Sunset Drive has textures and geometric shapes that harken back to the Hollywood Regency era while maintaining the heart of contemporary design. Cylindrical White Opal Etched glass shades with a hand-applied Striated Pearl finish combine with steel arms for a bold look. | BATH | Sunset Drive | Wall / Bath Lighting | Brushed Steel | BS | Steel | White Opal Etched Glass | D:4.125" H:5.75" |  |  | 4 Medium A19 100w |  | 4 | No | [14 empty] | 0 | [12 empty] | 173.95 | 347.9 | 521.85 | W:31 1/2'' H:8 5/8'' E:5 3/8'' | 12.75 |  |  | 31.5 | 8.625 | Cap Nuts |  |  |  |  | 5.375 |  | No |  | No | [21 empty] | DP:3/4'' W:10'' H:4 1/2'' OB UP:6 3/8'' OB DOWN:2 1/4'' Rectangular |  |  |  | 8 | Black/White |  |  | Hardwired | 0 | 1 | 0 | 0 | 1 | 0 | 0 | 1 | 0 | 0 | 0 | 014817358186 | 32.5 | 8.5 | 12 | 14.8 | 1.918 | 125 | Yes | [8 empty] | UL Damp | cUL Damp | SUNSET DRIVE 4L BATH-BS | Four Light Wall / Bath |  | VS14904BS.jpg | VS14904BS.jpg
VS20101HTBZ | One Light Wall / Bath | Wine glass-shaped, Opal Etched glass shades inspired the name of the transitional Vintner lighting collection and are finished with a beautiful ripple accent at the base. The sweeping body design is achieved by using smaller arms at the top and slightly larger arms below. At the transition point, a decorative sphere detail acts as a perch for each glass shade for an overall elegantly simple silhouette. Offered in Heritage Bronze or Satin Nickel finishes, the large assortment includes 5-Light, 9-Light and 18-Light Chandeliers, 3-Light Semi-Flushmount, 3-Light Uplight Chandelier, 3-Light Downlight Chandelier, 3-Light Island, 1-Light Mini-Pendant, 3-Light Uplight Pendant, 1-Light Wall Sconce, 11” and 13” 2-Light Flushmounts, 3-Light Flushmount, 2-Light Vanity, 3-Light Vanity and a 4-Light Vanity. | WALL SCONCE | Vintner | Wall / Bath Lighting | Heritage Bronze | HTBZ | Resin / Steel | White Opal Etched Glass | D:5.625" H:4.5" |  |  | 1 Medium A19 75w |  | 1 | No | [14 empty] | 0 | [12 empty] | 49.98 | 99.96 | 149.94 | W:5 1/2'' H:9'' E:6 5/8'' | 1.98 |  |  | 5.5 | 9 | Set Screw(s) |  |  |  |  | 6.625 |  | No |  | No | [21 empty] | DP:1'' W:5 1/2'' H:6 3/4'' OB UP:3 3/8'' OB DOWN:5 5/8'' Oval |  |  |  | 8 | Black/White |  |  | Hardwired | 0 | 1 | 0 | 0 | 1 | 0 | 0 | 1 | 0 | 0 | 0 | 014817536027 | 11.5 | 9 | 8 | 3.6 | 0.479 | 125 | Yes | [9 empty] | cETL Damp | VINTNER 1L SCONCE-HTBZ | One Light Wall / Bath |  | VS20101HTBZ.jpg | VS20101HTBZ.jpg
VS20101SN | One Light Wall / Bath | Wine glass-shaped, Opal Etched glass shades inspired the name of the transitional Vintner lighting collection and are finished with a beautiful ripple accent at the base. The sweeping body design is achieved by using smaller arms at the top and slightly larger arms below. At the transition point, a decorative sphere detail acts as a perch for each glass shade for an overall elegantly simple silhouette. Offered in Heritage Bronze or Satin Nickel finishes, the large assortment includes 5-Light, 9-Light and 18-Light Chandeliers, 3-Light Semi-Flushmount, 3-Light Uplight Chandelier, 3-Light Downlight Chandelier, 3-Light Island, 1-Light Mini-Pendant, 3-Light Uplight Pendant, 1-Light Wall Sconce, 11” and 13” 2-Light Flushmounts, 3-Light Flushmount, 2-Light Vanity, 3-Light Vanity and a 4-Light Vanity. | WALL SCONCE | Vintner | Wall / Bath Lighting | Satin Nickel | SN | Resin / Steel | White Opal Etched Glass | D:5.625" H:4.5" |  |  | 1 Medium A19 75w |  | 1 | No | [14 empty] | 0 | [12 empty] | 49.98 | 99.96 | 149.94 | W:5 1/2'' H:9'' E:6 5/8'' | 1.98 |  |  | 5.5 | 9 | Set Screw(s) |  |  |  |  | 6.625 |  | No |  | No | [21 empty] | DP:1'' W:5 1/2'' H:6 3/4'' OB UP:3 3/8'' OB DOWN:5 5/8'' Oval |  |  |  | 8 | Black/White |  |  | Hardwired | 0 | 1 | 0 | 0 | 1 | 0 | 0 | 1 | 0 | 0 | 0 | 014817541588 | 11.5 | 9 | 8 | 3.6 | 0.479 | 125 | Yes | [9 empty] | cETL Damp | VINTNER 1L SCONCE-SN | One Light Wall / Bath |  | VS20101SN.jpg | VS20101SN.jpg
VS20102HTBZ | Two Light Wall / Bath | Wine glass-shaped, Opal Etched glass shades inspired the name of the transitional Vintner lighting collection and are finished with a beautiful ripple accent at the base. The sweeping body design is achieved by using smaller arms at the top and slightly larger arms below. At the transition point, a decorative sphere detail acts as a perch for each glass shade for an overall elegantly simple silhouette. Offered in Heritage Bronze or Satin Nickel finishes, the large assortment includes 5-Light, 9-Light and 18-Light Chandeliers, 3-Light Semi-Flushmount, 3-Light Uplight Chandelier, 3-Light Downlight Chandelier, 3-Light Island, 1-Light Mini-Pendant, 3-Light Uplight Pendant, 1-Light Wall Sconce, 11” and 13” 2-Light Flushmounts, 3-Light Flushmount, 2-Light Vanity, 3-Light Vanity and a 4-Light Vanity. | BATH | Vintner | Wall / Bath Lighting | Heritage Bronze | HTBZ | Resin / Steel | White Opal Etched Glass | D:5.625" H:4.5" |  |  | 2 Medium A19 75w |  | 2 | No | [14 empty] | 0 | [12 empty] | 72.45 | 144.9 | 217.35 | W:15 3/8'' H:9'' E:5 5/8'' | 3.2 |  |  | 15.375 | 9 | Set Screw(s) |  |  |  |  | 5.625 |  | No |  | No | [21 empty] | DP:1'' W:6 3/4'' H:5 1/2'' OB UP:6 1/4'' OB DOWN:2 3/4'' Oval |  |  |  | 8 | Black/White |  |  | Hardwired | 0 | 1 | 0 | 0 | 1 | 0 | 0 | 1 | 0 | 0 | 0 | 014817536034 | 17 | 12 | 8.25 | 5.2 | 0.974 | 175 | Yes | [9 empty] | cETL Damp | VINTNER 2L BATH-HTBZ | Two Light Wall / Bath |  | VS20102HTBZ.jpg | VS20102HTBZ.jpg
VS20102SN | Two Light Wall / Bath | Wine glass-shaped, Opal Etched glass shades inspired the name of the transitional Vintner lighting collection and are finished with a beautiful ripple accent at the base. The sweeping body design is achieved by using smaller arms at the top and slightly larger arms below. At the transition point, a decorative sphere detail acts as a perch for each glass shade for an overall elegantly simple silhouette. Offered in Heritage Bronze or Satin Nickel finishes, the large assortment includes 5-Light, 9-Light and 18-Light Chandeliers, 3-Light Semi-Flushmount, 3-Light Uplight Chandelier, 3-Light Downlight Chandelier, 3-Light Island, 1-Light Mini-Pendant, 3-Light Uplight Pendant, 1-Light Wall Sconce, 11” and 13” 2-Light Flushmounts, 3-Light Flushmount, 2-Light Vanity, 3-Light Vanity and a 4-Light Vanity. | BATH | Vintner | Wall / Bath Lighting | Satin Nickel | SN | Resin / Steel | White Opal Etched Glass | D:5.625" H:4.5" |  |  | 2 Medium A19 75w |  | 2 | No | [14 empty] | 0 | [12 empty] | 72.45 | 144.9 | 217.35 | W:15 3/8'' H:9'' E:5 5/8'' | 3.2 |  |  | 15.375 | 9 | Set Screw(s) |  |  |  |  | 5.625 |  | No |  | No | [21 empty] | DP:1'' W:6 3/4'' H:5 1/2'' OB UP:6 1/4'' OB DOWN:2 3/4'' Oval |  |  |  | 8 | Black/White |  |  | Hardwired | 0 | 1 | 0 | 0 | 1 | 0 | 0 | 1 | 0 | 0 | 0 | 014817541595 | 17.25 | 12 | 8.25 | 5.1 | 0.988 | 175 | Yes | [9 empty] | cETL Damp | VINTNER 2L BATH-SN | Two Light Wall / Bath |  | VS20102SN.jpg | VS20102SN.jpg
VS20103HTBZ | Three Light Wall / Bath | Wine glass-shaped, Opal Etched glass shades inspired the name of the transitional Vintner lighting collection and are finished with a beautiful ripple accent at the base. The sweeping body design is achieved by using smaller arms at the top and slightly larger arms below. At the transition point, a decorative sphere detail acts as a perch for each glass shade for an overall elegantly simple silhouette. Offered in Heritage Bronze or Satin Nickel finishes, the large assortment includes 5-Light, 9-Light and 18-Light Chandeliers, 3-Light Semi-Flushmount, 3-Light Uplight Chandelier, 3-Light Downlight Chandelier, 3-Light Island, 1-Light Mini-Pendant, 3-Light Uplight Pendant, 1-Light Wall Sconce, 11” and 13” 2-Light Flushmounts, 3-Light Flushmount, 2-Light Vanity, 3-Light Vanity and a 4-Light Vanity. | BATH | Vintner | Wall / Bath Lighting | Heritage Bronze | HTBZ | Resin / Steel | White Opal Etched Glass | D:5.625" H:4.5" |  |  | 3 Medium A19 75w |  | 3 | No | [14 empty] | 0 | [12 empty] | 95.45 | 190.9 | 286.35 | W:23'' H:8 3/4'' E:5 3/4'' | 5.1 |  |  | 23 | 8.75 | Set Screw(s) |  |  |  |  | 5.75 |  | No |  | No | [21 empty] | DP:1'' W:6 3/4'' H:5 1/2'' OB UP:6'' OB DOWN:2 3/4'' Oval |  |  |  | 8 | Black/White |  |  | Hardwired | 0 | 1 | 0 | 0 | 1 | 0 | 0 | 1 | 0 | 0 | 0 | 014817536041 | 25 | 12 | 8.25 | 7.1 | 1.432 | 175 | Yes | [9 empty] | cETL Damp | VINTNER 3L BATH-HTBZ | Three Light Wall / Bath |  | VS20103HTBZ.jpg | VS20103HTBZ.jpg
VS20103SN | Three Light Wall / Bath | Wine glass-shaped, Opal Etched glass shades inspired the name of the transitional Vintner lighting collection and are finished with a beautiful ripple accent at the base. The sweeping body design is achieved by using smaller arms at the top and slightly larger arms below. At the transition point, a decorative sphere detail acts as a perch for each glass shade for an overall elegantly simple silhouette. Offered in Heritage Bronze or Satin Nickel finishes, the large assortment includes 5-Light, 9-Light and 18-Light Chandeliers, 3-Light Semi-Flushmount, 3-Light Uplight Chandelier, 3-Light Downlight Chandelier, 3-Light Island, 1-Light Mini-Pendant, 3-Light Uplight Pendant, 1-Light Wall Sconce, 11” and 13” 2-Light Flushmounts, 3-Light Flushmount, 2-Light Vanity, 3-Light Vanity and a 4-Light Vanity. | BATH | Vintner | Wall / Bath Lighting | Satin Nickel | SN | Resin / Steel | White Opal Etched Glass | D:5.625" H:4.5" |  |  | 3 Medium A19 75w |  | 3 | No | [14 empty] | 0 | [12 empty] | 95.45 | 190.9 | 286.35 | W:23'' H:8 3/4'' E:5 3/4'' | 5.1 |  |  | 23 | 8.75 | Set Screw(s) |  |  |  |  | 5.75 |  | No |  | No | [21 empty] | DP:1'' W:6 3/4'' H:5 1/2'' OB UP:6'' OB DOWN:2 3/4'' Oval |  |  |  | 8 | Black/White |  |  | Hardwired | 0 | 1 | 0 | 0 | 1 | 0 | 0 | 1 | 0 | 0 | 0 | 014817541601 | 25 | 12 | 8.25 | 7.3 | 1.432 | 175 | Yes | [9 empty] | cETL Damp | VINTNER 3L BATH-SN | Three Light Wall / Bath |  | VS20103SN.jpg | VS20103SN.jpg
VS20104HTBZ | Four Light Wall / Bath | Wine glass-shaped, Opal Etched glass shades inspired the name of the transitional Vintner lighting collection and are finished with a beautiful ripple accent at the base. The sweeping body design is achieved by using smaller arms at the top and slightly larger arms below. At the transition point, a decorative sphere detail acts as a perch for each glass shade for an overall elegantly simple silhouette. Offered in Heritage Bronze or Satin Nickel finishes, the large assortment includes 5-Light, 9-Light and 18-Light Chandeliers, 3-Light Semi-Flushmount, 3-Light Uplight Chandelier, 3-Light Downlight Chandelier, 3-Light Island, 1-Light Mini-Pendant, 3-Light Uplight Pendant, 1-Light Wall Sconce, 11” and 13” 2-Light Flushmounts, 3-Light Flushmount, 2-Light Vanity, 3-Light Vanity and a 4-Light Vanity. | BATH | Vintner | Wall / Bath Lighting | Heritage Bronze | HTBZ | Resin / Steel | White Opal Etched Glass | D:5.625" H:4.5" |  |  | 4 Medium A19 75w |  | 4 | No | [14 empty] | 0 | [12 empty] | 128.95 | 257.9 | 386.85 | W:34 3/8'' H:8 7/8'' E:5 3/4'' | 6.9 |  |  | 34.375 | 8.875 | Set Screw(s) |  |  |  |  | 5.75 |  | No |  | No | [21 empty] | DP:1'' W:6 3/4'' H:5 1/2'' OB UP:6 1/8'' OB DOWN:2 3/4'' Oval |  |  |  | 8 | Black/White |  |  | Hardwired | 0 | 1 | 0 | 0 | 1 | 0 | 0 | 1 | 0 | 0 | 0 | 014817536058 | 36.5 | 12 | 8 | 8.9 | 2.028 | 175 | Yes | [9 empty] | cETL Damp | VINTNER 4L BATH-HTBZ | Four Light Wall / Bath |  | VS20104HTBZ.jpg | VS20104HTBZ.jpg
VS20104SN | Four Light Wall / Bath | Wine glass-shaped, Opal Etched glass shades inspired the name of the transitional Vintner lighting collection and are finished with a beautiful ripple accent at the base. The sweeping body design is achieved by using smaller arms at the top and slightly larger arms below. At the transition point, a decorative sphere detail acts as a perch for each glass shade for an overall elegantly simple silhouette. Offered in Heritage Bronze or Satin Nickel finishes, the large assortment includes 5-Light, 9-Light and 18-Light Chandeliers, 3-Light Semi-Flushmount, 3-Light Uplight Chandelier, 3-Light Downlight Chandelier, 3-Light Island, 1-Light Mini-Pendant, 3-Light Uplight Pendant, 1-Light Wall Sconce, 11” and 13” 2-Light Flushmounts, 3-Light Flushmount, 2-Light Vanity, 3-Light Vanity and a 4-Light Vanity. | BATH | Vintner | Wall / Bath Lighting | Satin Nickel | SN | Resin / Steel | White Opal Etched Glass | D:5.625" H:4.5" |  |  | 4 Medium A19 75w |  | 4 | No | [14 empty] | 0 | [12 empty] | 128.95 | 257.9 | 386.85 | W:34 3/8'' H:8 7/8'' E:5 3/4'' | 6.9 |  |  | 34.375 | 8.875 | Set Screw(s) |  |  |  |  | 5.75 |  | No |  | No | [21 empty] | DP:1'' W:6 3/4'' H:5 1/2'' OB UP:6 1/8'' OB DOWN:2 3/4'' Oval |  |  |  | 8 | Black/White |  |  | Hardwired | 0 | 1 | 0 | 0 | 1 | 0 | 0 | 1 | 0 | 0 | 0 | 014817541618 | 36.5 | 12 | 8 | 8.9 | 2.028 | 175 | Yes | [9 empty] | cETL Damp | VINTNER 4L BATH-SN | Four Light Wall / Bath |  | VS20104SN.jpg | VS20104SN.jpg
VS23601CH | One Light Vanity Fixture | Jennie bathroom lighting is inspired by classic bath hardware design, with a fresh, transitional style and curved lines in the rounded backplates, fitters and shades. White Opal Etched glass shades are subtlety concave and ever-so-slightly tapered in the center for visual appeal. With four size options of a 1-Light Sconce, a 2-Light Vanity, a 3-Light Vanity and a 5-Light Vanity, the Jennie collection can fit bathrooms both large and small. The fixtures can be mounted either up or down, and are available in a Chrome finish for a more contemporary look, or Satin Nickel for a more transitional look. | WALL SCONCE | Jennie | Wall / Bath Lighting | Chrome | CH | Resin / Steel | White Opal Etched Glass | D:4.5" H:5.75" |  |  | 1 Medium A19 75w |  | 1 | No | [14 empty] | 0 | [12 empty] | 41.98 | 83.96 | 125.94 | W:5'' H:9'' E:5 3/4'' | 1.98 |  |  | 5 | 9 | Set Screw(s) |  |  |  |  | 5.75 |  | No |  | No | [21 empty] | D:5'' DP:3/4'' OB UP:6 1/2'' OB DOWN:2 1/2'' Round |  |  |  | 8 | Black/White |  |  | Hardwired | 0 | 1 | 0 | 0 | 1 | 0 | 0 | 1 | 0 | 0 | 0 | 014817570373 | 12.25 | 8.75 | 8.5 | 2.4 | 0.527 | 175 | Yes | [9 empty] | cETL Damp | JENNIE 1L SCONCE-CH | One Light Vanity Fixture |  | VS23601CH.jpg | VS23601CH.jpg
VS23601EN3/CH | One Light Vanity Fixture | Jennie bathroom lighting is inspired by classic bath hardware design, with a fresh, transitional style and curved lines in the rounded backplates, fitters and shades. White Opal Etched glass shades are subtlety concave and ever-so-slightly tapered in the center for visual appeal. With four size options of a 1-Light Sconce, a 2-Light Vanity, a 3-Light Vanity and a 5-Light Vanity, the Jennie collection can fit bathrooms both large and small. The fixtures can be mounted either up or down, and are available in a Chrome finish for a more contemporary look, or Satin Nickel for a more transitional look. | BATH | Jennie | Wall / Bath Lighting | Chrome | CH | Resin / Steel | White Opal Etched Glass | D:4.5" H:5.75" |  |  | 1 Medium A19 9.3w |  | 1 | Yes | [14 empty] | 0 | [12 empty] | 44.95 | 89.9 | 134.85 | W:5'' H:9'' E:5 3/4'' | 1.98 |  |  | 5 | 9 | Set Screw(s) |  |  |  |  | 5.75 |  | No |  | No | [21 empty] | D:5'' DP:3/4'' OB UP:6 1/2'' OB DOWN:2 1/2'' Round |  |  |  | 8 | Black/White |  |  | Hardwired | 0 | 1 | 0 | 1 | 1 | 0 | 0 | 0 | 0 | 0 | 0 | 785652084409 | 12.25 | 8.75 | 8.5 | 2.4 | 0.527 | 175 | Yes | [9 empty] | cETL Damp | JENNIE 1L SCONCE-CH | One Light Vanity Fixture |  | VS23601EN3/CH.jpg | VS23601EN3.jpg
VS23601EN3/SN | One Light Vanity Fixture | Jennie bathroom lighting is inspired by classic bath hardware design, with a fresh, transitional style and curved lines in the rounded backplates, fitters and shades. White Opal Etched glass shades are subtlety concave and ever-so-slightly tapered in the center for visual appeal. With four size options of a 1-Light Sconce, a 2-Light Vanity, a 3-Light Vanity and a 5-Light Vanity, the Jennie collection can fit bathrooms both large and small. The fixtures can be mounted either up or down, and are available in a Chrome finish for a more contemporary look, or Satin Nickel for a more transitional look. | BATH | Jennie | Wall / Bath Lighting | Satin Nickel | SN | Resin / Steel | White Opal Etched Glass | D:4.5" H:5.75" |  |  | 1 Medium A19 9.3w |  | 1 | Yes | [14 empty] | 0 | [12 empty] | 44.95 | 89.9 | 134.85 | W:5'' H:9'' E:5 3/4'' | 1.98 |  |  | 5 | 9 | Set Screw(s) |  |  |  |  | 5.75 |  | No |  | No | [21 empty] | D:5'' DP:3/4'' OB UP:6 1/2'' OB DOWN:2 1/2'' Round |  |  |  | 8 | Black/White |  |  | Hardwired | 0 | 1 | 0 | 1 | 1 | 0 | 0 | 0 | 0 | 0 | 0 | 785652084416 | 12.25 | 8.75 | 8.5 | 2.4 | 0.527 | 175 | Yes | [9 empty] | cETL Damp | JENNIE 1L SCONCE-SN | One Light Vanity Fixture |  | VS23601EN3/SN.jpg | VS23601EN3.jpg
VS23601SN | One Light Vanity Fixture | Jennie bathroom lighting is inspired by classic bath hardware design, with a fresh, transitional style and curved lines in the rounded backplates, fitters and shades. White Opal Etched glass shades are subtlety concave and ever-so-slightly tapered in the center for visual appeal. With four size options of a 1-Light Sconce, a 2-Light Vanity, a 3-Light Vanity and a 5-Light Vanity, the Jennie collection can fit bathrooms both large and small. The fixtures can be mounted either up or down, and are available in a Chrome finish for a more contemporary look, or Satin Nickel for a more transitional look. | WALL SCONCE | Jennie | Wall / Bath Lighting | Satin Nickel | SN | Resin / Steel | White Opal Etched Glass | D:4.5" H:5.75" |  |  | 1 Medium A19 75w |  | 1 | No | [14 empty] | 0 | [12 empty] | 41.98 | 83.96 | 125.94 | W:5'' H:9'' E:5 3/4'' | 1.98 |  |  | 5 | 9 | Set Screw(s) |  |  |  |  | 5.75 |  | No |  | No | [21 empty] | D:5'' DP:3/4'' OB UP:6 1/2'' OB DOWN:2 1/2'' Round |  |  |  | 8 | Black/White |  |  | Hardwired | 0 | 1 | 0 | 0 | 1 | 0 | 0 | 1 | 0 | 0 | 0 | 014817570366 | 12.25 | 8.5 | 7.75 | 2.5 | 0.467 | 175 | Yes | [9 empty] | cETL Damp | JENNIE 1L SCONCE-SN | One Light Vanity Fixture |  | VS23601SN.jpg | VS23601SN.jpg
VS23602CH | Two Light Vanity Fixture | Jennie bathroom lighting is inspired by classic bath hardware design, with a fresh, transitional style and curved lines in the rounded backplates, fitters and shades. White Opal Etched glass shades are subtlety concave and ever-so-slightly tapered in the center for visual appeal. With four size options of a 1-Light Sconce, a 2-Light Vanity, a 3-Light Vanity and a 5-Light Vanity, the Jennie collection can fit bathrooms both large and small. The fixtures can be mounted either up or down, and are available in a Chrome finish for a more contemporary look, or Satin Nickel for a more transitional look. | BATH | Jennie | Wall / Bath Lighting | Chrome | CH | Resin / Steel | White Opal Etched Glass | D:4.5" H:5.75" |  |  | 2 Medium A19 75w |  | 2 | No | [14 empty] | 0 | [12 empty] | 57.98 | 115.96 | 173.94 | W:13'' H:9'' E:5 3/4'' | 4.26 |  |  | 13 | 9 | Set Screw(s) |  |  |  |  | 5.75 |  | No |  | No | [21 empty] | D:5'' DP:3/4'' OB UP:6 1/2'' OB DOWN:2 1/2'' Round |  |  |  | 8 | Black/White |  |  | Hardwired | 0 | 1 | 0 | 0 | 1 | 0 | 0 | 1 | 0 | 0 | 0 | 014817570359 | 14.75 | 7.75 | 14 | 5.1 | 0.926 | 175 | Yes | [9 empty] | cETL Damp | JENNIE 2L BATH-CH | Two Light Vanity Fixture |  | VS23602CH.jpg | VS23602CH.jpg
VS23602EN3/CH | Two Light Vanity Fixture | Jennie bathroom lighting is inspired by classic bath hardware design, with a fresh, transitional style and curved lines in the rounded backplates, fitters and shades. White Opal Etched glass shades are subtlety concave and ever-so-slightly tapered in the center for visual appeal. With four size options of a 1-Light Sconce, a 2-Light Vanity, a 3-Light Vanity and a 5-Light Vanity, the Jennie collection can fit bathrooms both large and small. The fixtures can be mounted either up or down, and are available in a Chrome finish for a more contemporary look, or Satin Nickel for a more transitional look. | BATH | Jennie | Wall / Bath Lighting | Chrome | CH | Resin / Steel | White Opal Etched Glass | D:4.5" H:5.75" |  |  | 2 Medium A19 9.3w |  | 2 | Yes | [14 empty] | 0 | [12 empty] | 65.45 | 130.9 | 196.35 | W:13'' H:9'' E:5 3/4'' | 4.26 |  |  | 13 | 9 | Set Screw(s) |  |  |  |  | 5.75 |  | No |  | No | [21 empty] | D:5'' DP:3/4'' OB UP:6 1/2'' OB DOWN:2 1/2'' Round |  |  |  | 8 | Black/White |  |  | Hardwired | 0 | 1 | 0 | 1 | 1 | 0 | 0 | 0 | 0 | 0 | 0 | 785652084423 | 14.75 | 7.75 | 14 | 5.1 | 0.926 | 175 | Yes | [9 empty] | cETL Damp | JENNIE 2L BATH-CH | Two Light Vanity Fixture |  | VS23602EN3/CH.jpg | VS23602EN3.jpg
VS23602EN3/SN | Two Light Vanity Fixture | Jennie bathroom lighting is inspired by classic bath hardware design, with a fresh, transitional style and curved lines in the rounded backplates, fitters and shades. White Opal Etched glass shades are subtlety concave and ever-so-slightly tapered in the center for visual appeal. With four size options of a 1-Light Sconce, a 2-Light Vanity, a 3-Light Vanity and a 5-Light Vanity, the Jennie collection can fit bathrooms both large and small. The fixtures can be mounted either up or down, and are available in a Chrome finish for a more contemporary look, or Satin Nickel for a more transitional look. | BATH | Jennie | Wall / Bath Lighting | Satin Nickel | SN | Resin / Steel | White Opal Etched Glass | D:4.5" H:5.75" |  |  | 2 Medium A19 9.3w |  | 2 | Yes | [14 empty] | 0 | [12 empty] | 65.45 | 130.9 | 196.35 | W:13'' H:9'' E:5 3/4'' | 4.26 |  |  | 13 | 9 | Set Screw(s) |  |  |  |  | 5.75 |  | No |  | No | [21 empty] | D:5'' DP:3/4'' OB UP:6 1/2'' OB DOWN:2 1/2'' Round |  |  |  | 8 | Black/White |  |  | Hardwired | 0 | 1 | 0 | 1 | 1 | 0 | 0 | 0 | 0 | 0 | 0 | 785652084430 | 14.75 | 7.75 | 14 | 5.1 | 0.926 | 175 | Yes | [9 empty] | cETL Damp | JENNIE 2L BATH-SN | Two Light Vanity Fixture |  | VS23602EN3/SN.jpg | VS23602EN3.jpg
VS23602SN | Two Light Vanity Fixture | Jennie bathroom lighting is inspired by classic bath hardware design, with a fresh, transitional style and curved lines in the rounded backplates, fitters and shades. White Opal Etched glass shades are subtlety concave and ever-so-slightly tapered in the center for visual appeal. With four size options of a 1-Light Sconce, a 2-Light Vanity, a 3-Light Vanity and a 5-Light Vanity, the Jennie collection can fit bathrooms both large and small. The fixtures can be mounted either up or down, and are available in a Chrome finish for a more contemporary look, or Satin Nickel for a more transitional look. | BATH | Jennie | Wall / Bath Lighting | Satin Nickel | SN | Resin / Steel | White Opal Etched Glass | D:4.5" H:5.75" |  |  | 2 Medium A19 75w |  | 2 | No | [14 empty] | 0 | [12 empty] | 57.98 | 115.96 | 173.94 | W:13'' H:9'' E:5 3/4'' | 4.26 |  |  | 13 | 9 | Set Screw(s) |  |  |  |  | 5.75 |  | No |  | No | [21 empty] | D:5'' DP:3/4'' OB UP:6 1/2'' OB DOWN:2 1/2'' Round |  |  |  | 8 | Black/White |  |  | Hardwired | 0 | 1 | 0 | 0 | 1 | 0 | 0 | 1 | 0 | 0 | 0 | 014817570342 | 14.75 | 7.75 | 14 | 5.1 | 0.926 | 175 | Yes | [9 empty] | cETL Damp | JENNIE 2L BATH-SN | Two Light Vanity Fixture |  | VS23602SN.jpg | VS23602SN.jpg
VS23603CH | Three Light Vanity Fixture | Jennie bathroom lighting is inspired by classic bath hardware design, with a fresh, transitional style and curved lines in the rounded backplates, fitters and shades. White Opal Etched glass shades are subtlety concave and ever-so-slightly tapered in the center for visual appeal. With four size options of a 1-Light Sconce, a 2-Light Vanity, a 3-Light Vanity and a 5-Light Vanity, the Jennie collection can fit bathrooms both large and small. The fixtures can be mounted either up or down, and are available in a Chrome finish for a more contemporary look, or Satin Nickel for a more transitional look. | BATH | Jennie | Wall / Bath Lighting | Chrome | CH | Resin / Steel | White Opal Etched Glass | D:4.5" H:5.75" |  |  | 3 Medium A19 75w |  | 3 | No | [14 empty] | 0 | [12 empty] | 70.48 | 140.96 | 211.44 | W:21 1/4'' H:9'' E:5 3/4'' | 5.28 |  |  | 21.25 | 9 | Set Screw(s) |  |  |  |  | 5.75 |  | No |  | No | [21 empty] | D:5'' DP:3/4'' OB UP:6 1/2'' OB DOWN:2 1/2'' Round |  |  |  | 8 | Black/White |  |  | Hardwired | 0 | 1 | 0 | 0 | 1 | 0 | 0 | 1 | 0 | 0 | 0 | 014817570335 | 22.5 | 15.25 | 7.75 | 6.8 | 1.539 | 175 | Yes | [9 empty] | cETL Damp | JENNIE 3L BATH-CH | Three Light Vanity Fixture |  | VS23603CH.jpg | VS23603CH.jpg
VS23603EN3/CH | Three Light Vanity Fixture | Jennie bathroom lighting is inspired by classic bath hardware design, with a fresh, transitional style and curved lines in the rounded backplates, fitters and shades. White Opal Etched glass shades are subtlety concave and ever-so-slightly tapered in the center for visual appeal. With four size options of a 1-Light Sconce, a 2-Light Vanity, a 3-Light Vanity and a 5-Light Vanity, the Jennie collection can fit bathrooms both large and small. The fixtures can be mounted either up or down, and are available in a Chrome finish for a more contemporary look, or Satin Nickel for a more transitional look. | BATH | Jennie | Wall / Bath Lighting | Chrome | CH | Resin / Steel | White Opal Etched Glass | D:4.5" H:5.75" |  |  | 3 Medium A19 9.3w |  | 3 | Yes | [14 empty] | 0 | [12 empty] | 82.45 | 164.9 | 247.35 | W:21 1/4'' H:9'' E:5 3/4'' | 5.28 |  |  | 21.25 | 9 | Set Screw(s) |  |  |  |  | 5.75 |  | No |  | No | [21 empty] | D:5'' DP:3/4'' OB UP:6 1/2'' OB DOWN:2 1/2'' Round |  |  |  | 8 | Black/White |  |  | Hardwired | 0 | 1 | 0 | 1 | 1 | 0 | 0 | 0 | 0 | 0 | 0 | 785652084447 | 22.5 | 15.25 | 7.75 | 6.8 | 1.539 | 175 | Yes | [9 empty] | cETL Damp | JENNIE 3L BATH-CH | Three Light Vanity Fixture |  | VS23603EN3/CH.jpg | VS23603EN3.jpg
VS23603EN3/SN | Three Light Vanity Fixture | Jennie bathroom lighting is inspired by classic bath hardware design, with a fresh, transitional style and curved lines in the rounded backplates, fitters and shades. White Opal Etched glass shades are subtlety concave and ever-so-slightly tapered in the center for visual appeal. With four size options of a 1-Light Sconce, a 2-Light Vanity, a 3-Light Vanity and a 5-Light Vanity, the Jennie collection can fit bathrooms both large and small. The fixtures can be mounted either up or down, and are available in a Chrome finish for a more contemporary look, or Satin Nickel for a more transitional look. | BATH | Jennie | Wall / Bath Lighting | Satin Nickel | SN | Resin / Steel | White Opal Etched Glass | D:4.5" H:5.75" |  |  | 3 Medium A19 9.3w |  | 3 | Yes | [14 empty] | 0 | [12 empty] | 82.45 | 164.9 | 247.35 | W:21 1/4'' H:9'' E:5 3/4'' | 5.28 |  |  | 21.25 | 9 | Set Screw(s) |  |  |  |  | 5.75 |  | No |  | No | [21 empty] | D:5'' DP:3/4'' OB UP:6 1/2'' OB DOWN:2 1/2'' Round |  |  |  | 8 | Black/White |  |  | Hardwired | 0 | 1 | 0 | 1 | 1 | 0 | 0 | 0 | 0 | 0 | 0 | 785652084454 | 22.5 | 15.25 | 7.75 | 6.8 | 1.539 | 175 | Yes | [9 empty] | cETL Damp | JENNIE 3L BATH-SN | Three Light Vanity Fixture |  | VS23603EN3/SN.jpg | VS23603EN3.jpg
VS23603SN | Three Light Vanity Fixture | Jennie bathroom lighting is inspired by classic bath hardware design, with a fresh, transitional style and curved lines in the rounded backplates, fitters and shades. White Opal Etched glass shades are subtlety concave and ever-so-slightly tapered in the center for visual appeal. With four size options of a 1-Light Sconce, a 2-Light Vanity, a 3-Light Vanity and a 5-Light Vanity, the Jennie collection can fit bathrooms both large and small. The fixtures can be mounted either up or down, and are available in a Chrome finish for a more contemporary look, or Satin Nickel for a more transitional look. | BATH | Jennie | Wall / Bath Lighting | Satin Nickel | SN | Resin / Steel | White Opal Etched Glass | D:4.5" H:5.75" |  |  | 3 Medium A19 75w |  | 3 | No | [14 empty] | 0 | [12 empty] | 70.48 | 140.96 | 211.44 | W:21 1/4'' H:9'' E:5 3/4'' | 5.28 |  |  | 21.25 | 9 | Set Screw(s) |  |  |  |  | 5.75 |  | No |  | No | [21 empty] | D:5'' DP:3/4'' OB UP:6 1/2'' OB DOWN:2 1/2'' Round |  |  |  | 8 | Black/White |  |  | Hardwired | 0 | 1 | 0 | 0 | 1 | 0 | 0 | 1 | 0 | 0 | 0 | 014817570328 | 22 | 8 | 15.5 | 6.7 | 1.579 | 175 | Yes | [9 empty] | cETL Damp | JENNIE 3L BATH-SN | Three Light Vanity Fixture |  | VS23603SN.jpg | VS23603SN.jpg
VS23605CH | Five Light Vanity Fixture | Jennie bathroom lighting is inspired by classic bath hardware design, with a fresh, transitional style and curved lines in the rounded backplates, fitters and shades. White Opal Etched glass shades are subtlety concave and ever-so-slightly tapered in the center for visual appeal. With four size options of a 1-Light Sconce, a 2-Light Vanity, a 3-Light Vanity and a 5-Light Vanity, the Jennie collection can fit bathrooms both large and small. The fixtures can be mounted either up or down, and are available in a Chrome finish for a more contemporary look, or Satin Nickel for a more transitional look. | BATH | Jennie | Wall / Bath Lighting | Chrome | CH | Resin / Steel | White Opal Etched Glass | D:4.5" H:5.75" |  |  | 5 Medium A19 75w |  | 5 | No | [14 empty] | 0 | [12 empty] | 144.98 | 289.96 | 434.94 | W:38'' H:9'' E:5 3/4'' | 10.12 |  |  | 38 | 9 | Set Screw(s) |  |  |  |  | 5.75 |  | No |  | No | [21 empty] | D:5'' DP:3/4'' OB UP:6 1/2'' OB DOWN:2 1/2'' Round |  |  |  | 8 | Black/White |  |  | Hardwired | 0 | 1 | 0 | 0 | 1 | 0 | 0 | 1 | 0 | 0 | 0 | 014817571899 | 40.75 | 15 | 7.75 | 12.6 | 2.741 | 175 | Yes | [9 empty] | cETL Damp | JENNIE 5L BATH-CH | Five Light Vanity Fixture |  | VS23605CH.jpg | VS23605CH.jpg
VS23605EN3/CH | Five Light Vanity Fixture | Jennie bathroom lighting is inspired by classic bath hardware design, with a fresh, transitional style and curved lines in the rounded backplates, fitters and shades. White Opal Etched glass shades are subtlety concave and ever-so-slightly tapered in the center for visual appeal. With four size options of a 1-Light Sconce, a 2-Light Vanity, a 3-Light Vanity and a 5-Light Vanity, the Jennie collection can fit bathrooms both large and small. The fixtures can be mounted either up or down, and are available in a Chrome finish for a more contemporary look, or Satin Nickel for a more transitional look. | BATH | Jennie | Wall / Bath Lighting | Chrome | CH | Resin / Steel | White Opal Etched Glass | D:4.5" H:5.75" |  |  | 5 Medium A19 9.3w |  | 5 | Yes | [14 empty] | 0 | [12 empty] | 164.95 | 329.9 | 494.85 | W:38'' H:9'' E:5 3/4'' | 10.12 |  |  | 38 | 9 | Set Screw(s) |  |  |  |  | 5.75 |  | No |  | No | [21 empty] | D:5'' DP:3/4'' OB UP:6 1/2'' OB DOWN:2 1/2'' Round |  |  |  | 8 | Black/White |  |  | Hardwired | 0 | 1 | 0 | 1 | 1 | 0 | 0 | 0 | 0 | 0 | 0 | 785652084461 | 40.75 | 15 | 7.75 | 12.6 | 2.741 | 175 | Yes | [9 empty] | cETL Damp | JENNIE 5L BATH-CH | Five Light Vanity Fixture |  | VS23605EN3/CH.jpg | VS23605EN3.jpg
VS23605EN3/SN | Five Light Vanity Fixture | Jennie bathroom lighting is inspired by classic bath hardware design, with a fresh, transitional style and curved lines in the rounded backplates, fitters and shades. White Opal Etched glass shades are subtlety concave and ever-so-slightly tapered in the center for visual appeal. With four size options of a 1-Light Sconce, a 2-Light Vanity, a 3-Light Vanity and a 5-Light Vanity, the Jennie collection can fit bathrooms both large and small. The fixtures can be mounted either up or down, and are available in a Chrome finish for a more contemporary look, or Satin Nickel for a more transitional look. | BATH | Jennie | Wall / Bath Lighting | Satin Nickel | SN | Resin / Steel | White Opal Etched Glass | D:4.5" H:5.75" |  |  | 5 Medium A19 9.3w |  | 5 | Yes | [14 empty] | 0 | [12 empty] | 164.95 | 329.9 | 494.85 | W:38'' H:9'' E:5 3/4'' | 10.12 |  |  | 38 | 9 | Set Screw(s) |  |  |  |  | 5.75 |  | No |  | No | [21 empty] | D:5'' DP:3/4'' OB UP:6 1/2'' OB DOWN:2 1/2'' Round |  |  |  | 8 | Black/White |  |  | Hardwired | 0 | 1 | 0 | 1 | 1 | 0 | 0 | 0 | 0 | 0 | 0 | 785652084478 | 40.75 | 15 | 7.75 | 12.6 | 2.741 | 175 | Yes | [9 empty] | cETL Damp | JENNIE 5L BATH-SN | Five Light Vanity Fixture |  | VS23605EN3/SN.jpg | VS23605EN3.jpg
VS23605SN | Five Light Vanity Fixture | Jennie bathroom lighting is inspired by classic bath hardware design, with a fresh, transitional style and curved lines in the rounded backplates, fitters and shades. White Opal Etched glass shades are subtlety concave and ever-so-slightly tapered in the center for visual appeal. With four size options of a 1-Light Sconce, a 2-Light Vanity, a 3-Light Vanity and a 5-Light Vanity, the Jennie collection can fit bathrooms both large and small. The fixtures can be mounted either up or down, and are available in a Chrome finish for a more contemporary look, or Satin Nickel for a more transitional look. | BATH | Jennie | Wall / Bath Lighting | Satin Nickel | SN | Resin / Steel | White Opal Etched Glass | D:4.5" H:5.75" |  |  | 5 Medium A19 75w |  | 5 | No | [14 empty] | 0 | [12 empty] | 144.98 | 289.96 | 434.94 | W:38'' H:9'' E:5 3/4'' | 10.12 |  |  | 38 | 9 | Set Screw(s) |  |  |  |  | 5.75 |  | No |  | No | [21 empty] | D:5'' DP:3/4'' OB UP:6 1/2'' OB DOWN:2 1/2'' Round |  |  |  | 8 | Black/White |  |  | Hardwired | 0 | 1 | 0 | 0 | 1 | 0 | 0 | 1 | 0 | 0 | 0 | 014817571882 | 40.75 | 15 | 7.75 | 12.6 | 2.741 | 175 | Yes | [9 empty] | cETL Damp | JENNIE 5L BATH-SN | Five Light Vanity Fixture |  | VS23605SN.jpg | VS23605SN.jpg
WB1288WAL | One Light ADA Wall Sconce | The casual iron Drawing Room lighting collection has traditional Edwardian style. The overlapping arch and fluted detailing is found both in the pressed glass bowls and the die cast aluminum fitters. The fretwork elements draw on traditional British architectural themes. | WALL SCONCE | Drawing Room | Wall / Bath Lighting | Walnut | WAL | Steel | Amber Snow Scavo Glass | L:8.625" W:3.75" H:10.25" |  |  | 1 Medium A19 100w |  | 1 | No | [14 empty] | 0 | [12 empty] | 85.45 | 170.9 | 256.35 | W:9'' H:12 1/4'' E:4'' | 4.6 |  |  | 9 | 12.25 | Center Lock-Up |  |  |  |  | 4 |  | No |  | No | [21 empty] | DP:1/4'' W:7 3/4'' H:9 3/4'' OB UP:3 7/8'' Irregular |  |  |  | 8 | Black/White |  |  | Hardwired | 1 | 0 | 0 | 0 | 1 | 0 | 0 | 1 | 0 | 0 | 0 | 014817299625 | 16.5 | 14 | 6 | 5.6 | 0.802 | 125 | Yes | 2 | 10014817299622 | 16.5 | 14 | 12 | 11.2 | 1.604 | Yes | UL Damp | cUL Damp | DRAWING ROOM 1L ADA SCONCE-WAL | One Light ADA Wall Sconce |  | WB1288WAL.jpg
WB1323PN | WALL BRACKET-ADA |  | Wall / Bath / Vanity | [11 empty] | 0 | No | [27 empty] | 60 | 120 | 180 | [13 empty] | No |  | No | [30 empty] | 0 | 0 | 0 | 0 | 0 | 0 | 0 | 0 | 0 | 0 | 0 | 785652274992 | 17.25 | 8.75 | 8.625 | 3.7 | 0.753 | 150 | Yes | 2 | 10785652274999 | 17.25 | 8.75 | 17.25 | 7.4 | 1.507 | Yes |  |  | WALL BRACKET-ADA |  |  | glassOrParts.jpg | WB1323PN.jpg
WB1330WAL | One Light ADA Wall Sconce | The casual iron Drawing Room lighting collection has traditional Edwardian style. The overlapping arch and fluted detailing is found both in the pressed glass bowls and the die cast aluminum fitters. The fretwork elements draw on traditional British architectural themes. | WALL SCONCE | Drawing Room | Wall / Bath Lighting | Walnut | WAL | Steel / Aluminum | Amber Snow Scavo Glass | L:6.25" W:34" H:5.25" |  |  | 1 Candelabra Torpedo 60w |  | 1 | No | [14 empty] | 0 | [12 empty] | 33.95 | 67.9 | 101.85 | W:6 1/4'' H:8'' E:4'' | 1.5 |  |  | 6.25 | 8 | Center Lock-Up |  |  |  |  | 4 |  | No |  | No | [21 empty] | DP:1/4'' W:5 3/8'' H:6 3/8'' OB UP:2 1/8'' Irregular |  |  |  | 8 | Black/White |  |  | Hardwired | 1 | 0 | 0 | 0 | 1 | 0 | 0 | 1 | 0 | 0 | 0 | 014817319897 | 9.75 | 9.25 | 7.5 | 2.3 | 0.391 | 125 | Yes | 2 | 10014817319894 | 16 | 9.5 | 10 | 6 | 0.88 | Yes | UL Damp | cUL Damp | DRAWING ROOM 1L ADA SCONCE-WAL | One Light ADA Wall Sconce |  | WB1330WAL.jpg
WB1341BS | One Light ADA Wall Sconce | Barrington conveys simple refinement with flair. The Opal Etched glass shades create a warm, soft glow, and the subtle details found in the body construction add visual interest without upstaging the surrounding décor. The Barrington wall sconces are ADA compliant. | WALL SCONCE | Barrington | Wall / Bath Lighting | Brushed Steel | BS | Steel | White Opal Etched Glass | L:4.25" W:3.5" H:13" |  |  | 1 Medium A19 100w |  | 1 | No | [14 empty] | 0 | [12 empty] | 64.98 | 129.96 | 194.94 | W:5 1/4'' H:15 1/4'' E:4'' | 3.9 |  |  | 5.25 | 15.25 | Center Lock-Up |  |  |  |  | 4 |  | No |  | No | [21 empty] | DP:3/4'' W:5 1/4'' H:15 1/2'' OB UP:4'' Rectangular |  |  |  | 8 | Black/White |  |  | Hardwired | 1 | 0 | 0 | 0 | 1 | 0 | 0 | 1 | 0 | 0 | 0 | 014817330427 | 19 | 8.75 | 8.5 | 6.95 | 0.818 | 100 | Yes | 2 | 10014817330424 | 19 | 8.75 | 17 | 13.9 | 1.636 | Yes | UL Damp | cUL Damp | BARRINGTON 1L ADA SCONCE-BS | One Light ADA Wall Sconce |  | WB1341-BS.jpg
WB1341BS-L1 | LED ADA Wall Sconce | Barrington conveys simple refinement with flair. The Opal Etched glass shades create a warm, soft glow, and the subtle details found in the body construction add visual interest without upstaging the surrounding décor. The Barrington wall sconces are ADA compliant. | WALL SCONCE | Barrington | Wall / Bath Lighting | Brushed Steel | BS | Steel | White Opal Etched Glass | L:4.25" W:3.5" H:13" |  |  |  |  | 1 | No | 900 | 3000 | 90 | 10 | 12 | 19 - Integrated | LED - Array |  | 10 | 100 | LED | 10 | 10 | 50000 | 0 | [12 empty] | 88.98 | 177.96 | 266.94 | W:5 1/4'' H:15 1/4'' E:4'' | 3.96 |  |  | 5.25 | 15.25 | Set Screw(s) |  |  |  |  | 4 |  | No |  | No | [21 empty] | DP:3/4'' W:5 1/4'' H:15 1/2'' OB UP:4'' Rectangular |  |  |  | 8 | Black/White |  |  | Hardwired | 1 | 0 | 0 | 0 | 1 | 0 | 1 | 0 | 0 | 0 | 0 | 014817582734 | 18.5 | 8.5 | 8.25 | 6 | 0.751 | 100 | Yes | 2 | 10014817582731 | 19.18 | 18 | 8.75 | 13.3 | 1.748 | Yes |  | cETL Damp | BARRINGTON LED ADA SCONCE-BS | LED ADA Wall Sconce |  | WB1341-BS-L1.jpg | WB1341BSL1.jpg
WB1341EN3/BS | One Light ADA Wall Sconce | Barrington conveys simple refinement with flair. The Opal Etched glass shades create a warm, soft glow, and the subtle details found in the body construction add visual interest without upstaging the surrounding décor. The Barrington wall sconces are ADA compliant. | WALL SCONCE | Barrington | Wall / Bath Lighting | Brushed Steel | BS | Steel | White Opal Etched Glass | L:4.25" W:3.5" H:13" |  |  | 1 Medium A19 9.3w |  | 1 | Yes | [14 empty] | 0 | [12 empty] | 67.45 | 134.9 | 202.35 | W:5 1/4'' H:15 1/4'' E:4'' | 3.9 |  |  | 5.25 | 15.25 | Center Lock-Up |  |  |  |  | 4 |  | No |  | No | [21 empty] | DP:3/4'' W:5 1/4'' H:15 1/2'' OB UP:4'' Rectangular |  |  |  | 8 | Black/White |  |  | Hardwired | 1 | 0 | 0 | 1 | 1 | 0 | 0 | 0 | 0 | 0 | 0 | 785652084096 | 19 | 8.75 | 8.5 | 6.95 | 0.818 | 100 | Yes | [8 empty] | UL Damp | cUL Damp | BARRINGTON 1L ADA SCONCE-BS | One Light ADA Wall Sconce |  | WB1341-BS.jpg | WB1341EN3.jpg
WB1341EN3/ORB | One Light ADA Wall Sconce | Barrington conveys simple refinement with flair. The Opal Etched glass shades create a warm, soft glow, and the subtle details found in the body construction add visual interest without upstaging the surrounding décor. The Barrington wall sconces are ADA compliant. | WALL SCONCE | Barrington | Wall / Bath Lighting | Oil Rubbed Bronze | ORB | Steel | White Opal Etched Glass | L:4.25" W:3.5" H:13" |  |  | 1 Medium A19 9.3w |  | 1 | Yes | [14 empty] | 0 | [12 empty] | 67.45 | 134.9 | 202.35 | W:5 1/4'' H:15 1/4'' E:4'' | 3.9 |  |  | 5.25 | 15.25 | Center Lock-Up |  |  |  |  | 4 |  | No |  | No | [21 empty] | DP:3/4'' W:5 1/4'' H:15 1/2'' OB UP:4'' Rectangular |  |  |  | 8 | Black/White |  |  | Hardwired | 1 | 0 | 0 | 1 | 1 | 0 | 0 | 0 | 0 | 0 | 0 | 785652084102 | 19 | 8.75 | 8.5 | 6.95 | 0.818 | 100 | Yes | [8 empty] | UL Damp | cUL Damp | BARRINGTON 1L ADA SCONCE-ORB | One Light ADA Wall Sconce |  | WB1341-ORB.jpg | WB1341EN3.jpg
WB1341ORB | One Light ADA Wall Sconce | Barrington conveys simple refinement with flair. The Opal Etched glass shades create a warm, soft glow, and the subtle details found in the body construction add visual interest without upstaging the surrounding décor. The Barrington wall sconces are ADA compliant. | WALL SCONCE | Barrington | Wall / Bath Lighting | Oil Rubbed Bronze | ORB | Steel | White Opal Etched Glass | L:4.25" W:3.5" H:13" |  |  | 1 Medium A19 100w |  | 1 | No | [14 empty] | 0 | [12 empty] | 64.98 | 129.96 | 194.94 | W:5 1/4'' H:15 1/4'' E:4'' | 3.9 |  |  | 5.25 | 15.25 | Center Lock-Up |  |  |  |  | 4 |  | No |  | No | [21 empty] | DP:3/4'' W:5 1/4'' H:15 1/2'' OB UP:4'' Rectangular |  |  |  | 8 | Black/White |  |  | Hardwired | 1 | 0 | 0 | 0 | 1 | 0 | 0 | 1 | 0 | 0 | 0 | 014817330434 | 18.5 | 8.25 | 7.75 | 5.2 | 0.685 | 125 | Yes | 2 | 10014817330431 | 19 | 8.75 | 16.5 | 12.2 | 1.587 | Yes | UL Damp | cUL Damp | BARRINGTON 1L ADA SCONCE-ORB | One Light ADA Wall Sconce |  | WB1341-ORB.jpg
WB1341ORB-L1 | LED ADA Wall Sconce | Barrington conveys simple refinement with flair. The Opal Etched glass shades create a warm, soft glow, and the subtle details found in the body construction add visual interest without upstaging the surrounding décor. The Barrington wall sconces are ADA compliant. | WALL SCONCE | Barrington | Wall / Bath Lighting | Oil Rubbed Bronze | ORB | Steel | White Opal Etched Glass | L:4.25" W:3.5" H:13" |  |  |  |  | 1 | No | 900 | 3000 | 90 | 10 | 12 | 19 - Integrated | LED - Array |  | 10 | 100 | LED | 10 | 10 | 50000 | 0 | [12 empty] | 88.98 | 177.96 | 266.94 | W:5 1/4'' H:15 1/4'' E:4'' | 3.96 |  |  | 5.25 | 15.25 | Set Screw(s) |  |  |  |  | 4 |  | No |  | No | [21 empty] | DP:3/4'' W:5 1/4'' H:15 1/2'' OB UP:4'' Rectangular |  |  |  | 8 | Black/White |  |  | Hardwired | 1 | 0 | 0 | 0 | 1 | 0 | 1 | 0 | 0 | 0 | 0 | 014817582741 | 18.5 | 8.5 | 8.5 | 6.3 | 0.774 | 100 | Yes | 2 | 10014817582748 | 19 | 18 | 9 | 13.6 | 1.781 | Yes | ETL Damp | cETL Damp | BARRINGTON LED ADA SCONCE-ORB | LED ADA Wall Sconce |  | WB1341-ORB-L1.jpg | WB1341ORBL1.jpg
WB1378BS | One Light Wall Sconce | Whether your decorating theme is traditional or contemporary, there is a place for this unique and stunning Casual Luxury chandelier and vanity lights. The organza shades and dark bronze or brushed steel plated finishes demand attention to the fine details of these fixtures. The wall brackets and sconces have a dual back plate for a dimensional design accent, and spun metal trim rings at the top and bottom of the shade lend a finishing touch. All of the shades on these wonderful fixtures are enclosed at the bottom for a lovely casting of light. | WALL SCONCE | Casual Luxury | Wall / Bath Lighting | Brushed Steel | BS | Steel | Silver Organza Hardback w/ Fabric | D:5.75" H:2.875" |  |  | 1 G9 T4 75w |  | 1 | No | [14 empty] | 0 | [12 empty] | 117.98 | 235.96 | 353.94 | L:6'' H:11 1/4'' E:6 1/2'' | 2.5 |  | 6 |  | 11.25 | Cap Nuts |  |  |  |  | 6.5 |  | No |  | No | [21 empty] | DP:7/8'' W:4 1/2'' H:7 1/4'' OB UP:6 7/16'' Rectangular |  |  |  | 8 | Black/White |  |  | Hardwired | 0 | 0 | 0 | 0 | 1 | 0 | 0 | 1 | 0 | 0 | 0 | 014817393460 | 13.5 | 9.5 | 6 | 3.74 | 0.445 | 100 | Yes | 2 | 10014817393467 | 14 | 10 | 13.5 | 9.2 | 1.094 | Yes | UL Damp | cUL Damp | CASUAL LUXURY 1L SCONCE-BS | One Light Wall Sconce |  | WB1378BS.jpg | WB1378BS.jpg
WB1755DWZ/WO | One Light ADA Wall Sconce | The sweeping silhouette of the Hartsville was inspired by the farmhouses and country life of the Colonial American heartland. The Dark Weathered Zinc finish coupled with the soft, distressed Weathered Oak detailing, these designs are perfect in any number of settings from traditional to coastal casual décor. The assortment of incandescent fixtures includes 3-light, 5-light and 9-light chandeliers, a 6-light island chandelier, a 1-light mini-pendant, as well as 1-light and 2-light wall sconces. | WALL SCONCE | Hartsville | Wall / Bath Lighting | Dark Weathered Zinc / Weathered Oak | DWZ/WO | Resin / Steel |  |  |  |  | 1 Candelabra Torpedo 60w |  | 1 | No | [14 empty] | 0 | [12 empty] | 31.45 | 62.9 | 94.35 | W:4 1/2'' H:7 1/4'' E:4'' | 1 |  |  | 4.5 | 7.25 | Set Screw(s) |  |  |  |  | 4 |  | No |  | No | [21 empty] | D:4 1/2'' DP:7/8'' OB UP:4 3/4'' Round |  |  |  | 8 | Black/White |  |  | Hardwired | 1 | 0 | 0 | 0 | 1 | 0 | 0 | 1 | 0 | 0 | 0 | 014817541724 | 9.5 | 6.5 | 6.5 | 1.3 | 0.232 | 175 | Yes | 12 | 10014817541721 | 19.5 | 19.5 | 13.25 | 17.3 | 2.916 | Yes |  | cETL Damp | HARTSVILLE 1L SCONCE-DWZ/WO | One Light ADA Wall Sconce |  | WB1755DWZWO.jpg | WB1755DWZWO.jpg
WB1756DWZ/WO | Two Light ADA Wall Sconce | The sweeping silhouette of the Hartsville was inspired by the farmhouses and country life of the Colonial American heartland. The Dark Weathered Zinc finish coupled with the soft, distressed Weathered Oak detailing, these designs are perfect in any number of settings from traditional to coastal casual décor. The assortment of incandescent fixtures includes 3-light, 5-light and 9-light chandeliers, a 6-light island chandelier, a 1-light mini-pendant, as well as 1-light and 2-light wall sconces. | WALL SCONCE | Hartsville | Wall / Bath Lighting | Dark Weathered Zinc / Weathered Oak | DWZ/WO | Resin / Steel |  |  |  |  | 2 Candelabra Torpedo 60w |  | 2 | No | [14 empty] | 0 | [12 empty] | 42.45 | 84.9 | 127.35 | W:6 1/8'' H:7 1/4'' E:4'' | 1.3 |  |  | 6.125 | 7.25 | Set Screw(s) |  |  |  |  | 4 |  | No |  | No | [21 empty] | D:4 1/2'' DP:7/8'' OB UP:4 3/4'' Round |  |  |  | 8 | Black/White |  |  | Hardwired | 1 | 0 | 0 | 0 | 1 | 0 | 0 | 1 | 0 | 0 | 0 | 014817541731 | 9.5 | 8.25 | 5.5 | 1.8 | 0.249 | 125 | Yes | 12 | 10014817541738 | 20 | 18 | 17 | 23.4 | 3.542 | Yes |  | cETL Damp | HARTSVILLE 2L SCONCE-DWZ/WO | Two Light ADA Wall Sconce |  | WB1756DWZWO.jpg | WB1756DWZWO.jpg
WB1873ANBZ | One Light Wall Sconce | The sleek, cast arms of the Hewitt collection have a distinctly slim vertical profile, covered with a delicate, lined White Parchment shade that softly diffuses the light for a warm, elegant glow. Hewitt is available in a Polished Nickel or Satin Nickel finish, while the sconce is available in Polished Nickel or Antique Bronze. | WALL SCONCE | Hewitt | Wall / Bath Lighting | Antique Bronze | ANBZ | Steel | White Parchment Parchment | D:4" H:5" |  |  | 1 Candelabra Torpedo 60w |  | 1 | No | [14 empty] | 0 | [12 empty] | 45.98 | 91.96 | 137.94 | W:5'' H:19 1/2'' E:5'' | 2 |  |  | 5 | 19.5 | Screw(s) |  |  |  |  | 5 |  | No |  | No | [21 empty] | DP:3/4'' W:5'' H:5'' OB UP:12'' Rectangular |  |  |  | 8 | Black/White |  |  | Hardwired | 0 | 0 | 0 | 0 | 1 | 0 | 0 | 1 | 0 | 0 | 0 | 014817574333 | 18 | 7.5 | 6.5 | 2.7 | 0.508 | 175 | Yes | [9 empty] | cETL Damp | HEWITT 1L SCONCE-ANBZ | One Light Wall Sconce |  | WB1873ANBZ.jpg | WB1873ANBZ.jpg
WB1873EN/ANBZ | One Light Wall Sconce | The sleek, cast arms of the Hewitt collection have a distinctly slim vertical profile, covered with a delicate, lined White Parchment shade that softly diffuses the light for a warm, elegant glow. Hewitt is available in a Polished Nickel or Satin Nickel finish, while the sconce is available in Polished Nickel or Antique Bronze. | WALL SCONCE | Hewitt | Wall / Bath Lighting | Antique Bronze | ANBZ | Steel | White Parchment Parchment | D:4" H:5" |  |  | 1 Candelabra Torpedo 3.5w |  | 1 | Yes | [14 empty] | 0 | [12 empty] | 49.45 | 98.9 | 148.35 | W:5'' H:19 1/2'' E:5'' | 2 |  |  | 5 | 19.5 | Screw(s) |  |  |  |  | 5 |  | No |  | No | [21 empty] | DP:3/4'' W:5'' H:5'' OB UP:12'' Rectangular |  |  |  | 8 | Black/White |  |  | Hardwired | 0 | 0 | 0 | 1 | 1 | 0 | 0 | 0 | 0 | 0 | 0 | 785652084386 | 18 | 7.5 | 6.5 | 2.7 | 0.508 | 175 | Yes | [9 empty] | cETL Damp | HEWITT 1L SCONCE-ANBZ | One Light Wall Sconce |  | WB1873EN/ANBZ.jpg | WB1873EN.jpg
WB1873EN/PN | One Light Wall Sconce | The sleek, cast arms of the Hewitt collection have a distinctly slim vertical profile, covered with a delicate, lined White Parchment shade that softly diffuses the light for a warm, elegant glow. Hewitt is available in a Polished Nickel or Satin Nickel finish, while the sconce is available in Polished Nickel or Antique Bronze. | WALL SCONCE | Hewitt | Wall / Bath Lighting | Polished Nickel | PN | Steel | White Parchment Parchment | D:4" H:5" |  |  | 1 Candelabra Torpedo 3.5w |  | 1 | Yes | [14 empty] | 0 | [12 empty] | 49.45 | 98.9 | 148.35 | W:5'' H:19 1/2'' E:5'' | 2 |  |  | 5 | 19.5 | Screw(s) |  |  |  |  | 5 |  | No |  | No | [21 empty] | DP:3/4'' W:5'' H:5'' OB UP:12'' Rectangular |  |  |  | 8 | Black/White |  |  | Hardwired | 0 | 0 | 0 | 1 | 1 | 0 | 0 | 0 | 0 | 0 | 0 | 785652084393 | 18 | 7.5 | 6.5 | 2.7 | 0.508 | 175 | Yes | [9 empty] | cETL Damp | HEWITT 1L SCONCE-PN | One Light Wall Sconce |  | WB1873EN/PN.jpg | WB1873EN.jpg
WB1873PN | One Light Wall Sconce | The sleek, cast arms of the Hewitt collection have a distinctly slim vertical profile, covered with a delicate, lined White Parchment shade that softly diffuses the light for a warm, elegant glow. Hewitt is available in a Polished Nickel or Satin Nickel finish, while the sconce is available in Polished Nickel or Antique Bronze. | WALL SCONCE | Hewitt | Wall / Bath Lighting | Polished Nickel | PN | Steel | White Parchment Parchment | D:4" H:5" |  |  | 1 Candelabra Torpedo 60w |  | 1 | No | [14 empty] | 0 | [12 empty] | 45.98 | 91.96 | 137.94 | W:5'' H:19 1/2'' E:5'' | 2 |  |  | 5 | 19.5 | Screw(s) |  |  |  |  | 5 |  | No |  | No | [21 empty] | DP:3/4'' W:5'' H:5'' OB UP:12'' Rectangular |  |  |  | 8 | Black/White |  |  | Hardwired | 0 | 0 | 0 | 0 | 1 | 0 | 0 | 1 | 0 | 0 | 0 | 014817574326 | 18 | 7.5 | 6.5 | 2.7 | 0.508 | 175 | Yes | [9 empty] | cETL Damp | HEWITT 1L SCONCE-PN | One Light Wall Sconce |  | WB1873PN.jpg | WB1873PN.jpg

## Accessories-SGL
Item Number | Name | Colection Description | Class | Collection | Category | Finish | finish Code | Material | Glass/ Shade | Glass / Shade Size | GlassTop / ShadeTop Size | Diffuser | Bulb # 1 | Bulb # 2 | Total Bulbs | Bulbs Included | Bulb Lumens | Bulb Temperature | Bulb CRI | Bulb Watts | Bulb Volts | Bulb Base | Bulb Type | Bulb Beam Spread | Bulb Dimming Range Min | Bulb Dimming Range Max | Bulb Light Source Name | Bulb Watts Consumed | Bulb Watts Rated | Bulb Rated Life | Bulb Spot Type | Efficacy | L70 | Color Binning | Bug Rating | Cord Color | Transformer Mount | Output Type | Housing Type | Wet Listing | Max Tilt | Max Rotation | Max Ceiling Slope | 2/1/2020 DN Pricing | UMAP | MSRP | Dimensions | Weight | Diameter | Length | Width | Height | Mounting Procedure | Height (Downlight) | Height Semi-flush | Height Overall | Adjustable Height | Extends | Style | Light Kit Incl | Compatible Light Kits | Remote Incl | # of Blades | Blade Pitch | Blade Finish 1 | Blade Finish 2 | Motor Size | Fan Diameter | Capacitor Value | CFM (High) | Watts (High) | CFM/Watt (High) | CFM (Med) | Watts (Med) | CFM/Watt (Med) | CFM (Low) | Watts (Low) | CFM/Watt (Low) | Max Blade to Ceiling Height | Min Blade to Ceiling Height | Motor Type | Remote Control Type | Canopy | Backplate | Post | Mounting Plate | Base | Wire/Cord Length | Wire/Cord Color | Chain Length | Switch | Connection | ADA | Mount Up/Down | Fluorescent | Energy Star | T-24 | Photocell | LED | LED Convertible | Pre-laced Chain | Adjustable Arms | Mount Wall/Ceiling | UPC | IP Length | IP Width | IP Height | IP Weight | IP Cube | IP Frt. Class | IP UPSable | Pack Quantity | MP UPC | MP Length | MP Width | MP Height | MP Weight | MP Cube | MP UPSable | UL Listing | cUL Listing | PCS Name | Catalog Name | Engineering Notes | Web Image Name | Line Art
9103-05 | Decorative Chain in Chrome Finish |  | ACCESSORY | Replacement Chain | Accessories | Chrome | 5 | [7 empty] | 0 | No | [14 empty] | 0 | [12 empty] | 8 | 16 | 24 | L:72'' |  |  | 72 |  |  | N/A | [6 empty] | No |  | No | [28 empty] | N/A |  | 0 | 0 | 0 | 0 | 0 | 0 | 0 | 0 | 0 | 0 | 0 | 785652074257 | [7 empty] | 24 | 10785652074254 | [8 empty] | Decorative Chain in Chrome Finish | Decorative Chain in Chrome Finish |  | 9103-965.jpg | 9103.jpg
9122-12 | Link and Loop in Black |  | ACCESSORY | Replacement Chain | Accessories | Black | 12 | [7 empty] | 0 | No | [14 empty] | 0 | [12 empty] | 5.1 | 10.2 | 15.3 | L:3'' |  |  | 3 |  |  | N/A | [6 empty] | No |  | No | [28 empty] | N/A |  | 0 | 0 | 0 | 0 | 0 | 0 | 0 | 0 | 0 | 0 | 0 | 785652067112 | 3.5 | 2.75 | 1.5 | 0.1 | 0.008 | 60 | Yes | 50 | 10785652067119 | [8 empty] | LINK AND LOOP-12 | Link and Loop in Black |  | 9122-12.jpg | 9122.jpg
9122-797 | Link and Loop in Weathered Zinc |  | ACCESSORY | Replacement Chain | Accessories | Weathered Zinc | 797 | [7 empty] | 0 | No | [14 empty] | 0 | [12 empty] | 2.8 | 5.6 | 8.4 | L:3'' |  |  | 3 |  |  | N/A | [6 empty] | No |  | No | [28 empty] | N/A |  | 0 | 0 | 0 | 0 | 0 | 0 | 0 | 0 | 0 | 0 | 0 | 785652073748 | 4 | 0.25 | 0.25 | 0.1 | 0 | 60 | Yes | 50 | 10785652073745 | 6 | 6 | 7 | 4.1 | 0.146 | Yes |  |  | LINK AND LOOP-797 | Link and Loop in Weathered Zinc |  | 9122-797.jpg | 9122.jpg
95374-12 | Barn Light Small Cage | The classic Barn Lights are hand crafted in aluminum and coated in a Galvanized or Blacksmith finish. Ideal for large or heavily trafficked outdoor areas that need plenty of downward directed light. The oversized Barn Lights make great accents to any commercial lighting plan or residential garage entry, shed, or patio. To customize your look, a 6" extender is included with every fixture. Also available as Dark Sky with four size options to choose from. | ACCESSORY | Barn Light | Accessories | Black | 12 | [7 empty] | 0 | No | [14 empty] | 0 | [12 empty] | 17 | 34 | 51 | D:8 1/4'' H:2 1/4'' |  | 8.25 |  |  | 2.25 | Screw(s) | [6 empty] | No |  | No | [30 empty] | 0 | 0 | 0 | 0 | 0 | 0 | 0 | 0 | 0 | 0 | 0 | 785652078804 | 8.75 | 8.5 | 3 | 0.6 | 0.129 | 175 | Yes | 10 | 10785652078801 | [7 empty] | cETL Wet | BARN LIGHT SM CAGE-12 | Barn Light Small Cage |  | 95374-12.jpg | 95374.jpg
95374-57 | Barn Light Small Cage | The classic Barn Lights are hand crafted in aluminum and coated in a Galvanized or Blacksmith finish. Ideal for large or heavily trafficked outdoor areas that need plenty of downward directed light. The oversized Barn Lights make great accents to any commercial lighting plan or residential garage entry, shed, or patio. To customize your look, a 6" extender is included with every fixture. Also available as Dark Sky with four size options to choose from. | ACCESSORY | Barn Light | Accessories | Weathered Pewter | 57 | [7 empty] | 0 | No | [14 empty] | 0 | [12 empty] | 17 | 34 | 51 | D:8 1/4'' H:2 1/4'' |  | 8.25 |  |  | 2.25 | Screw(s) | [6 empty] | No |  | No | [30 empty] | 0 | 0 | 0 | 0 | 0 | 0 | 0 | 0 | 0 | 0 | 0 | 785652078811 | 8.75 | 8.5 | 3 | 6 | 0.129 | 60 | Yes | 10 | 10785652078818 | [7 empty] | cETL Wet | BARN LIGHT SM CAGE-57 | Barn Light Small Cage |  | 95374-57.jpg | 95374.jpg
95374-71 | Barn Light Small Cage | The classic Barn Lights are hand crafted in aluminum and coated in a Galvanized or Blacksmith finish. Ideal for large or heavily trafficked outdoor areas that need plenty of downward directed light. The oversized Barn Lights make great accents to any commercial lighting plan or residential garage entry, shed, or patio. To customize your look, a 6" extender is included with every fixture. Also available as Dark Sky with four size options to choose from. | ACCESSORY | Barn Light | Accessories | Antique Bronze | 71 | [7 empty] | 0 | No | [14 empty] | 0 | [12 empty] | 17 | 34 | 51 | D:8 1/4'' H:2 1/4'' |  | 8.25 |  |  | 2.25 | Screw(s) | [6 empty] | No |  | No | [30 empty] | 0 | 0 | 0 | 0 | 0 | 0 | 0 | 0 | 0 | 0 | 0 | 785652078828 | 3.25 | 8.75 | 8.5 | 0.6 | 0.14 | 175 | Yes | 10 | 10785652078825 | [7 empty] | cETL Wet | BARN LIGHT SM CAGE-71 | Barn Light Small Cage |  | 95374-71.jpg | 95374.jpg
96374-12 | Barn Light Medium Cage | The classic Barn Lights are hand crafted in aluminum and coated in a Galvanized or Blacksmith finish. Ideal for large or heavily trafficked outdoor areas that need plenty of downward directed light. The oversized Barn Lights make great accents to any commercial lighting plan or residential garage entry, shed, or patio. To customize your look, a 6" extender is included with every fixture. Also available as Dark Sky with four size options to choose from. | ACCESSORY | Barn Light | Accessories | Black | 12 | [7 empty] | 0 | No | [14 empty] | 0 | [12 empty] | 19.5 | 39 | 58.5 | D:12 3/8'' H:3'' |  | 12.375 |  |  | 3 | Screw(s) | [6 empty] | No |  | No | [30 empty] | 0 | 0 | 0 | 0 | 0 | 0 | 0 | 0 | 0 | 0 | 0 | 785652078835 | 13 | 13 | 3.75 | 0.9 | 0.367 | 250 | Yes | 10 | 10785652078832 | [7 empty] | cETL Wet | BARN LIGHT MD CAGE-12 | Barn Light Medium Cage |  | 96374-12.jpg | 96374.jpg
96374-57 | Barn Light Medium Cage | The classic Barn Lights are hand crafted in aluminum and coated in a Galvanized or Blacksmith finish. Ideal for large or heavily trafficked outdoor areas that need plenty of downward directed light. The oversized Barn Lights make great accents to any commercial lighting plan or residential garage entry, shed, or patio. To customize your look, a 6" extender is included with every fixture. Also available as Dark Sky with four size options to choose from. | ACCESSORY | Barn Light | Accessories | Weathered Pewter | 57 | [7 empty] | 0 | No | [14 empty] | 0 | [12 empty] | 19.5 | 39 | 58.5 | D:12 3/8'' H:3'' |  | 12.375 |  |  | 3 | Screw(s) | [6 empty] | No |  | No | [30 empty] | 0 | 0 | 0 | 0 | 0 | 0 | 0 | 0 | 0 | 0 | 0 | 785652078842 | 13 | 12.75 | 3.75 | 0.9 | 0.36 | 250 | Yes | 10 | 10785652078849 | [7 empty] | cETL Wet | BARN LIGHT MD CAGE-57 | Barn Light Medium Cage |  | 96374-57.jpg | 96374.jpg
96374-71 | Barn Light Medium Cage | The classic Barn Lights are hand crafted in aluminum and coated in a Galvanized or Blacksmith finish. Ideal for large or heavily trafficked outdoor areas that need plenty of downward directed light. The oversized Barn Lights make great accents to any commercial lighting plan or residential garage entry, shed, or patio. To customize your look, a 6" extender is included with every fixture. Also available as Dark Sky with four size options to choose from. | ACCESSORY | Barn Light | Accessories | Antique Bronze | 71 | [7 empty] | 0 | No | [14 empty] | 0 | [12 empty] | 19.5 | 39 | 58.5 | D:12 3/8'' H:3'' |  | 12.375 |  |  | 3 | Screw(s) | [6 empty] | No |  | No | [30 empty] | 0 | 0 | 0 | 0 | 0 | 0 | 0 | 0 | 0 | 0 | 0 | 785652078859 | 20.5 | 16.25 | 15.75 | 5.6 | 3.036 | 300 | Yes | 10 | 10785652078856 | [7 empty] | cETL Wet | BARN LIGHT MD CAGE-71 | Barn Light Medium Cage |  | 96374-71.jpg | 96374.jpg
97032-32 | 35w 120V Clear T4 G9 Halogen |  | LIGHT BULB | Transitions Lamps | Light Bulbs | [9 empty] | 0 | No | 420 | 2550 | 90 | 35 | 120 | 14 - G9 | 15 - T4 |  |  |  | Halogen | 35 | 35 | 2000 | 0 | [12 empty] | 2.9 | 5.8 | 8.7 | D:1/2'' H:1 3/4'' O:1 3/4'' |  | 0.5 |  |  | 1.75 | N/A |  |  | 1.75 |  |  |  | No |  | No | [30 empty] | 0 | 0 | 0 | 0 | 0 | 0 | 0 | 0 | 0 | 0 | 0 | 785652970320 | 2.75 | 1 | 1 | 0.016 | 0.002 | 100 | Yes | 12 | 10785652970327 | 11.25 | 2.75 | 1 | 0.2 | 0.018 | Yes | C-UL-US Dry |  | 35 Watt G9 Halogen Clear Bulb |  |  | 97032-32.jpg | 97032.jpg
97050 | 13W Self Ballasted CFL with E26 Medium Base |  | LIGHT BULB | Compact Fluorescent Lamps | Light Bulbs | Undefined | [8 empty] | 0 | No | 900 | 2700 | 80 | 13 | 120 | M - E-26 Medium | 32 - Self Ballasted CFL |  |  |  | Fluorescent | 13 | 13 | 10000 | 0 | [12 empty] | 5.2 | 10.4 | 15.6 | D:2'' L:4 13/32'' |  | 2 | 4.4062 | [9 empty] | No |  | No | [30 empty] | 0 | 0 | 1 | 0 | 0 | 0 | 0 | 0 | 0 | 0 | 0 | 785652198526 | 2.25 | 2.25 | 5 | 0.2 | 0.015 | 85 | Yes | 60 | 10785652198523 | 14.25 | 12 | 11 | 10.8 | 1.089 | Yes | C-UL-US Damp |  | 13W Self Ballasted CFL with E26 Medium Base | 13W Self Ballasted CFL with E26 Medium Base | UL and Energy Star listed. We are using this lamp from TOSPO to supply KB home for the roll out of their national lamp program in 2012. We do not intend to catalog this items. The initial shipment will for supplier branded lamps. Private label derivatives will follow on second shipment to be made after CNY 2012. Iniital shipment to be made in master packs of 60 pieces per carton. 11/2013 Update: KB did not adopt this program. 20,000 initial buys will be sold via the internet. | 97049.jpg | 97049.jpg
97175 | 35w 120V Clear MRC16 GU10 Halogen NFL 24Â° |  | LIGHT BULB | Transitions Lamps | Light Bulbs | [9 empty] | 0 | No | 240 | 2700 | 90 | 35 | 120 | 17 - GU10 | N - MR16 | 24 |  |  | Halogen | 35 | 35 | 2000 | 4 | [12 empty] | 1.8 | 3.6 | 5.4 | D:2'' H:2 1/4'' | 0.1 | 2 |  |  | 2.25 | [7 empty] | No |  | No | [30 empty] | 0 | 0 | 0 | 0 | 0 | 0 | 0 | 0 | 0 | 0 | 0 | 785652971754 | 2.38 | 2 | 2 | 0.11 | 0.006 | 85 | Yes | 4 | 10785652971751 | [5 empty] | Yes | C-UL-US Dry |  | 35W, MRC16 Halogen Bulb with 24 degree beam |  |  | 97175.jpg | 97175.jpg
97180 | 50w 120V Clear MRC16 GU10 Halogen NFL 24Â° |  | LIGHT BULB | Transitions Lamps | Light Bulbs | [9 empty] | 0 | No | 450 | 2800 | 90 | 50 | 120 | 17 - GU10 | N - MR16 | 24 |  |  | Halogen | 50 | 50 | 2000 | 4 | [12 empty] | 1.8 | 3.6 | 5.4 | D:2'' H:2 1/4'' | 0.1 | 2 |  |  | 2.25 | [7 empty] | No |  | No | [30 empty] | 0 | 0 | 0 | 0 | 0 | 0 | 0 | 0 | 0 | 0 | 0 | 785652971808 | 2.38 | 2 | 2 | 0.16 | 0.006 | 65 | Yes | 4 | 10785652971805 | 4.75 | 2 | 4 | 0.462 | 0.022 | Yes | C-UL-US Dry |  | 50W, MRC16 Halogen Bulb with 24 Degree Beam |  |  | 97180.jpg | 97180.jpg
97181 | 50w 120V Clear MRC16 GU10 Halogen FL 38Â° |  | LIGHT BULB | Transitions Lamps | Light Bulbs | [9 empty] | 0 | No | 450 | 2800 | 90 | 50 | 120 | 17 - GU10 | N - MR16 | 38 |  |  | Halogen | 50 | 50 | 2000 | 3 | [12 empty] | 1.8 | 3.6 | 5.4 | D:2'' H:2 1/4'' | 0.1 | 2 |  |  | 2.25 | [7 empty] | No |  | No | [30 empty] | 0 | 0 | 0 | 0 | 0 | 0 | 0 | 0 | 0 | 0 | 0 | 785652971815 | 2.38 | 2 | 2 | 0.11 | 0.006 | 65 | Yes | 4 | 10785652971812 | 4.75 | 2 | 4 | 0.46 | 0.022 | Yes | C-UL-US Dry |  | 50W, MRC16 Halogen Bulb with 38 Degree Beam |  |  | 97181.jpg | 97181.jpg
97186 | 35w 120V Frosted MRC16 GU10 Halogen FL 38Â° |  | LIGHT BULB | Transitions Lamps | Light Bulbs | [9 empty] | 0 | No | 210 | 2700 | 90 | 35 | 120 | 17 - GU10 | N - MR16 | 38 |  |  | Halogen | 35 | 35 | 2000 | 3 | [12 empty] | 1.8 | 3.6 | 5.4 | D:2'' H:2 1/4'' | 0.1 | 2 |  |  | 2.25 | [7 empty] | No |  | No | [30 empty] | 0 | 0 | 0 | 0 | 0 | 0 | 0 | 0 | 0 | 0 | 0 | 785652971860 | 2.38 | 2 | 2 | 0.11 | 0.006 | 85 | Yes | 4 | 10785652971867 | 4.75 | 2 | 4 | 0.46 | 0.022 | Yes | C-UL-US Dry |  | Frosted, 35W, GU10, MRC16, 120v Halogen Bulb |  |  | 97186.jpg | 97186.jpg
97187 | 50w 120V Frosted MRC16 GU10 Halogen FL 38Â° |  | LIGHT BULB | Transitions Lamps | Light Bulbs | [9 empty] | 0 | No | 400 | 2800 | 90 | 50 | 120 | 17 - GU10 | N - MR16 | 38 |  |  | Halogen | 50 | 50 | 2000 | 3 | [12 empty] | 1.8 | 3.6 | 5.4 | D:2'' H:2 1/4'' | 0.1 | 2 |  |  | 2.25 | [7 empty] | No |  | No | [30 empty] | 0 | 0 | 0 | 0 | 0 | 0 | 0 | 0 | 0 | 0 | 0 | 785652971877 | 2 | 2 | 2.25 | 0.1 | 0.005 | 85 | Yes | 200 | 10785652971874 | 21.75 | 12.25 | 10 | 25 | 1.542 | Yes | C-UL-US Dry |  | Frosted, 50W, GU10, MRC16, 120v Halogen Bulb |  |  | 97187.jpg | 97187.jpg
97308S | 8w 120V A19 Medium Base LED 3000K | Until now, the easiest way to convert lighting fixtures to an energy efficient solution has been to swap out old incandescent lamps for compact fluorescents (CFLs). With the rapid innovation of technology, LED lamps have surpassed CFLs in efficiency and performance features. Unlike most CFLs, LEDs provide light that looks, feels and dims like incandescent while still reducing energy costs by up to 85%. Couple that with a lamp life span of up to 15,000 hours and it’s easy to see why LEDs are invading homes. Sea Gull Lighting’s line of LED lamps match to 85% of our lighting fixtures, including recessed and enclosed luminaires, giving customers an easy and highly efficient way to “go green” with LED. | LIGHT BULB | LED Lamp | Light Bulbs | Undefined | [8 empty] | 0 | No | 450 | 3000 | 85 | 8 | 120 | M - E-26 Medium | A19 - A19 |  |  |  | LED | 8 | 8 | 50000 | 0 | [12 empty] | 21 | 42 | 63 | L:4 5/16'' |  |  | 4.3125 | [9 empty] | No |  | No | [30 empty] | 0 | 0 | 0 | 0 | 0 | 0 | 1 | 0 | 0 | 0 | 0 | 785652152061 | 3.5 | 3.5 | 5.75 | 0.5 | 0.041 | 85 | Yes | 6 | 10785652152068 | 11 | 7.5 | 6 | 3.3 | 0.286 | Yes | UL Damp | cUL Damp | 8w 120V A19 Medium Base LED 3000K | 8w 120V A19 Medium Base LED 3000K | LSG #: DFNA19WWV1120V | 97308S.jpg | 97308.jpg
97309S | 13.5w 120V A19 Medium Base LED 3000K | Until now, the easiest way to convert lighting fixtures to an energy efficient solution has been to swap out old incandescent lamps for compact fluorescents (CFLs). With the rapid innovation of technology, LED lamps have surpassed CFLs in efficiency and performance features. Unlike most CFLs, LEDs provide light that looks, feels and dims like incandescent while still reducing energy costs by up to 85%. Couple that with a lamp life span of up to 15,000 hours and it’s easy to see why LEDs are invading homes. Sea Gull Lighting’s line of LED lamps match to 85% of our lighting fixtures, including recessed and enclosed luminaires, giving customers an easy and highly efficient way to “go green” with LED. | LIGHT BULB | LED Lamp | Light Bulbs | Undefined | [8 empty] | 0 | No | 800 | 3000 | 85 | 13.5 | 120 | M - E-26 Medium | A19 - A19 |  |  |  | LED | 13.5 | 13.5 | 50000 | 0 | [12 empty] | 37 | 74 | 111 | L:4 5/16'' |  |  | 4.3125 | [9 empty] | No |  | No | [30 empty] | 0 | 0 | 0 | 0 | 0 | 0 | 1 | 0 | 0 | 0 | 0 | 785652152078 | 3.5 | 3.5 | 5.75 | 0.5 | 0.041 | 85 | Yes | 6 | 10785652152075 | 11 | 7.5 | 6 | 3.3 | 0.286 | Yes | UL Damp | cUL Damp | 13.5w 120V A19 Medium Base LED 3000K | 13.5w 120V A19 Medium Base LED 3000K | LSG #: DFNA19WWV2120V | 97309S.jpg | 97309.jpg
97345S | 6.5w 120V A19 Medium Base LED 2700K | Until now, the easiest way to convert lighting fixtures to an energy efficient solution has been to swap out old incandescent lamps for compact fluorescents (CFLs). With the rapid innovation of technology, LED lamps have surpassed CFLs in efficiency and performance features. Unlike most CFLs, LEDs provide light that looks, feels and dims like incandescent while still reducing energy costs by up to 85%. Couple that with a lamp life span of up to 15,000 hours and it’s easy to see why LEDs are invading homes. Sea Gull Lighting’s line of LED lamps match to 85% of our lighting fixtures, including recessed and enclosed luminaires, giving customers an easy and highly efficient way to “go green” with LED. | LIGHT BULB | LED Lamp | Light Bulbs | Undefined | [8 empty] | 0 | No | 690 | 2700 | 80 | 6.5 | 120 | M - E-26 Medium | A19 - A19 | 120 |  |  | LED | 6.5 | 6.5 | 50000 | 0 | [12 empty] | 30.25 | 60.5 | 90.75 | D:2 3/8'' L:4'' |  | 2.375 | 4 | [9 empty] | No |  | No | [30 empty] | 0 | 0 | 0 | 1 | 0 | 0 | 1 | 0 | 0 | 0 | 0 | 785652251016 | 5.5 | 2.75 | 2.75 | 0.4 | 0.024 | 85 | Yes | [8 empty] | C-UL-US Damp |  | 6.5w 120V A19 Medium Base LED 2700K | 6.5w 120V A19 Medium Base LED 2700K |  | 97345S.jpg | 97345S.jpg
97351S | 7w 120V PAR20 Medium Base LED 2700K | Until now, the easiest way to convert lighting fixtures to an energy efficient solution has been to swap out old incandescent lamps for compact fluorescents (CFLs). With the rapid innovation of technology, LED lamps have surpassed CFLs in efficiency and performance features. Unlike most CFLs, LEDs provide light that looks, feels and dims like incandescent while still reducing energy costs by up to 85%. Couple that with a lamp life span of up to 15,000 hours and it’s easy to see why LEDs are invading homes. Sea Gull Lighting’s line of LED lamps match to 85% of our lighting fixtures, including recessed and enclosed luminaires, giving customers an easy and highly efficient way to “go green” with LED. | LIGHT BULB | LED Lamp | Light Bulbs | Undefined | [8 empty] | 0 | No | 500 | 2700 | 82 | 7 | 120 | M - E-26 Medium | 1 - PAR20 | 40 |  |  | LED | 7 | 7 | 50000 | 3 | [12 empty] | 24.6 | 49.2 | 73.8 | D:2 1/2'' L:3 3/8'' |  | 2.5 | 3.375 | [9 empty] | No |  | No | [30 empty] | 0 | 0 | 0 | 1 | 0 | 0 | 1 | 0 | 0 | 0 | 0 | 785652251092 | 5 | 3 | 3 | 0.4 | 0.026 | 85 | Yes | 80 | 10785652251099 | 18.25 | 14.75 | 13 | 36.4 | 2.025 | Yes | C-UL-US Damp |  | 7w 120V PAR20 Medium Base LED 2700K | 7w 120V PAR20 Medium Base LED 2700K |  | 97351S.jpg | 97351S.jpg
97359S | 5w 120V MR16 GU10 Base LED 2700K FL 40 | Until now, the easiest way to convert lighting fixtures to an energy efficient solution has been to swap out old incandescent lamps for compact fluorescents (CFLs). With the rapid innovation of technology, LED lamps have surpassed CFLs in efficiency and performance features. Unlike most CFLs, LEDs provide light that looks, feels and dims like incandescent while still reducing energy costs by up to 85%. Couple that with a lamp life span of up to 15,000 hours and it’s easy to see why LEDs are invading homes. Sea Gull Lighting’s line of LED lamps match to 85% of our lighting fixtures, including recessed and enclosed luminaires, giving customers an easy and highly efficient way to “go green” with LED. | LIGHT BULB | LED Lamp | Light Bulbs | Undefined | [8 empty] | 0 | No | 300 | 2700 | 84 | 5 | 120 | 17 - GU10 | N - MR16 | 40 |  |  | LED | 5 | 5 | 50000 | 3 | [12 empty] | 21.5 | 43 | 64.5 | D:2'' L:2 1/8'' |  | 2 | 2.125 | [9 empty] | No |  | No | [30 empty] | 0 | 0 | 0 | 1 | 0 | 0 | 1 | 0 | 0 | 0 | 0 | 785652251191 | 3 | 3 | 3 | 0.1 | 0.016 | 125 | Yes | 100 | 10785652251198 | 22.25 | 22.25 | 7 | 15.4 | 2.005 | Yes | C-UL-US Damp |  | 5w 120V MR16 GU10 Base LED 2700K FL 40 | 5w 120V MR16 GU10 Base LED 2700K FL 40 |  | 97359S.jpg | 97359S.jpg
97374-12 | Barn Light Large Cage | The classic Barn Lights are hand crafted in aluminum and coated in a Galvanized or Blacksmith finish. Ideal for large or heavily trafficked outdoor areas that need plenty of downward directed light. The oversized Barn Lights make great accents to any commercial lighting plan or residential garage entry, shed, or patio. To customize your look, a 6" extender is included with every fixture. Also available as Dark Sky with four size options to choose from. | ACCESSORY | Barn Light | Accessories | Black | 12 | [7 empty] | 0 | No | [14 empty] | 0 | [12 empty] | 22 | 44 | 66 | D:14 3/8'' H:3 3/8'' |  | 14.375 |  |  | 3.375 | Screw(s) | [6 empty] | No |  | No | [30 empty] | 0 | 0 | 0 | 0 | 0 | 0 | 0 | 0 | 0 | 0 | 0 | 785652078866 | 14.75 | 14.75 | 4 | 1.4 | 0.504 | 250 | Yes | 10 | 10785652078863 | [7 empty] | cETL Wet | BARN LIGHT LG CAGE-12 | Barn Light Large Cage |  | 97374-12.jpg | 97374.jpg
97374-57 | Barn Light Large Cage | The classic Barn Lights are hand crafted in aluminum and coated in a Galvanized or Blacksmith finish. Ideal for large or heavily trafficked outdoor areas that need plenty of downward directed light. The oversized Barn Lights make great accents to any commercial lighting plan or residential garage entry, shed, or patio. To customize your look, a 6" extender is included with every fixture. Also available as Dark Sky with four size options to choose from. | ACCESSORY | Barn Light | Accessories | Weathered Pewter | 57 | [7 empty] | 0 | No | [14 empty] | 0 | [12 empty] | 22 | 44 | 66 | D:14 3/8'' H:3 3/8'' |  | 14.375 |  |  | 3.375 | Screw(s) | [6 empty] | No |  | No | [30 empty] | 0 | 0 | 0 | 0 | 0 | 0 | 0 | 0 | 0 | 0 | 0 | 785652078873 | 14.75 | 14.5 | 3.75 | 1.5 | 0.464 | 250 | Yes | 10 | 10785652078870 | [7 empty] | cETL Wet | BARN LIGHT LG CAGE-57 | Barn Light Large Cage |  | 97374-57.jpg | 97374.jpg
97374-71 | Barn Light Large Cage | The classic Barn Lights are hand crafted in aluminum and coated in a Galvanized or Blacksmith finish. Ideal for large or heavily trafficked outdoor areas that need plenty of downward directed light. The oversized Barn Lights make great accents to any commercial lighting plan or residential garage entry, shed, or patio. To customize your look, a 6" extender is included with every fixture. Also available as Dark Sky with four size options to choose from. | ACCESSORY | Barn Light | Accessories | Antique Bronze | 71 | [7 empty] | 0 | No | [14 empty] | 0 | [12 empty] | 22 | 44 | 66 | D:14 3/8'' H:3 3/8'' |  | 14.375 |  |  | 3.375 | Screw(s) | [6 empty] | No |  | No | [30 empty] | 0 | 0 | 0 | 0 | 0 | 0 | 0 | 0 | 0 | 0 | 0 | 785652078880 | 14.75 | 14.25 | 3.75 | 1.4 | 0.456 | 250 | Yes | 10 | 10785652078887 | [7 empty] | cETL Wet | BARN LIGHT LG CAGE-71 | Barn Light Large Cage |  | 97374-71.jpg | 97374.jpg
97443S | 4.5w 120V A19 Medium Base LED 3000K | Until now, the easiest way to convert lighting fixtures to an energy efficient solution has been to swap out old incandescent lamps for compact fluorescents (CFLs). With the rapid innovation of technology, LED lamps have surpassed CFLs in efficiency and performance features. Unlike most CFLs, LEDs provide light that looks, feels and dims like incandescent while still reducing energy costs by up to 85%. Couple that with a lamp life span of up to 15,000 hours and it’s easy to see why LEDs are invading homes. Sea Gull Lighting’s line of LED lamps match to 85% of our lighting fixtures, including recessed and enclosed luminaires, giving customers an easy and highly efficient way to “go green” with LED. | LIGHT BULB | LED Lamp | Light Bulbs | Undefined | [8 empty] | 0 | No | 230 | 3000 | 75 | 4.5 | 120 | M - E-26 Medium | A19 - A19 | 120 |  |  | LED | 4.5 | 4.5 | 40000 | 0 | [12 empty] | 19 | 38 | 57 | D:2 3/8'' L:4'' |  | 2.375 | 4 | [9 empty] | No |  | No | [30 empty] | 0 | 0 | 0 | 1 | 0 | 0 | 1 | 0 | 0 | 0 | 0 | 785652250989 | 5.5 | 2.75 | 2.75 | 0.2 | 0.024 | 100 | Yes | 6 | 10785652250986 | 5.78 | 8.38 | 6.78 | 1.3 | 0.19 | Yes | C-UL-US Damp |  | 4.5w 120V A19 Medium Base LED 3000K | 4.5w 120V A19 Medium Base LED 3000K |  | 97443S.jpg | 97443S.jpg
97451S | 7w 120V PAR20 Medium Base LED 3000K | Until now, the easiest way to convert lighting fixtures to an energy efficient solution has been to swap out old incandescent lamps for compact fluorescents (CFLs). With the rapid innovation of technology, LED lamps have surpassed CFLs in efficiency and performance features. Unlike most CFLs, LEDs provide light that looks, feels and dims like incandescent while still reducing energy costs by up to 85%. Couple that with a lamp life span of up to 15,000 hours and it’s easy to see why LEDs are invading homes. Sea Gull Lighting’s line of LED lamps match to 85% of our lighting fixtures, including recessed and enclosed luminaires, giving customers an easy and highly efficient way to “go green” with LED. | LIGHT BULB | LED Lamp | Light Bulbs | Undefined | [8 empty] | 0 | No | 500 | 3000 | 82 | 7 | 120 | M - E-26 Medium | 1 - PAR20 | 40 |  |  | LED | 7 | 7 | 50000 | 3 | [12 empty] | 24.6 | 49.2 | 73.8 | D:2 1/2'' L:3 3/8'' |  | 2.5 | 3.375 | [9 empty] | No |  | No | [30 empty] | 0 | 0 | 0 | 1 | 0 | 0 | 1 | 0 | 0 | 0 | 0 | 785652251108 | 4.4 | 2.6 | 4.4 | 0.4 | 0.029 | 85 | Yes | 100 | 10785652251105 | 18.5 | 14.4 | 14.6 | 44.4 | 2.251 | Yes | C-UL-US Damp |  | 7w 120V PAR20 Medium Base LED 3000K | 7w 120V PAR20 Medium Base LED 3000K |  | 97451S.jpg | 97451S.jpg
97459S | 5w 120V MR16 GU10 Base LED 3000K FL 40 | Until now, the easiest way to convert lighting fixtures to an energy efficient solution has been to swap out old incandescent lamps for compact fluorescents (CFLs). With the rapid innovation of technology, LED lamps have surpassed CFLs in efficiency and performance features. Unlike most CFLs, LEDs provide light that looks, feels and dims like incandescent while still reducing energy costs by up to 85%. Couple that with a lamp life span of up to 15,000 hours and it’s easy to see why LEDs are invading homes. Sea Gull Lighting’s line of LED lamps match to 85% of our lighting fixtures, including recessed and enclosed luminaires, giving customers an easy and highly efficient way to “go green” with LED. | LIGHT BULB | LED Lamp | Light Bulbs | Undefined | [8 empty] | 0 | No | 300 | 3000 | 84 | 5 | 120 | 17 - GU10 | N - MR16 | 40 |  |  | LED | 5 | 5 | 50000 | 3 | [12 empty] | 21.5 | 43 | 64.5 | D:2'' L:2 1/8'' |  | 2 | 2.125 | [9 empty] | No |  | No | [30 empty] | 0 | 0 | 0 | 1 | 0 | 0 | 1 | 0 | 0 | 0 | 0 | 785652251207 | 3 | 2.2 | 2.2 | 0.1 | 0.008 | 85 | Yes | 150 | 10785652251204 | 22.5 | 22.5 | 7.25 | 22 | 2.124 | Yes | C-UL-US Damp |  | 5w 120V MR16 GU10 Base LED 3000K FL 40 | 5w 120V MR16 GU10 Base LED 3000K FL 40 |  | 97459S.jpg | 97459S.jpg
97460S | 7w 120V MR16 GU10 Base LED 3000K FL 45 | Until now, the easiest way to convert lighting fixtures to an energy efficient solution has been to swap out old incandescent lamps for compact fluorescents (CFLs). With the rapid innovation of technology, LED lamps have surpassed CFLs in efficiency and performance features. Unlike most CFLs, LEDs provide light that looks, feels and dims like incandescent while still reducing energy costs by up to 85%. Couple that with a lamp life span of up to 15,000 hours and it’s easy to see why LEDs are invading homes. Sea Gull Lighting’s line of LED lamps match to 85% of our lighting fixtures, including recessed and enclosed luminaires, giving customers an easy and highly efficient way to “go green” with LED. | LIGHT BULB | LED Lamp | Light Bulbs | Undefined | [8 empty] | 0 | No | 450 | 3000 | 80 | 7 | 120 | 17 - GU10 | N - MR16 | 45 |  |  | LED | 7 | 7 | 50000 | 3 | [12 empty] | 21.5 | 43 | 64.5 | D:2 1/4'' L:2 1/2'' |  | 2.25 | 2.5 | [9 empty] | No |  | No | [30 empty] | 0 | 0 | 0 | 0 | 0 | 0 | 1 | 0 | 0 | 0 | 0 | 785652251238 | 3.25 | 2.2 | 2.2 | 0.2 | 0.009 | 65 | Yes | 150 | 10785652251235 | 22.25 | 22.25 | 7.25 | 28.4 | 2.077 | Yes | C-UL-US Damp |  | 7w 120V MR16 GU10 Base LED 3000K FL 45 | 7w 120V MR16 GU10 Base LED 3000K FL 45 |  | 97460S.jpg | 97460S.jpg
97508S | 8w 120V A19 Medium Base LED 4000K | Until now, the easiest way to convert lighting fixtures to an energy efficient solution has been to swap out old incandescent lamps for compact fluorescents (CFLs). With the rapid innovation of technology, LED lamps have surpassed CFLs in efficiency and performance features. Unlike most CFLs, LEDs provide light that looks, feels and dims like incandescent while still reducing energy costs by up to 85%. Couple that with a lamp life span of up to 15,000 hours and it’s easy to see why LEDs are invading homes. Sea Gull Lighting’s line of LED lamps match to 85% of our lighting fixtures, including recessed and enclosed luminaires, giving customers an easy and highly efficient way to “go green” with LED. | LIGHT BULB | LED Lamp | Light Bulbs | Undefined | [8 empty] | 0 | No | 475 | 4000 | 85 | 8 | 120 | M - E-26 Medium | A19 - A19 |  |  |  | LED | 8 | 8 | 50000 | 0 | [12 empty] | 21 | 42 | 63 | L:4 5/16'' |  |  | 4.3125 | [9 empty] | No |  | No | [30 empty] | 0 | 0 | 0 | 0 | 0 | 0 | 1 | 0 | 0 | 0 | 0 | 785652219870 | 3.5 | 3.5 | 5.25 | 0.5 | 0.037 | 85 | Yes | 6 | 10785652219877 | 11 | 7.5 | 6 | 3 | 0.286 | Yes | UL Damp | cUL Damp | 8w 120V A19 Medium Base LED 4000K | 8w 120V A19 Medium Base LED 4000K |  | 97508S.jpg | 97508.jpg
97509S | 13w 120V A19 Medium Base LED 4000K | Until now, the easiest way to convert lighting fixtures to an energy efficient solution has been to swap out old incandescent lamps for compact fluorescents (CFLs). With the rapid innovation of technology, LED lamps have surpassed CFLs in efficiency and performance features. Unlike most CFLs, LEDs provide light that looks, feels and dims like incandescent while still reducing energy costs by up to 85%. Couple that with a lamp life span of up to 15,000 hours and it’s easy to see why LEDs are invading homes. Sea Gull Lighting’s line of LED lamps match to 85% of our lighting fixtures, including recessed and enclosed luminaires, giving customers an easy and highly efficient way to “go green” with LED. | LIGHT BULB | LED Lamp | Light Bulbs | Undefined | [8 empty] | 0 | No | 850 | 4000 | 85 | 13.5 | 120 | M - E-26 Medium | A19 - A19 |  |  |  | LED | 13.5 | 13.5 | 50000 | 0 | [12 empty] | 37 | 74 | 111 | L:4 5/16'' |  |  | 4.3125 | [9 empty] | No |  | No | [30 empty] | 0 | 0 | 0 | 0 | 0 | 0 | 1 | 0 | 0 | 0 | 0 | 785652219887 | 3.58 | 3.58 | 5.38 | 0.5 | 0.04 | 85 | Yes | 6 | 10785652219884 | 11 | 7.5 | 6.18 | 3.1 | 0.295 | Yes | UL Damp | cUL Damp | 13.5w 120V A19 Medium Base LED 4000K | 13.5w 120V A19 Medium Base LED 4000K |  | 97509S.jpg | 97509.jpg
97510S |  |  | LIGHT BULB |  | Light Bulbs | Undefined | [8 empty] | 0 | No | 800 | 2700 | 90 | 8.5 | 120 | 19 - Medium | A19 - A19 | 360 |  |  |  | 8.5 | 8.5 | 25000 | 0 | [12 empty] | 5.3 | 10.6 | 15.9 | D:2 3/8'' L:4 1/32'' |  | 2.375 | 4.0312 | [9 empty] | No |  | No | [30 empty] | 0 | 0 | 0 | 0 | 1 | 0 | 0 | 0 | 0 | 0 | 0 | [17 empty] | cUL Damp | LED 7.5W A19 ES JA8 FILA BULB | LED 8.5W A19 2700K ES JA8 FILAMENT BULB |  | 97510S.jpg | 97510S.jpg
98374-12 | Barn Light Extra Large Cage | The classic Barn Lights are hand crafted in aluminum and coated in a Galvanized or Blacksmith finish. Ideal for large or heavily trafficked outdoor areas that need plenty of downward directed light. The oversized Barn Lights make great accents to any commercial lighting plan or residential garage entry, shed, or patio. To customize your look, a 6" extender is included with every fixture. Also available as Dark Sky with four size options to choose from. | ACCESSORY | Barn Light | Accessories | Black | 12 | [7 empty] | 0 | No | [14 empty] | 0 | [12 empty] | 24.5 | 49 | 73.5 | D:16 3/8'' H:3 1/2'' |  | 16.375 |  |  | 3.5 | Screw(s) | [6 empty] | No |  | No | [30 empty] | 0 | 0 | 0 | 0 | 0 | 0 | 0 | 0 | 0 | 0 | 0 | 785652078897 | 16.75 | 16.25 | 4.2 | 1.6 | 0.662 | 250 | Yes | 10 | 10785652078894 | [7 empty] | cETL Wet | BARN LIGHT XL CAGE-12 | Barn Light Extra Large Cage |  | 98374-12.jpg | 98374.jpg
98374-57 | Barn Light Extra Large Cage | The classic Barn Lights are hand crafted in aluminum and coated in a Galvanized or Blacksmith finish. Ideal for large or heavily trafficked outdoor areas that need plenty of downward directed light. The oversized Barn Lights make great accents to any commercial lighting plan or residential garage entry, shed, or patio. To customize your look, a 6" extender is included with every fixture. Also available as Dark Sky with four size options to choose from. | ACCESSORY | Barn Light | Accessories | Weathered Pewter | 57 | [7 empty] | 0 | No | [14 empty] | 0 | [12 empty] | 24.5 | 49 | 73.5 | D:16 3/8'' H:3 1/2'' |  | 16.375 |  |  | 3.5 | Screw(s) | [6 empty] | No |  | No | [30 empty] | 0 | 0 | 0 | 0 | 0 | 0 | 0 | 0 | 0 | 0 | 0 | 785652078903 | 16.75 | 16.5 | 4.5 | 1.7 | 0.72 | 250 | Yes | 10 | 10785652078900 | [7 empty] | cETL Wet | BARN LIGHT XL CAGE-57 | Barn Light Extra Large Cage |  | 98374-57.jpg | 98374.jpg
98374-71 | Barn Light Extra Large Cage | The classic Barn Lights are hand crafted in aluminum and coated in a Galvanized or Blacksmith finish. Ideal for large or heavily trafficked outdoor areas that need plenty of downward directed light. The oversized Barn Lights make great accents to any commercial lighting plan or residential garage entry, shed, or patio. To customize your look, a 6" extender is included with every fixture. Also available as Dark Sky with four size options to choose from. | ACCESSORY | Barn Light | Accessories | Antique Bronze | 71 | [7 empty] | 0 | No | [14 empty] | 0 | [12 empty] | 24.5 | 49 | 73.5 | D:16 3/8'' H:3 1/2'' |  | 16.375 |  |  | 3.5 | Screw(s) | [6 empty] | No |  | No | [30 empty] | 0 | 0 | 0 | 0 | 0 | 0 | 0 | 0 | 0 | 0 | 0 | 785652078910 | 16.75 | 16.25 | 4.25 | 1.6 | 0.669 | 250 | Yes | 10 | 10785652078917 | [7 empty] | cETL Wet | BARN LIGHT XL CAGE-71 | Barn Light Extra Large Cage |  | 98374-71.jpg | 98374.jpg
9A19DLED27/G4 | LED 9W A19 2700K BULB | Until now, the easiest way to convert lighting fixtures to an energy efficient solution has been to swap out old incandescent lamps for compact fluorescents (CFLs). With the rapid innovation of technology, LED lamps have surpassed CFLs in efficiency and performance features. Unlike most CFLs, LEDs provide light that looks, feels and dims like incandescent while still reducing energy costs by up to 85%. Couple that with a lamp life span of up to 15,000 hours and it’s easy to see why LEDs are invading homes. Sea Gull Lighting’s line of LED lamps match to 85% of our lighting fixtures, including recessed and enclosed luminaires, giving customers an easy and highly efficient way to “go green” with LED. | LIGHT BULB | LED Lamp | Light Bulbs | Undefined | [8 empty] | 0 | No | 800 | 2700 | 82 | 9 | 120 | 19 - Medium | A19 - A19 |  | 10 | 100 | LED | 9 | 9 | 25000 | 0 | [12 empty] | 3.5 | 7 | 10.5 | D:2 3/8'' L:4 3/8'' |  | 2.375 | 4.375 | [9 empty] | No |  | No | [30 empty] | 0 | 0 | 0 | 1 | 0 | 0 | 0 | 0 | 0 | 0 | 0 | 767627974151 | 2.5 | 2.5 | 4.78 | 0.2 | 0.017 | 93 | Yes | 72 | 10767627974158 | 13.75 | 13.5 | 11 | 11.7 | 1.182 | Yes |  |  | LED 9W A19 2700K BULB | LED 9W A19 2700K BULB |  | 9A19DLED27G4.jpg | 9A19DLED27.jpg