F3146/4NWB | 4 - Light Chandelier | Inspired by classic lanterns, the clean, geometric silhouette of the transitional Finnegan chandelier collection by Feiss features exquisite metal work and marries two new, contrasting finishes. The square tubing of the open frame in a New World Bronze finish is in dramatic contrast to the new Burnished Brass finish of the socket cups, which brighten and bring life to this mixed-material collection. This design will perfectly complement a wide range of décor from urban, eclectic loft spaces to clean, contemporary interpretations of Colonial or nautical décor to rich, European inspired space. This updated take on a classic lantern lighting collection includes a four-light, square chandelier, four-light tall foyer chandelier, seven-light linear chandelier, five-light linear chandelier, one-light mini-pendant light and a one-light wall sconce. The one-light wall sconce is Damp Rated. | CHANDELIERS | Finnegan | Chandeliers | New World Bronze | NWB | Steel |  |  |  |  | 4 Medium A19 60w |  | 4 | No | [14 empty] | 0 | [12 empty] | 231.45 | 462.9 | 694.35 | L:21'' W:21'' H:27'' O:84 1/4'' | 9.9 |  | 21 | 21 | 27 | Center Lock-Up |  |  | 84.25 | 36.25 - 84.25 | [25 empty] | DP:5 1/2'' W:5 1/2'' H:3/4'' Square |  |  |  |  | 180 |  |  |  | Hardwired | 0 | 0 | 0 | 0 | 0 | 0 | 0 | 0 | 0 | 0 | 0 | 014817569704 | 32.25 | 24.5 | 9.25 | 16.5 | 4.23 | 250 | Yes | [9 empty] | cETL Damp | 4L CHANDELIER TALL LANTERN | 4 - Light Chandelier |  | F31464NWB.jpg | F31464NWB.jpg
F3147/5NWB | 5 - Light Island Chandelier | Inspired by classic lanterns, the clean, geometric silhouette of the transitional Finnegan chandelier collection by Feiss features exquisite metal work and marries two new, contrasting finishes. The square tubing of the open frame in a New World Bronze finish is in dramatic contrast to the new Burnished Brass finish of the socket cups, which brighten and bring life to this mixed-material collection. This design will perfectly complement a wide range of décor from urban, eclectic loft spaces to clean, contemporary interpretations of Colonial or nautical décor to rich, European inspired space. This updated take on a classic lantern lighting collection includes a four-light, square chandelier, four-light tall foyer chandelier, seven-light linear chandelier, five-light linear chandelier, one-light mini-pendant light and a one-light wall sconce. The one-light wall sconce is Damp Rated. | CHANDELIERS | Finnegan | Chandeliers | New World Bronze | NWB | Steel |  |  |  |  | 5 Medium A19 60w |  | 5 | No | [14 empty] | 0 | [12 empty] | 282.95 | 565.9 | 848.85 | L:40'' W:12'' H:13 3/4'' O:71'' | 14.3 |  | 40 | 12 | 13.75 | Screw(s) |  |  | 71 | 23 - 71 | [25 empty] | DP:5'' W:15'' H:1'' Rectangular |  |  |  |  | 240 |  |  |  | Hardwired | 0 | 0 | 0 | 0 | 0 | 0 | 0 | 0 | 0 | 0 | 0 | 014817569728 | 45 | 19.75 | 16.5 | 28.7 | 8.486 | 250 | Yes | [9 empty] | cETL Damp | 5L ISLAND CHANDELIER | 5 - Light Island Chandelier |  | F31475NWB.jpg | F31475NWB.jpg
F3148/7NWB | 7 - Light Island Chandelier | Inspired by classic lanterns, the clean, geometric silhouette of the transitional Finnegan chandelier collection by Feiss features exquisite metal work and marries two new, contrasting finishes. The square tubing of the open frame in a New World Bronze finish is in dramatic contrast to the new Burnished Brass finish of the socket cups, which brighten and bring life to this mixed-material collection. This design will perfectly complement a wide range of décor from urban, eclectic loft spaces to clean, contemporary interpretations of Colonial or nautical décor to rich, European inspired space. This updated take on a classic lantern lighting collection includes a four-light, square chandelier, four-light tall foyer chandelier, seven-light linear chandelier, five-light linear chandelier, one-light mini-pendant light and a one-light wall sconce. The one-light wall sconce is Damp Rated. | CHANDELIERS | Finnegan | Chandeliers | New World Bronze | NWB | Steel |  |  |  |  | 7 Medium A19 60w |  | 7 | No | [14 empty] | 0 | [12 empty] | 396.45 | 792.9 | 1189.35 | L:60'' W:12'' H:13 3/4'' O:71'' | 17.16 |  | 60 | 12 | 13.75 | Screw(s) |  |  | 71 | 23 - 71 | [25 empty] | DP:5'' W:15'' H:1'' Rectangular |  |  |  |  | 240 |  |  |  | Hardwired | 0 | 0 | 0 | 0 | 0 | 0 | 0 | 0 | 0 | 0 | 0 | 014817569735 | 65.25 | 20 | 16.5 | 38.9 | 12.461 | 250 | Yes | [9 empty] | cETL Damp | 7L ISLAND CHANDELIER | 7 - Light Island Chandelier |  | F31487NWB.jpg | F31487NWB.jpg
F3149/4CH | 4 - Light Pendant | The transitional Conant lantern pendant collection by Feiss is highly structured and infinitely inviting, and the crisp architectural lines of these open lanterns are richly warmed by a new Gilded Satin Brass finish or modernized with a bright Chrome finish. Intricate square details at the base of each floating candle tube exemplify the artistry and skill required to create these majestic lighting fixtures. The open frames (no glass panels) give the lantern silhouettes an airy, updated look and will look perfect paired over an island as kitchen lighting, dining room lighting or in a bedroom paired with the complementary wall sconces. The Conant lantern pendant collection includes a four-light small lantern pendant, four-light medium lantern pendant, four-light large lantern pendant, eight-light linear island fixture and a one-light wall sconce. The one-light wall sconce is Damp Rated. | LINE VOLTAGE PENDANT | Conant | Pendants | Chrome | CH | Steel |  |  |  |  | 4 Candelabra B10 Torpedo 60w |  | 4 | No | [14 empty] | 0 | [12 empty] | 190.45 | 380.9 | 571.35 | L:13'' W:13'' H:18'' O:75'' | 8.84 |  | 13 | 13 | 18 | Center Lock-Up |  |  | 75 | 27 - 75 | [25 empty] | DP:5'' W:5'' H:3/4'' Square |  |  |  |  | 180 |  |  |  | Hardwired | 0 | 0 | 0 | 0 | 0 | 0 | 0 | 0 | 0 | 0 | 0 | 014817569872 | 21.25 | 16 | 15.75 | 11.2 | 3.099 | 250 | Yes | [9 empty] | cETL Damp | CONANT 4L PENDANT CH | 4 - Light Pendant |  | F31494CH.jpg | F31494CH.jpg
F3149/4GSB | 4 - Light Pendant | The transitional Conant lantern pendant collection by Feiss is highly structured and infinitely inviting, and the crisp architectural lines of these open lanterns are richly warmed by a new Gilded Satin Brass finish or modernized with a bright Chrome finish. Intricate square details at the base of each floating candle tube exemplify the artistry and skill required to create these majestic lighting fixtures. The open frames (no glass panels) give the lantern silhouettes an airy, updated look and will look perfect paired over an island as kitchen lighting, dining room lighting or in a bedroom paired with the complementary wall sconces. The Conant lantern pendant collection includes a four-light small lantern pendant, four-light medium lantern pendant, four-light large lantern pendant, eight-light linear island fixture and a one-light wall sconce. The one-light wall sconce is Damp Rated. | LINE VOLTAGE PENDANT | Conant | Pendants | Gilded Satin Brass | GSB | Steel |  |  |  |  | 4 Candelabra B10 Torpedo 60w |  | 4 | No | [14 empty] | 0 | [12 empty] | 190.45 | 380.9 | 571.35 | L:13'' W:13'' H:18'' O:75'' | 8.84 |  | 13 | 13 | 18 | Center Lock-Up |  |  | 75 | 27 - 75 | [25 empty] | DP:5'' W:5'' H:3/4'' Square |  |  |  |  | 180 |  |  |  | Hardwired | 0 | 0 | 0 | 0 | 0 | 0 | 0 | 0 | 0 | 0 | 0 | 014817569926 | 15.75 | 16 | 21.25 | 11.15 | 3.099 | 250 | Yes | [9 empty] | cETL Damp | CONANT 4L PENDANT GLD STN BRSS | 4 - Light Pendant |  | F31494GSB.jpg | F31494GSB.jpg
F3150/4CH | 4 - Light Chandelier | The transitional Conant lantern pendant collection by Feiss is highly structured and infinitely inviting, and the crisp architectural lines of these open lanterns are richly warmed by a new Gilded Satin Brass finish or modernized with a bright Chrome finish. Intricate square details at the base of each floating candle tube exemplify the artistry and skill required to create these majestic lighting fixtures. The open frames (no glass panels) give the lantern silhouettes an airy, updated look and will look perfect paired over an island as kitchen lighting, dining room lighting or in a bedroom paired with the complementary wall sconces. The Conant lantern pendant collection includes a four-light small lantern pendant, four-light medium lantern pendant, four-light large lantern pendant, eight-light linear island fixture and a one-light wall sconce. The one-light wall sconce is Damp Rated. | CHANDELIERS | Conant | Pendants | Chrome | CH | Steel |  |  |  |  | 4 Candelabra B10 Torpedo 60w |  | 4 | No | [14 empty] | 0 | [12 empty] | 230.45 | 460.9 | 691.35 | L:18'' W:18'' H:19'' O:76'' | 9.9 |  | 18 | 18 | 19 | Center Lock-Up |  |  | 76 | 28 - 76 | [25 empty] | DP:5'' W:5'' H:3/4'' Square |  |  |  |  | 180 |  |  |  | Hardwired | 0 | 0 | 0 | 0 | 0 | 0 | 0 | 0 | 0 | 0 | 0 | 014817569889 | 20.5 | 19.75 | 11 | 16.1 | 2.577 | 125 | Yes | [9 empty] | cETL Damp | CONANT 4L SMALL CH | 4 - Light Chandelier |  | F31504CH.jpg | F31504CH.jpg
F3150/4GSB | 4 - Light Chandelier | The transitional Conant lantern pendant collection by Feiss is highly structured and infinitely inviting, and the crisp architectural lines of these open lanterns are richly warmed by a new Gilded Satin Brass finish or modernized with a bright Chrome finish. Intricate square details at the base of each floating candle tube exemplify the artistry and skill required to create these majestic lighting fixtures. The open frames (no glass panels) give the lantern silhouettes an airy, updated look and will look perfect paired over an island as kitchen lighting, dining room lighting or in a bedroom paired with the complementary wall sconces. The Conant lantern pendant collection includes a four-light small lantern pendant, four-light medium lantern pendant, four-light large lantern pendant, eight-light linear island fixture and a one-light wall sconce. The one-light wall sconce is Damp Rated. | CHANDELIERS | Conant | Pendants | Gilded Satin Brass | GSB | Steel |  |  |  |  | 4 Candelabra B10 Torpedo 60w |  | 4 | No | [14 empty] | 0 | [12 empty] | 230.45 | 460.9 | 691.35 | L:18'' W:18'' H:19'' O:76'' | 9.9 |  | 18 | 18 | 19 | Center Lock-Up |  |  | 76 | 28 - 76 | [25 empty] | DP:5'' W:5'' H:3/4'' Square |  |  |  |  | 180 |  |  |  | Hardwired | 0 | 0 | 0 | 0 | 0 | 0 | 0 | 0 | 0 | 0 | 0 | 014817569933 | 22.5 | 21.25 | 21 | 14.6 | 5.811 | 250 | Yes | [9 empty] | cETL Damp | CONANT 4L SMALL GLD STN BRSS | 4 - Light Chandelier |  | F31504GSB.jpg | F31504GSB.jpg
F3151/4CH | 4 - Light Chandelier | The transitional Conant lantern pendant collection by Feiss is highly structured and infinitely inviting, and the crisp architectural lines of these open lanterns are richly warmed by a new Gilded Satin Brass finish or modernized with a bright Chrome finish. Intricate square details at the base of each floating candle tube exemplify the artistry and skill required to create these majestic lighting fixtures. The open frames (no glass panels) give the lantern silhouettes an airy, updated look and will look perfect paired over an island as kitchen lighting, dining room lighting or in a bedroom paired with the complementary wall sconces. The Conant lantern pendant collection includes a four-light small lantern pendant, four-light medium lantern pendant, four-light large lantern pendant, eight-light linear island fixture and a one-light wall sconce. The one-light wall sconce is Damp Rated. | CHANDELIERS | Conant | Pendants | Chrome | CH | Steel |  |  |  |  | 4 Candelabra B10 Torpedo 60w |  | 4 | No | [14 empty] | 0 | [12 empty] | 288.45 | 576.9 | 865.35 | L:23'' W:23'' H:24'' O:81'' | 12.39 |  | 23 | 23 | 24 | Center Lock-Up |  |  | 81 | 33 - 81 | [25 empty] | DP:5'' W:5'' H:3/4'' Square |  |  |  |  | 180 |  |  |  | Hardwired | 0 | 0 | 0 | 0 | 0 | 0 | 0 | 0 | 0 | 0 | 0 | 014817569858 | 27.5 | 25.75 | 25.25 | 18.7 | 10.347 | 300 | Yes | [9 empty] | cETL Damp | CONANT 4L CHAND CH | 4 - Light Chandelier |  | F31514CH.jpg | F31514CH.jpg
F3151/4GSB | 4 - Light Chandelier | The transitional Conant lantern pendant collection by Feiss is highly structured and infinitely inviting, and the crisp architectural lines of these open lanterns are richly warmed by a new Gilded Satin Brass finish or modernized with a bright Chrome finish. Intricate square details at the base of each floating candle tube exemplify the artistry and skill required to create these majestic lighting fixtures. The open frames (no glass panels) give the lantern silhouettes an airy, updated look and will look perfect paired over an island as kitchen lighting, dining room lighting or in a bedroom paired with the complementary wall sconces. The Conant lantern pendant collection includes a four-light small lantern pendant, four-light medium lantern pendant, four-light large lantern pendant, eight-light linear island fixture and a one-light wall sconce. The one-light wall sconce is Damp Rated. | CHANDELIERS | Conant | Pendants | Gilded Satin Brass | GSB | Steel |  |  |  |  | 4 Candelabra B10 Torpedo 60w |  | 4 | No | [14 empty] | 0 | [12 empty] | 288.45 | 576.9 | 865.35 | L:23'' W:23'' H:24'' O:81'' | 12.39 |  | 23 | 23 | 24 | Center Lock-Up |  |  | 81 | 33 - 81 | [25 empty] | DP:5'' W:5'' H:3/4'' Square |  |  |  |  | 180 |  |  |  | Hardwired | 0 | 0 | 0 | 0 | 0 | 0 | 0 | 0 | 0 | 0 | 0 | 014817569902 | 28 | 26 | 26 | 18.5 | 10.954 | 300 | Yes | [9 empty] | cETL Damp | CONANT 4L CHAND GLD STN BRSS | 4 - Light Chandelier |  | F31514GSB.jpg | F31514GSB.jpg
F3152/8CH | 8 - Light Island Chandelier | The transitional Conant lantern pendant collection by Feiss is highly structured and infinitely inviting, and the crisp architectural lines of these open lanterns are richly warmed by a new Gilded Satin Brass finish or modernized with a bright Chrome finish. Intricate square details at the base of each floating candle tube exemplify the artistry and skill required to create these majestic lighting fixtures. The open frames (no glass panels) give the lantern silhouettes an airy, updated look and will look perfect paired over an island as kitchen lighting, dining room lighting or in a bedroom paired with the complementary wall sconces. The Conant lantern pendant collection includes a four-light small lantern pendant, four-light medium lantern pendant, four-light large lantern pendant, eight-light linear island fixture and a one-light wall sconce. The one-light wall sconce is Damp Rated. | CHANDELIERS | Conant | Chandeliers | Chrome | CH | Steel |  |  |  |  | 8 Candelabra B10 Torpedo 60w |  | 8 | No | [14 empty] | 0 | [12 empty] | 424.95 | 849.9 | 1274.85 | L:48'' W:12 1/2'' H:16'' O:73'' | 20.15 |  | 48 | 12.5 | 16 | Center Lock-Up |  |  | 73 | 25 - 73 | [25 empty] | DP:4 1/2'' W:21'' H:3/4'' Rectangular |  |  |  |  | 180 |  |  |  | Hardwired | 0 | 0 | 0 | 0 | 0 | 0 | 0 | 0 | 0 | 0 | 0 | 014817569896 | 49.25 | 12.5 | 18 | 29.8 | 6.413 | 175 | Yes | [9 empty] | cETL Damp | CONANT 8L ISLAND CH | 8 - Light Island Chandelier |  | F31528CH.jpg | F31528CH.jpg
F3152/8GSB | 8 - Light Island Chandelier | The transitional Conant lantern pendant collection by Feiss is highly structured and infinitely inviting, and the crisp architectural lines of these open lanterns are richly warmed by a new Gilded Satin Brass finish or modernized with a bright Chrome finish. Intricate square details at the base of each floating candle tube exemplify the artistry and skill required to create these majestic lighting fixtures. The open frames (no glass panels) give the lantern silhouettes an airy, updated look and will look perfect paired over an island as kitchen lighting, dining room lighting or in a bedroom paired with the complementary wall sconces. The Conant lantern pendant collection includes a four-light small lantern pendant, four-light medium lantern pendant, four-light large lantern pendant, eight-light linear island fixture and a one-light wall sconce. The one-light wall sconce is Damp Rated. | CHANDELIERS | Conant | Chandeliers | Gilded Satin Brass | GSB | Steel |  |  |  |  | 8 Candelabra B10 Torpedo 60w |  | 8 | No | [14 empty] | 0 | [12 empty] | 424.95 | 849.9 | 1274.85 | L:48'' W:12 1/2'' H:16'' O:73'' | 20.15 |  | 48 | 12.5 | 16 | Center Lock-Up |  |  | 73 | 25 - 73 | [25 empty] | DP:4 1/2'' W:21'' H:3/4'' Rectangular |  |  |  |  | 180 |  |  |  | Hardwired | 0 | 0 | 0 | 0 | 0 | 0 | 0 | 0 | 0 | 0 | 0 | 014817569940 | 51 | 20 | 16.75 | 24.6 | 9.887 | 250 | Yes | [9 empty] | cETL Damp | CONANT 8L ISLAND GLD STN BRSS | 8 - Light Island Chandelier |  | F31528GSB.jpg | F31528GSB.jpg
F3154/3BBS | 3 - Light Pendant | The Lawler pendant collection by Feiss captures the cozy charm of the classic bell and orb pendant silhouettes seen throughout history and versatile enough to complement a foyer, living room, dining room, bedroom, or kitchen. The candelabra lamping suspends from the center, and appears floating within the Clear glass shade. The grand scale (the Bell pendant is 19” high and the Orb pendant is 16” high), plus Chrome hardware and a delicate ring embellishment all serve to update the designs making them modern classics. Installed individually, in pairs or in clusters, the Lawler pendants add warmth and charm to any traditional setting. | CHANDELIERS | Lawler | Pendants | Burnished Brass | BBS | Steel | Clear Glass | D:14.75" H:15.5" |  |  | 3 Candelabra B10 Torpedo 60w |  | 3 | No | [14 empty] | 0 | [12 empty] | 170.95 | 341.9 | 512.85 | D:14 3/4'' H:19'' O:81'' | 10.56 | 14.75 |  |  | 19 | Center Lock-Up |  |  | 81 | [26 empty] | D:5'' H:1'' Round |  |  |  |  | 180 | Clear | 60 |  | Hardwired | 0 | 0 | 0 | 0 | 0 | 0 | 0 | 0 | 0 | 0 | 0 | 014817574463 | 20.5 | 20.25 | 19.25 | 13.8 | 4.625 | 250 | Yes | [9 empty] | cETL Damp | LAWLER 3L PEND BRNSH BRSS | 3 - Light Pendant |  | F31543BBS.jpg | F31543BBS.jpg
F3154/3CH | 3 - Light Pendant | The Lawler pendant collection by Feiss captures the cozy charm of the classic bell and orb pendant silhouettes seen throughout history and versatile enough to complement a foyer, living room, dining room, bedroom, or kitchen. The candelabra lamping suspends from the center, and appears floating within the Clear glass shade. The grand scale (the Bell pendant is 19” high and the Orb pendant is 16” high), plus Chrome hardware and a delicate ring embellishment all serve to update the designs making them modern classics. Installed individually, in pairs or in clusters, the Lawler pendants add warmth and charm to any traditional setting. | CHANDELIERS | Lawler | Pendants | Chrome | CH | Steel | Clear Glass | D:14.75" H:15.5" |  |  | 3 Candelabra B10 Torpedo 60w |  | 3 | No | [14 empty] | 0 | [12 empty] | 170.95 | 341.9 | 512.85 | D:14 3/4'' H:19'' O:81'' | 10.56 | 14.75 |  |  | 19 | Center Lock-Up |  |  | 81 | [26 empty] | D:5'' H:1'' Round |  |  |  |  | 180 | Clear | 60 |  | Hardwired | 0 | 0 | 0 | 0 | 0 | 0 | 0 | 0 | 0 | 0 | 0 | 014817569995 | 20.5 | 20.25 | 19.25 | 14.7 | 4.625 | 250 | Yes | [9 empty] | cETL Damp | 3L BELL PENDANT | 3 - Light Pendant |  | F31543CH.jpg | F31543CH.jpg
F3154/3SN | 3 - Light Pendant | The Lawler pendant collection by Feiss captures the cozy charm of the classic bell and orb pendant silhouettes seen throughout history and versatile enough to complement a foyer, living room, dining room, bedroom, or kitchen. The candelabra lamping suspends from the center, and appears floating within the Clear glass shade. The grand scale (the Bell pendant is 19” high and the Orb pendant is 16” high), plus Chrome hardware and a delicate ring embellishment all serve to update the designs making them modern classics. Installed individually, in pairs or in clusters, the Lawler pendants add warmth and charm to any traditional setting. | CHANDELIERS | Lawler | Pendants | Satin Nickel | SN | Steel | Clear Glass | D:14.75" H:15.5" |  |  | 3 Candelabra B10 Torpedo 60w |  | 3 | No | [14 empty] | 0 | [12 empty] | 170.95 | 341.9 | 512.85 | D:14 3/4'' H:19'' O:81'' | 10.56 | 14.75 |  |  | 19 | Center Lock-Up |  |  | 81 | [26 empty] | D:5'' H:1'' Round |  |  |  |  | 180 | Clear | 60 |  | Hardwired | 0 | 0 | 0 | 0 | 0 | 0 | 0 | 0 | 0 | 0 | 0 | 014817574456 | 20.5 | 19.5 | 20 | 14.3 | 4.627 | 250 | Yes | [9 empty] | cETL Damp | LAWLER 3L PEND STN NKL | 3 - Light Pendant |  | F31543SN.jpg | F31543SN.jpg
F3155/3BBS | 3 - Light Pendant | The Lawler pendant collection by Feiss captures the cozy charm of the classic bell and orb pendant silhouettes seen throughout history and versatile enough to complement a foyer, living room, dining room, bedroom, or kitchen. The candelabra lamping suspends from the center, and appears floating within the Clear glass shade. The grand scale (the Bell pendant is 19” high and the Orb pendant is 16” high), plus Chrome hardware and a delicate ring embellishment all serve to update the designs making them modern classics. Installed individually, in pairs or in clusters, the Lawler pendants add warmth and charm to any traditional setting. | CHANDELIERS | Lawler | Pendants | Burnished Brass | BBS | Steel | Clear Glass | D:16" H:13.5" |  |  | 3 Candelabra B10 Torpedo 60w |  | 3 | No | [14 empty] | 0 | [12 empty] | 174.98 | 349.96 | 524.94 | D:16'' H:16 3/4'' O:79'' | 9.46 | 16 |  |  | 16.75 | Center Lock-Up |  |  | 79 | [26 empty] | D:5'' H:1'' Round |  |  |  |  | 180 | Clear Silver | 60 |  | Hardwired | 0 | 0 | 0 | 0 | 0 | 0 | 0 | 0 | 0 | 0 | 0 | 014817574487 | 20.5 | 20 | 18.75 | 13.6 | 4.449 | 250 | Yes | [9 empty] | cETL Damp | LAWLER 3L PEND BRNSH BRSS | 3 - Light Pendant |  | F31553BBS.jpg | F31553BBS.jpg
F3155/3CH | 3 - Light Pendant | The Lawler pendant collection by Feiss captures the cozy charm of the classic bell and orb pendant silhouettes seen throughout history and versatile enough to complement a foyer, living room, dining room, bedroom, or kitchen. The candelabra lamping suspends from the center, and appears floating within the Clear glass shade. The grand scale (the Bell pendant is 19” high and the Orb pendant is 16” high), plus Chrome hardware and a delicate ring embellishment all serve to update the designs making them modern classics. Installed individually, in pairs or in clusters, the Lawler pendants add warmth and charm to any traditional setting. | CHANDELIERS | Lawler | Pendants | Chrome | CH | Steel | Clear Glass | D:16" H:13.5" |  |  | 3 Candelabra B10 Torpedo 60w |  | 3 | No | [14 empty] | 0 | [12 empty] | 170.95 | 341.9 | 512.85 | D:16'' H:16 3/4'' O:79'' | 9.46 | 16 |  |  | 16.75 | Center Lock-Up |  |  | 79 | [26 empty] | D:5'' H:1'' Round |  |  |  |  | 180 | Clear Silver | 60 |  | Hardwired | 0 | 0 | 0 | 0 | 0 | 0 | 0 | 0 | 0 | 0 | 0 | 014817570007 | 20 | 20 | 18 | 15.2 | 4.167 | 250 | Yes | [9 empty] | cETL Damp | 3L ROUND PENDANT | 3 - Light Pendant |  | F31553CH.jpg | F31553CH.jpg
F3155/3SN | 3 - Light Pendant | The Lawler pendant collection by Feiss captures the cozy charm of the classic bell and orb pendant silhouettes seen throughout history and versatile enough to complement a foyer, living room, dining room, bedroom, or kitchen. The candelabra lamping suspends from the center, and appears floating within the Clear glass shade. The grand scale (the Bell pendant is 19” high and the Orb pendant is 16” high), plus Chrome hardware and a delicate ring embellishment all serve to update the designs making them modern classics. Installed individually, in pairs or in clusters, the Lawler pendants add warmth and charm to any traditional setting. | CHANDELIERS | Lawler | Pendants | Satin Nickel | SN | Steel | Clear Glass | D:16" H:13.5" |  |  | 3 Candelabra B10 Torpedo 60w |  | 3 | No | [14 empty] | 0 | [12 empty] | 174.98 | 349.96 | 524.94 | D:16'' H:16 3/4'' O:79'' | 9.46 | 16 |  |  | 16.75 | Center Lock-Up |  |  | 79 | [26 empty] | D:5'' H:1'' Round |  |  |  |  | 180 | Clear Silver | 60 |  | Hardwired | 0 | 0 | 0 | 0 | 0 | 0 | 0 | 0 | 0 | 0 | 0 | 014817574470 | 20.5 | 20 | 18.75 | 13.8 | 4.449 | 250 | Yes | [9 empty] | cETL Damp | LAWLER 3L PEND STN NKL | 3 - Light Pendant |  | F31553SN.jpg | F31553SN.jpg
F3158/3SGM | 3 - Light Island Chandelier | The Lennex collection by Feiss is a throwback to the Industrial Revolution, featuring open metal cages, exposed lamping and gooseneck detailing that resemble true vintage warehouse fixtures. Real gas piping secures the pitted, rugged sand-cast shades, which are produced in a new Slated Grey Metal finish. Designers are selecting this industrial look to complement a wide array of décor from traditional spaces to urban loft to chic, European-inspired eclectic rooms. The indoor/outdoor wall sconces are a sharp architectural accent whether flanking a front door, garage or pool house. The industrial-inspired Lennex collection offers a three-light chandelier, two-light island chandelier, three-light island chandelier, six-light island chandelier, one-light mini-pendant, a medium one-light indoor/outdoor wall lantern, and a large one-light indoor/outdoor wall lantern. Both one-light wall lanterns are designed to be used indoors or out and are Wet Rated for outdoor use. | CHANDELIERS | Lennex | Chandeliers | Slate Grey Metal | SGM | Steel |  |  |  |  | 3 Medium A19 60w |  | 3 | No | [14 empty] | 0 | [12 empty] | 282.95 | 565.9 | 848.85 | L:48'' W:12'' H:12'' O:69 1/4'' | 19.3 |  | 48 | 12 | 12 | Center Lock-Up |  |  | 69.25 | 21.25 - 69.25 | [25 empty] | DP:6 1/4'' W:12'' H:1'' Rectangular |  |  |  |  | 240 |  |  |  | Hardwired | 0 | 0 | 0 | 0 | 0 | 0 | 0 | 0 | 0 | 0 | 0 | 014817570076 | 51.75 | 16 | 13 | 25.3 | 6.229 | 175 | Yes | [9 empty] | cETL Damp | 3L ISLAND CHANDELIER | 3 - Light Island Chandelier |  | F31583SGM.jpg | F31583SGM.jpg
F3168/3CH | 3 - Light Chandelier | Loras is a contemporary take on historic, industrial designs. The transitional chandeliers feature multiple corded pendants beautifully suspended on either a Dark Weathered Iron or Chrome-finished frame. Clear Seeded glass shades on black fabric cords add dimension and charm to this vintage-inspired silhouette. | CHANDELIERS | Loras | Chandeliers | Chrome | CH | Steel | Clear Seeded Glass | D:5.75" H:10" |  |  | 3 Medium A19 60w |  | 3 | No | [14 empty] | 0 | [12 empty] | 161.95 | 323.9 | 485.85 | D:18 7/8'' H:31 1/8'' O:97 7/8'' | 12 | 18.875 |  |  | 31.125 | Center Lock-Up |  |  | 97.875 | [26 empty] | D:5'' H:1 1/8'' Round |  |  |  |  | 180 | Clear Silver | 60 |  | Hardwired | 0 | 0 | 0 | 0 | 0 | 0 | 0 | 0 | 0 | 0 | 0 | 014817579604 | 17 | 16.8 | 16.75 | 14.2 | 2.768 | 175 | Yes | [9 empty] | cETL Damp | LORAS 3L CHANDELIER CH | 3 - Light Chandelier |  | F31683CH.jpg | F31683CH.jpg
F3168/3DWI | 3 - Light Chandelier | Loras is a contemporary take on historic, industrial designs. The transitional chandeliers feature multiple corded pendants beautifully suspended on either a Dark Weathered Iron or Chrome-finished frame. Clear Seeded glass shades on black fabric cords add dimension and charm to this vintage-inspired silhouette. | CHANDELIERS | Loras | Chandeliers | Dark Weathered Iron | DWI | Steel | Clear Seeded Glass | D:5.75" H:10" |  |  | 3 Medium A19 60w |  | 3 | No | [14 empty] | 0 | [12 empty] | 161.95 | 323.9 | 485.85 | D:18 7/8'' H:31 1/8'' O:97 7/8'' | 12 | 18.875 |  |  | 31.125 | Center Lock-Up |  |  | 97.875 | [26 empty] | D:5'' H:1 1/8'' Round |  |  |  |  | 180 | Brown | 60 |  | Hardwired | 0 | 0 | 0 | 0 | 0 | 0 | 0 | 0 | 0 | 0 | 0 | 014817570137 | 18 | 18.25 | 17.75 | 15 | 3.374 | 175 | Yes | [8 empty] | ETL Damp |  | LORAS 3L CHANDELIER DWI | 3 - Light Chandelier |  | F31683DWI.jpg | F31683DWI.jpg
F3169/5CH | 5 - Light Chandelier | Loras is a contemporary take on historic, industrial designs. The transitional chandeliers feature multiple corded pendants beautifully suspended on either a Dark Weathered Iron or Chrome-finished frame. Clear Seeded glass shades on black fabric cords add dimension and charm to this vintage-inspired silhouette. | CHANDELIERS | Loras | Chandeliers | Chrome | CH | Steel | Clear Seeded Glass | D:5.75" H:10" |  |  | 5 Medium A19 60w |  | 5 | No | [14 empty] | 0 | [12 empty] | 231.45 | 462.9 | 694.35 | D:28 5/8'' H:35'' O:101 3/4'' | 17 | 28.625 |  |  | 35 | Center Lock-Up |  |  | 101.75 | [26 empty] | D:5'' H:1 1/8'' Round |  |  |  |  | 180 | Clear Silver | 60 |  | Hardwired | 0 | 0 | 0 | 0 | 0 | 0 | 0 | 0 | 0 | 0 | 0 | 014817579598 | 26.8 | 26.8 | 13.75 | 23.4 | 5.715 | 175 | Yes | [9 empty] | cETL Damp | LORAS 5L CHANDELIER CH | 5 - Light Chandelier |  | F31695CH.jpg | F31695CH.jpg
F3169/5DWI | 5 - Light Chandelier | Loras is a contemporary take on historic, industrial designs. The transitional chandeliers feature multiple corded pendants beautifully suspended on either a Dark Weathered Iron or Chrome-finished frame. Clear Seeded glass shades on black fabric cords add dimension and charm to this vintage-inspired silhouette. | CHANDELIERS | Loras | Chandeliers | Dark Weathered Iron | DWI | Steel | Clear Seeded Glass | D:5.75" H:10" |  |  | 5 Medium A19 60w |  | 5 | No | [14 empty] | 0 | [12 empty] | 234.98 | 469.96 | 704.94 | D:28 5/8'' H:35'' O:101 3/4'' | 17 | 28.625 |  |  | 35 | Center Lock-Up |  |  | 101.75 | [26 empty] | D:5'' H:1 1/8'' Round |  |  |  |  | 180 | Brown | 60 |  | Hardwired | 0 | 0 | 0 | 0 | 0 | 0 | 0 | 0 | 0 | 0 | 0 | 014817570120 | 28 | 27.75 | 13 | 23.7 | 5.845 | 175 | Yes | [9 empty] | cETL Damp | LORAS 5L CHANDELIER DWI | 5 - Light Chandelier |  | F31695DWI.jpg | F31695DWI.jpg
F3170/6CH | 6 - Light Chandelier | Loras is a contemporary take on historic, industrial designs. The transitional chandeliers feature multiple corded pendants beautifully suspended on either a Dark Weathered Iron or Chrome-finished frame. Clear Seeded glass shades on black fabric cords add dimension and charm to this vintage-inspired silhouette. | CHANDELIERS | Loras | Chandeliers | Chrome | CH | Steel | Clear Seeded Glass | D:5.75" H:10" |  |  | 6 Medium A19 60w |  | 6 | No | [14 empty] | 0 | [12 empty] | 347.45 | 694.9 | 1042.35 | D:37 1/8'' H:37 1/8'' O:103 7/8'' | 22 | 37.125 |  |  | 37.125 | Center Lock-Up |  |  | 103.875 | [26 empty] | D:5'' H:1 1/8'' Round |  |  |  |  | 180 | Clear Silver | 60 |  | Hardwired | 0 | 0 | 0 | 0 | 0 | 0 | 0 | 0 | 0 | 0 | 0 | 014817579581 | 35.5 | 35.25 | 12 | 33.3 | 8.69 | 250 | Yes | [9 empty] | cETL Damp | LORAS 6L CHANDELIER CH | 6 - Light Chandelier |  | F31706CH.jpg | F31706CH.jpg
F3170/6DWI | 6 - Light Chandelier | Loras is a contemporary take on historic, industrial designs. The transitional chandeliers feature multiple corded pendants beautifully suspended on either a Dark Weathered Iron or Chrome-finished frame. Clear Seeded glass shades on black fabric cords add dimension and charm to this vintage-inspired silhouette. | CHANDELIERS | Loras | Chandeliers | Dark Weathered Iron | DWI | Steel | Clear Seeded Glass | D:5.75" H:10" |  |  | 6 Medium A19 60w |  | 6 | No | [14 empty] | 0 | [12 empty] | 347.45 | 694.9 | 1042.35 | D:37 1/8'' H:37 1/8'' O:103 7/8'' | 22 | 37.125 |  |  | 37.125 | Center Lock-Up |  |  | 103.875 | [26 empty] | D:5'' H:1 1/8'' Round |  |  |  |  | 180 | Brown | 60 |  | Hardwired | 0 | 0 | 0 | 0 | 0 | 0 | 0 | 0 | 0 | 0 | 0 | 014817570113 | 36 | 36.25 | 13 | 32.2 | 9.818 | 250 | Yes | [9 empty] | cETL Damp | LORAS 6L CHANDELIER DWI | 6 - Light Chandelier |  | F31706DWI.jpg | F31706DWI.jpg
F3171/4DSGL | 4 - Light Chandelier | The streamlined, geometric lantern silhouettes of the Marquelle collection from Feiss are updated with contemporary flair and offered in two distinctly different finish styles. A rustic, industrial aesthetic is achieved with the dark, textured Weathered Iron finish designed to be ideal in more updated urban, industrial inspired décor, and a time-worn, chic style for more eclectic and contemporary European décor is created with a new, gilded Distressed Gold Leaf finish, which is created using real gold leaf and a 3-step, hand-applied finish process. The Marquelle lighting collection offers a four-light chandelier, six-light chandelier, six-light island chandelier, six-light foyer Chandelier, and a two-light wall sconce. The two-light wall sconce is Damp Rated. | CHANDELIERS | Marquelle | Chandeliers | Distressed Goldleaf | DSGL | Steel |  |  |  |  | 4 Candelabra B10 Torpedo 60w |  | 4 | No | [14 empty] | 0 | [12 empty] | 161.95 | 323.9 | 485.85 | L:17'' W:17'' H:19'' O:81'' | 18.26 |  | 17 | 17 | 19 | Center Lock-Up |  |  | 81 | [26 empty] | DP:5'' W:5'' H:3/4'' Square |  |  |  |  | 180 | Dark Grey | 60 |  | Hardwired | 0 | 0 | 0 | 0 | 0 | 0 | 0 | 0 | 0 | 0 | 0 | 014817569759 | 20.75 | 20.5 | 21.5 | 15.6 | 5.293 | 250 | Yes | [9 empty] | cETL Damp | 4L CHANDELIER LANTERN | 4 - Light Chandelier |  | F31714DSGL.jpg | F31714DSGL.jpg
F3171/4WI | 4 - Light Chandelier | The streamlined, geometric lantern silhouettes of the Marquelle collection from Feiss are updated with contemporary flair and offered in two distinctly different finish styles. A rustic, industrial aesthetic is achieved with the dark, textured Weathered Iron finish designed to be ideal in more updated urban, industrial inspired décor, and a time-worn, chic style for more eclectic and contemporary European décor is created with a new, gilded Distressed Gold Leaf finish, which is created using real gold leaf and a 3-step, hand-applied finish process. The Marquelle lighting collection offers a four-light chandelier, six-light chandelier, six-light island chandelier, six-light foyer Chandelier, and a two-light wall sconce. The two-light wall sconce is Damp Rated. | CHANDELIERS | Marquelle | Chandeliers | Weathered Iron | WI | Steel |  |  |  |  | 4 Candelabra B10 Torpedo 60w |  | 4 | No | [14 empty] | 0 | [12 empty] | 161.95 | 323.9 | 485.85 | L:17'' W:17'' H:19'' O:81'' | 18.26 |  | 17 | 17 | 19 | Center Lock-Up |  |  | 81 | [26 empty] | DP:5'' W:5'' H:3/4'' Square |  |  |  |  | 180 | Brown | 60 |  | Hardwired | 0 | 0 | 0 | 0 | 0 | 0 | 0 | 0 | 0 | 0 | 0 | 014817569803 | 21.75 | 21.25 | 20.5 | 15.8 | 5.483 | 250 | Yes | [9 empty] | cETL Damp | 4L CHANDELIER LANTERN | 4 - Light Chandelier |  | F31714WI.jpg | F31714WI.jpg
F3172/6DSGL | 6 - Light Chandelier | The streamlined, geometric lantern silhouettes of the Marquelle collection from Feiss are updated with contemporary flair and offered in two distinctly different finish styles. A rustic, industrial aesthetic is achieved with the dark, textured Weathered Iron finish designed to be ideal in more updated urban, industrial inspired décor, and a time-worn, chic style for more eclectic and contemporary European décor is created with a new, gilded Distressed Gold Leaf finish, which is created using real gold leaf and a 3-step, hand-applied finish process. The Marquelle lighting collection offers a four-light chandelier, six-light chandelier, six-light island chandelier, six-light foyer Chandelier, and a two-light wall sconce. The two-light wall sconce is Damp Rated. | CHANDELIERS | Marquelle | Chandeliers | Distressed Goldleaf | DSGL | Steel |  |  |  |  | 6 Candelabra B10 Torpedo 60w |  | 6 | No | [14 empty] | 0 | [12 empty] | 347.45 | 694.9 | 1042.35 | L:28'' W:28'' H:13 1/2'' O:70 3/4'' | 20.9 |  | 28 | 28 | 13.5 | Center Lock-Up |  |  | 70.75 | 22.75 - 70.75 | [25 empty] | DP:5'' W:5'' H:3/4'' Square |  |  |  |  | 180 |  |  |  | Hardwired | 0 | 0 | 0 | 0 | 0 | 0 | 0 | 0 | 0 | 0 | 0 | 014817569766 | 33.5 | 33.5 | 18.75 | 26.3 | 12.177 | 250 | Yes | [9 empty] | cETL Damp | 6L CHANDELIER | 6 - Light Chandelier |  | F31726DSGL.jpg | F31726DSGL.jpg
F3172/6WI | 6 - Light Chandelier | The streamlined, geometric lantern silhouettes of the Marquelle collection from Feiss are updated with contemporary flair and offered in two distinctly different finish styles. A rustic, industrial aesthetic is achieved with the dark, textured Weathered Iron finish designed to be ideal in more updated urban, industrial inspired décor, and a time-worn, chic style for more eclectic and contemporary European décor is created with a new, gilded Distressed Gold Leaf finish, which is created using real gold leaf and a 3-step, hand-applied finish process. The Marquelle lighting collection offers a four-light chandelier, six-light chandelier, six-light island chandelier, six-light foyer Chandelier, and a two-light wall sconce. The two-light wall sconce is Damp Rated. | CHANDELIERS | Marquelle | Chandeliers | Weathered Iron | WI | Steel |  |  |  |  | 6 Candelabra B10 Torpedo 60w |  | 6 | No | [14 empty] | 0 | [12 empty] | 347.45 | 694.9 | 1042.35 | L:28'' W:28'' H:13 1/2'' O:70 3/4'' | 20.9 |  | 28 | 28 | 13.5 | Center Lock-Up |  |  | 70.75 | 22.75 - 70.75 | [25 empty] | DP:5'' W:5'' H:3/4'' Square |  |  |  |  | 180 |  |  |  | Hardwired | 0 | 0 | 0 | 0 | 0 | 0 | 0 | 0 | 0 | 0 | 0 | 014817569810 | 33.75 | 33 | 18.75 | 26.8 | 12.085 | 250 | Yes | [9 empty] | cETL Damp | 6L CHANDELIER | 6 - Light Chandelier |  | F31726WI.jpg | F31726WI.jpg
F3180/12BBS | 12 - Light Chandelier | The Quorra contemporary light fixture by Feiss delivers a burst of energy as a completely modern interpretation of a traditional crystal chandelier, with a bit of Mid-Century modern inspiration. Sure to become the focal point of any room, the sculptural, asymmetric starburst silhouette of the Quorra chandelier boasts striated Clear Fluted glass pipes extending in all directions, with lengthy metal rods randomly interspersed between the glass piping, all of which are anchored to a hearty steel hub featuring a new Burnished Brass finish. The scale of this Feiss light fixture is as dramatic as its silhouette. Quorra is available in four sizes: a twelve-light chandelier, a fourteen-light chandelier, a sixteen-light chandelier, and an amazing forty-one-light chandelier with a 48’ diameter! Installed as a single statement fixture or in a grouping as a stunning art installation, the Quorra chandelier is ideal as dramatic foyer lighting, contemporary dining room lighting, modern bedroom lighting, as well as a wide array of cool commercial lighting like in upscale restaurants and boutique hotels. Damp Rated, the Quorra could also be used as bathroom lighting or as the crowning touch on a covered patio. | LINE VOLTAGE PENDANT | Quorra | Chandeliers | Burnished Brass | BBS | Steel | Clear Fluted Glass | D:1.5"L:6.5" |  |  | 12 Candelabra B10 Torpedo 40w |  | 12 | No | [14 empty] | 0 | [12 empty] | 405.45 | 810.9 | 1216.35 | D:16 3/4'' H:16 3/4'' O:73'' | 7.48 | 16.75 |  |  | 16.75 | Center Lock-Up |  |  | 73 | 19 - 73 | [25 empty] | D:5'' H:1 1/2'' Round |  |  |  |  | 180 |  |  |  | Hardwired | 0 | 0 | 0 | 0 | 0 | 0 | 0 | 0 | 0 | 0 | 0 | 014817570014 | 22.75 | 13.5 | 11.5 | 10.3 | 2.044 | 175 | Yes | [9 empty] | cETL Damp | QUORRA 12L CHAND BRNSH BRSS | 12 - Light Chandelier |  | F318012BBS.jpg | F318012BBS.jpg
F3181/14BBS | 14 - Light Chandelier | The Quorra contemporary light fixture by Feiss delivers a burst of energy as a completely modern interpretation of a traditional crystal chandelier, with a bit of Mid-Century modern inspiration. Sure to become the focal point of any room, the sculptural, asymmetric starburst silhouette of the Quorra chandelier boasts striated Clear Fluted glass pipes extending in all directions, with lengthy metal rods randomly interspersed between the glass piping, all of which are anchored to a hearty steel hub featuring a new Burnished Brass finish. The scale of this Feiss light fixture is as dramatic as its silhouette. Quorra is available in four sizes: a twelve-light chandelier, a fourteen-light chandelier, a sixteen-light chandelier, and an amazing forty-one-light chandelier with a 48’ diameter! Installed as a single statement fixture or in a grouping as a stunning art installation, the Quorra chandelier is ideal as dramatic foyer lighting, contemporary dining room lighting, modern bedroom lighting, as well as a wide array of cool commercial lighting like in upscale restaurants and boutique hotels. Damp Rated, the Quorra could also be used as bathroom lighting or as the crowning touch on a covered patio. | CHANDELIERS | Quorra | Chandeliers | Burnished Brass | BBS | Steel | Clear Fluted Glass | D:1.5"L:6.5" |  |  | 14 Candelabra B10 Torpedo 40w |  | 14 | No | [14 empty] | 0 | [12 empty] | 579.95 | 1159.9 | 1739.85 | D:33'' H:33'' O:77 1/2'' | 10.78 | 33 |  |  | 33 | Center Lock-Up |  |  | 77.5 | 35.5 - 77.5 | [25 empty] | D:5'' H:1 1/2'' Round |  |  |  |  | 180 |  |  |  | Hardwired | 0 | 0 | 0 | 0 | 0 | 0 | 0 | 0 | 0 | 0 | 0 | 014817570021 | 24.75 | 18.25 | 17.25 | 15.8 | 4.509 | 250 | Yes | [9 empty] | cETL Damp | QUORRA 14L CHAND BRNSH BRSS | 14 - Light Chandelier |  | F318114BBS.jpg | F318114BBS.jpg
F3182/16BBS | 16 - Light Chandelier | The Quorra contemporary light fixture by Feiss delivers a burst of energy as a completely modern interpretation of a traditional crystal chandelier, with a bit of Mid-Century modern inspiration. Sure to become the focal point of any room, the sculptural, asymmetric starburst silhouette of the Quorra chandelier boasts striated Clear Fluted glass pipes extending in all directions, with lengthy metal rods randomly interspersed between the glass piping, all of which are anchored to a hearty steel hub featuring a new Burnished Brass finish. The scale of this Feiss light fixture is as dramatic as its silhouette. Quorra is available in four sizes: a twelve-light chandelier, a fourteen-light chandelier, a sixteen-light chandelier, and an amazing forty-one-light chandelier with a 48’ diameter! Installed as a single statement fixture or in a grouping as a stunning art installation, the Quorra chandelier is ideal as dramatic foyer lighting, contemporary dining room lighting, modern bedroom lighting, as well as a wide array of cool commercial lighting like in upscale restaurants and boutique hotels. Damp Rated, the Quorra could also be used as bathroom lighting or as the crowning touch on a covered patio. | CHANDELIERS | Quorra | Chandeliers | Burnished Brass | BBS | Steel | Clear Fluted Glass | D:1.625"L:13.75" |  |  | 16 Candelabra B10 Torpedo 40w |  | 16 | No | [14 empty] | 0 | [12 empty] | 753.95 | 1507.9 | 2261.85 | D:32 1/2'' H:32 1/2'' O:77'' | 16.5 | 32.5 |  |  | 32.5 | Center Lock-Up |  |  | 77 | 35 - 77 | [25 empty] | D:5'' H:1 1/2'' Round |  |  |  |  | 180 |  |  |  | Hardwired | 0 | 0 | 0 | 0 | 0 | 0 | 0 | 0 | 0 | 0 | 0 | 014817570038 | 37.5 | 18 | 18 | 23.4 | 7.031 | 250 | Yes | [9 empty] | cETL Damp | QUORRA 16L CHAND BRNSH BRSS | 16 - Light Chandelier |  | F318216BBS.jpg | F318216BBS.jpg
F3183/41BBS | 41 - Light Chandelier | The Quorra contemporary light fixture by Feiss delivers a burst of energy as a completely modern interpretation of a traditional crystal chandelier, with a bit of Mid-Century modern inspiration. Sure to become the focal point of any room, the sculptural, asymmetric starburst silhouette of the Quorra chandelier boasts striated Clear Fluted glass pipes extending in all directions, with lengthy metal rods randomly interspersed between the glass piping, all of which are anchored to a hearty steel hub featuring a new Burnished Brass finish. The scale of this Feiss light fixture is as dramatic as its silhouette. Quorra is available in four sizes: a twelve-light chandelier, a fourteen-light chandelier, a sixteen-light chandelier, and an amazing forty-one-light chandelier with a 48’ diameter! Installed as a single statement fixture or in a grouping as a stunning art installation, the Quorra chandelier is ideal as dramatic foyer lighting, contemporary dining room lighting, modern bedroom lighting, as well as a wide array of cool commercial lighting like in upscale restaurants and boutique hotels. Damp Rated, the Quorra could also be used as bathroom lighting or as the crowning touch on a covered patio. | CHANDELIERS | Quorra | Chandeliers | Burnished Brass | BBS | Steel | Clear Fluted Glass | D:1.625"L:19" |  |  | 41 Candelabra B10 Torpedo 25w |  | 41 | No | [14 empty] | 0 | [12 empty] | 2320.95 | 4641.9 | 6962.85 | D:48'' H:48'' O:80 1/2'' | 60 | 48 |  |  | 48 | Center Lock-Up |  |  | 80.5 | 50.5 - 80.5 | [25 empty] | D:5'' H:1 1/2'' Round |  |  |  |  | 180 |  |  |  | Hardwired | 0 | 0 | 0 | 0 | 0 | 0 | 0 | 0 | 0 | 0 | 0 | 014817570045 | 52 | 36.25 | 31.25 | 83.8 | 34.089 | 250 | No | [9 empty] | cETL Damp | QUORRA 41L CHAND BRNSH BRSS | 41 - Light Chandelier |  | F318341BBS.jpg | F318341BBS.jpg
F3185/7PN | 7 - Light Cluster Chandelier | The clear, faceted votive glass shades of the Rubin lighting collection by Feiss serve as the central design element and add a romantic elegance and sparkle to these contemporary interpretations of classic lighting fixtures. A clean, sleek look is achieved with the round and rectangular chandeliers which will be perfect as foyer lighting, living room lighting or dining room lighting. Or a more playful, fanciful statement can be made by clustering pendants together to create a look that’s reminiscent of a floral bouquet featured in a bedroom, luxurious walk-in closet or romantic dining room. This contemporary lighting collection includes a four-light chandelier, six-light chandelier, nine-light chandelier, 10-light linear chandelier and a mini-pendant light. | CHANDELIERS | Rubin | Pendants | Polished Nickel | PN | Steel | Clear Glass | D:4.375" H:4.625" |  |  | 7 Candelabra B10 Torpedo 60w |  | 7 | No | [14 empty] | 0 | [12 empty] | 349.5 | 699 | 1048.5 | D:13 1/4'' H:8 1/2'' O:31 1/2'' | 26.57 | 13.25 |  |  | 8.5 | Center Lock-Up |  |  | 31.5 | 12 - 31.5 | [25 empty] | D:6 1/2'' H:2 5/8'' Round |  |  |  |  | 180 | Black |  |  | Hardwired | 0 | 0 | 0 | 0 | 0 | 0 | 0 | 0 | 0 | 0 | 0 | 014817571936 | 20.25 | 18.75 | 14 | 30.2 | 3.076 | 100 | Yes | [9 empty] | cETL Damp | RUBIN 7L CLUSTER CHAN PLSH NKL | 7 - Light Cluster Chandelier |  | F31857PN.jpg | F31857PN.jpg
F3186/6WOW/AF | 6 - Light Pendant Chandelier | The Allier collection makes an elegantly rustic statement by blending warm kiln-dried Weathered Oak Wood with Antique Forged Iron hardware on a modern orb silhouette. We've taken the top product from this best-selling collection and are now offering a damp-rated Outdoor Chandelier that can be used indoors as well as covered outdoor spaces. | CHANDELIERS | Allier | Chandeliers | Weathered Oak Wood / Antique Forged Iron | WOW/AF | Steel |  |  |  |  | 6 Candelabra B10 Torpedo 60w |  | 6 | No | [14 empty] | 0 | [12 empty] | 531.48 | 1062.96 | 1594.44 | D:38'' H:40 7/8'' O:104'' | 17 | 38 |  |  | 40.875 | Center Lock-Up |  |  | 104 | [26 empty] | D:6 1/2'' H:3/4'' Round |  |  |  |  | 180 | Black | 60 |  | Hardwired | 0 | 0 | 0 | 0 | 0 | 0 | 0 | 0 | 0 | 0 | 0 | 014817574142 | 41.5 | 41.5 | 8.5 | 36.1 | 8.472 | 175 | Yes | [8 empty] | ETL Dry |  | ALLIER 6L CHND WTH OAK-AF IR | 6 - Light Pendant Chandelier |  | F31866WOWAF.jpg | F31866WOWAF.jpg
F3187/4DWZ/DWG | 4 - Light Chandelier | The Nori Collection features vintage elements like beautifully cascading Driftwood Grey Wood beads and the rustic flair of a Dark Weathered Zinc finish. On the chandeliers, an optional large Driftwood Grey Wood bead suspends from the center of the frame, adding a touch of elegance to a traditional silhouette. | CHANDELIERS | Nori | Chandeliers | Dark Weathered Zinc / Driftwood Grey | DWZ/DWG | Steel |  |  |  |  | 4 Candelabra B10 Torpedo 60w |  | 4 | No | [14 empty] | 0 | [12 empty] | 161.95 | 323.9 | 485.85 | D:17 1/8'' H:29'' O:89'' | 5.5 | 17.125 |  |  | 29 | Center Lock-Up |  |  | 89 | [26 empty] | D:5 1/2'' H:1'' Round |  |  |  |  | 180 | Black | 60 |  | Hardwired | 0 | 0 | 0 | 0 | 0 | 0 | 0 | 0 | 0 | 0 | 0 | 014817574425 | 20.25 | 20.25 | 11.25 | 11.8 | 2.67 | 175 | Yes | [9 empty] | cETL Damp | NORI 4L CHND D.WTH ZNC | 4 - Light Chandelier |  | F31874DWZDWG.jpg | F31874DWZDWG.jpg
F3188/3DWZ/DWG | 3 - Light Chandelier | The Nori Collection features vintage elements like beautifully cascading Driftwood Grey Wood beads and the rustic flair of a Dark Weathered Zinc finish. On the chandeliers, an optional large Driftwood Grey Wood bead suspends from the center of the frame, adding a touch of elegance to a traditional silhouette. | CHANDELIERS | Nori | Chandeliers | Dark Weathered Zinc / Driftwood Grey | DWZ/DWG | Steel |  |  |  |  | 3 Candelabra B10 Torpedo 60w |  | 3 | No | [14 empty] | 0 | [12 empty] | 114.95 | 229.9 | 344.85 | D:14 3/4'' H:24'' O:87'' | 4.5 | 14.75 |  |  | 24 | Center Lock-Up |  |  | 87 | [26 empty] | D:5 1/2'' H:1 1/2'' Round |  |  |  |  | 180 | Black | 60 |  | Hardwired | 0 | 0 | 0 | 0 | 0 | 0 | 0 | 0 | 0 | 0 | 0 | 014817574432 | 16.5 | 16 | 13.5 | 8.9 | 2.063 | 175 | Yes | [9 empty] | cETL Damp | NORI 3L CHND D.WTH ZNC | 3 - Light Chandelier |  | F31883DWZDWG.jpg | F31883DWZDWG.jpg
F3190/4WOW/AF | 4 - Light Chandelier | The Gannet Collection exudes rustic flair with a two-tone finish of painted, distressed Weathered Oak on an Antique Forged Iron metal frame. Crisp edges and bold lines pair with open, airy frames on the sides and crown that soften this iconic lantern silhouette. | CHANDELIERS | Gannet | Chandeliers | Weathered Oak Wood / Antique Forged Iron | WOW/AF | Steel |  |  |  |  | 4 Candelabra B10 Torpedo 60w |  | 4 | No | [14 empty] | 0 | [12 empty] | 116.98 | 233.96 | 350.94 | L:12'' W:12'' H:17'' O:62 1/2'' | 6.5 |  | 12 | 12 | 17 | Center Lock-Up |  |  | 62.5 | 20.5 - 62.5 | [25 empty] | D:5'' H:1 1/8'' Round |  |  |  |  | 180 | Black |  |  | Hardwired | 0 | 0 | 0 | 0 | 0 | 0 | 0 | 0 | 0 | 0 | 0 | 014817574128 | 20.75 | 15 | 14.75 | 11.2 | 2.657 | 175 | Yes | [9 empty] | cETL Damp | GANNET 4L CHND WTH OAK-AF IR | 4 - Light Chandelier |  | F31904WOWAF.jpg | F31904WOWAF.jpg
F3191/4WOW/AF | 4 - Light Chandelier | The Gannet Collection exudes rustic flair with a two-tone finish of painted, distressed Weathered Oak on an Antique Forged Iron metal frame. Crisp edges and bold lines pair with open, airy frames on the sides and crown that soften this iconic lantern silhouette. | CHANDELIERS | Gannet | Chandeliers | Weathered Oak Wood / Antique Forged Iron | WOW/AF | Steel |  |  |  |  | 4 Candelabra B10 Torpedo 60w |  | 4 | No | [14 empty] | 0 | [12 empty] | 174.98 | 349.96 | 524.94 | L:18'' W:18'' H:26 3/4'' O:84 1/4'' | 9.2 |  | 18 | 18 | 26.75 | Center Lock-Up |  |  | 84.25 | 30.25 - 84.25 | [25 empty] | D:5'' H:1 1/8'' Round |  |  |  |  | 180 | Black |  |  | Hardwired | 0 | 0 | 0 | 0 | 0 | 0 | 0 | 0 | 0 | 0 | 0 | 014817574111 | 24.5 | 19.75 | 19.25 | 19.1 | 5.39 | 250 | Yes | [9 empty] | cETL Damp | GANNET 4L CHND WTH OAK-AF IR | 4 - Light Chandelier |  | F31914WOWAF.jpg | F31914WOWAF.jpg
F3192/6WOW/AF | 6 - Light Chandelier | The Gannet Collection exudes rustic flair with a two-tone finish of painted, distressed Weathered Oak on an Antique Forged Iron metal frame. Crisp edges and bold lines pair with open, airy frames on the sides and crown that soften this iconic lantern silhouette. | CHANDELIERS | Gannet | Chandeliers | Weathered Oak Wood / Antique Forged Iron | WOW/AF | Steel |  |  |  |  | 6 Candelabra B10 Torpedo 60w |  | 6 | No | [14 empty] | 0 | [12 empty] | 299.98 | 599.96 | 899.94 | L:25 1/2'' W:25 1/2'' H:36'' O:93 1/2'' | 14.4 |  | 25.5 | 25.5 | 36 | Center Lock-Up |  |  | 93.5 | 39.5 - 93.5 | [25 empty] | D:5'' H:1 1/8'' Round |  |  |  |  | 180 | Black |  |  | Hardwired | 0 | 0 | 0 | 0 | 0 | 0 | 0 | 0 | 0 | 0 | 0 | 014817574104 | 30.5 | 27.5 | 27.5 | 28.7 | 13.348 | 250 | Yes | [9 empty] | cETL Damp | GANNET 6L CHND WTH OAK-AF IR | 6 - Light Chandelier |  | F31926WOWAF.jpg | F31926WOWAF.jpg
F3193/5WOW/AF | 5 - Light Island Chandelier | The Gannet Collection exudes rustic flair with a two-tone finish of painted, distressed Weathered Oak on an Antique Forged Iron metal frame. Crisp edges and bold lines pair with open, airy frames on the sides and crown that soften this iconic lantern silhouette. | CHANDELIERS | Gannet | Chandeliers | Weathered Oak Wood / Antique Forged Iron | WOW/AF | Steel |  |  |  |  | 5 Medium A19 60w |  | 5 | No | [14 empty] | 0 | [12 empty] | 230.45 | 460.9 | 691.35 | L:50'' W:14'' H:14 5/8'' O:71 1/2'' | 11 |  | 50 | 14 | 14.625 | Center Lock-Up |  |  | 71.5 | 17.5 - 71.5 | [25 empty] | DP:5 1/2'' W:14 5/8'' H:7/8'' Rectangular |  |  |  |  | 180 | Black |  |  | Hardwired | 0 | 0 | 0 | 0 | 0 | 0 | 0 | 0 | 0 | 0 | 0 | 014817574098 | 54.25 | 17.5 | 15.75 | 27 | 8.653 | 250 | Yes | [9 empty] | cETL Damp | GANNET 5L ISLAND WTH OAK-AF IR | 5 - Light Island Chandelier |  | F31935WOWAF.jpg | F31935WOWAF.jpg
F3194/8WOW/AF | 8 - Light Chandelier | The Gannet Collection exudes rustic flair with a two-tone finish of painted, distressed Weathered Oak on an Antique Forged Iron metal frame. Crisp edges and bold lines pair with open, airy frames on the sides and crown that soften this iconic lantern silhouette. | CHANDELIERS | Gannet | Chandeliers | Weathered Oak Wood / Antique Forged Iron | WOW/AF | Steel |  |  |  |  | 8 Candelabra Torpedo 60w |  | 8 | No | [14 empty] | 0 | [12 empty] | 349.98 | 699.96 | 1049.94 | L:26'' W:26'' H:43'' | 15 |  | 26 | 26 | 43 | Center Lock-Up |  |  |  | 52.625 - 100.625 | [25 empty] | D:5'' H:1 1/8'' Round |  |  |  |  | 180 | Black |  |  | Hardwired | 0 | 0 | 0 | 0 | 0 | 0 | 0 | 0 | 0 | 0 | 0 | 014817579871 | 34.5 | 27.5 | 27.5 | 32.5 | 15.099 | 250 | Yes | [9 empty] | cETL Damp | GANNET 8L CHANDELIER WOW/AF | 8 - Light Chandelier |  | F31948WOWAF.jpg | F31948WOWAF.jpg
F3199/4ORB | 4 - Light Pendant | Combining the traditional profile of a tapered shade with on-trend Clear Seeded glass, the sleek frame and the square-linked chain give the Harrow pendant light collection by Feiss an elevated, contemporary transitional look. The wall sconce is delivered with two glass options, Clear Seeded and Opal Etched, for the customer’s choice to customize. Burnished Brass, Oil Rubbed Bronze and Polished Nickel finishes are available to create completely different looks. The assortment includes a 1-light mini-pendant, 1-light and 3-light pendants, a 2-light flushmount ceiling fixture, as well as a 1-light wall sconce. | CHANDELIERS | Harrow | Pendants | Oil Rubbed Bronze | ORB | Steel | Clear Seeded Glass | L:14" H:8.75" |  |  | 4 Medium A19 60w |  | 4 | No | [14 empty] | 0 | [12 empty] | 289.45 | 578.9 | 868.35 | D:19 5/8'' H:9 7/8'' O:67 5/8'' | 8.9 | 19.625 |  |  | 9.875 | Center Lock-Up |  |  | 67.625 | 13.625 - 67.625 | [25 empty] | D:5 1/2'' H:1 1/8'' Round |  |  |  |  | 180 | Brown |  |  | Hardwired | 0 | 0 | 0 | 0 | 0 | 0 | 0 | 0 | 0 | 0 | 0 | 014817574395 | 22.75 | 22.5 | 13.5 | 20.2 | 3.999 | 175 | Yes | [9 empty] | cETL Damp | HARROW 4L PEND O.RUB BZ | 4 - Light Pendant |  | F31994ORB.jpg | F31994ORB.jpg
F3199/4PN | 4 - Light Pendant | Combining the traditional profile of a tapered shade with on-trend Clear Seeded glass, the sleek frame and the square-linked chain give the Harrow pendant light collection by Feiss an elevated, contemporary transitional look. The wall sconce is delivered with two glass options, Clear Seeded and Opal Etched, for the customer’s choice to customize. Burnished Brass, Oil Rubbed Bronze and Polished Nickel finishes are available to create completely different looks. The assortment includes a 1-light mini-pendant, 1-light and 3-light pendants, a 2-light flushmount ceiling fixture, as well as a 1-light wall sconce. | CHANDELIERS | Harrow | Pendants | Polished Nickel | PN | Steel | Clear Seeded Glass | L:14" H:8.75" |  |  | 4 Medium A19 60w |  | 4 | No | [14 empty] | 0 | [12 empty] | 289.45 | 578.9 | 868.35 | D:19 5/8'' H:9 7/8'' O:67 5/8'' | 8.9 | 19.625 |  |  | 9.875 | Center Lock-Up |  |  | 67.625 | 13.625 - 67.625 | [25 empty] | D:5 1/2'' H:1 1/8'' Round |  |  |  |  | 180 | Clear Silver |  |  | Hardwired | 0 | 0 | 0 | 0 | 0 | 0 | 0 | 0 | 0 | 0 | 0 | 014817574388 | 23 | 22.25 | 13.75 | 20.8 | 4.072 | 175 | Yes | [9 empty] | cETL Damp | HARROW 4L PEND PLSH NKL | 4 - Light Pendant |  | F31994PN.jpg | F31994PN.jpg
F3213/6SMS | 6 - Light Chandelier | The transitional Landen features chandeliers with either our NEW industrial Smith Steel finish or a delightful two-tone mix of Antique Forged Iron with Painted Aged Brass details. This modern farmhouse collection is versatile enough to fit within a wide range of décor from farmhouse to urban loft. A grand 53" high two-tier chandelier makes a dramatic statement. All fixtures in the Landen collection are damp-rated, however, the chandeliers with the Antique Forged Iron/Painted Aged Brass finish include optional glass candle covers to protect the lamping from moisture. | CHANDELIERS | Landen | Chandeliers | Smith Steel | SMS | Steel |  |  |  |  | 6 Candelabra Torpedo 60w |  | 6 | No | [14 empty] | 0 | [12 empty] | 231.45 | 462.9 | 694.35 | D:26'' H:18 5/8'' O:85 3/8'' | 10.7 | 26 |  |  | 18.625 | Center Lock-Up |  |  | 85.375 | [26 empty] | D:5'' H:1 1/8'' Round |  |  |  |  | 180 | Black | 60 |  | Hardwired | 0 | 0 | 0 | 0 | 0 | 0 | 0 | 0 | 0 | 0 | 0 | 014817579178 | 30 | 28.5 | 8.25 | 13.9 | 4.082 | 250 | Yes | [9 empty] | cETL Damp | LANDEN 6L CHANDELIER SMS | 6 - Light Chandelier |  | F32136SMS.jpg | F32136SMS.jpg
F3214/8SMS | 8 - Light Chandelier | The transitional Landen features chandeliers with either our NEW industrial Smith Steel finish or a delightful two-tone mix of Antique Forged Iron with Painted Aged Brass details. This modern farmhouse collection is versatile enough to fit within a wide range of décor from farmhouse to urban loft. A grand 53" high two-tier chandelier makes a dramatic statement. All fixtures in the Landen collection are damp-rated, however, the chandeliers with the Antique Forged Iron/Painted Aged Brass finish include optional glass candle covers to protect the lamping from moisture. | CHANDELIERS | Landen | Chandeliers | Smith Steel | SMS | Steel |  |  |  |  | 8 Candelabra Torpedo 60w |  | 8 | No | [14 empty] | 0 | [12 empty] | 277.95 | 555.9 | 833.85 | D:33 7/8'' H:23 1/4'' O:85 3/8'' | 12 | 33.875 |  |  | 23.25 | Center Lock-Up |  |  | 85.375 | [26 empty] | D:5'' H:1 1/8'' Round |  |  |  |  | 180 | Black | 60 |  | Hardwired | 0 | 0 | 0 | 0 | 0 | 0 | 0 | 0 | 0 | 0 | 0 | 014817579185 | 35.75 | 35.5 | 9.75 | 18.5 | 7.161 | 250 | Yes | [9 empty] | cETL Damp | LANDEN 8L CHANDELIER SMS | 8 - Light Chandelier |  | F32148SMS.jpg | F32148SMS.jpg
F3215/12SMS | 12 - Light Chandelier | The transitional Landen features chandeliers with either our NEW industrial Smith Steel finish or a delightful two-tone mix of Antique Forged Iron with Painted Aged Brass details. This modern farmhouse collection is versatile enough to fit within a wide range of décor from farmhouse to urban loft. A grand 53" high two-tier chandelier makes a dramatic statement. All fixtures in the Landen collection are damp-rated, however, the chandeliers with the Antique Forged Iron/Painted Aged Brass finish include optional glass candle covers to protect the lamping from moisture. | CHANDELIERS | Landen | Chandeliers | Smith Steel | SMS | Steel |  |  |  |  | 12 Candelabra Torpedo 60w |  | 12 | No | [14 empty] | 0 | [12 empty] | 463.95 | 927.9 | 1391.85 | D:33 7/8'' H:40 3/8'' O:127 1/8'' | 19.5 | 33.875 |  |  | 40.375 | Center Lock-Up |  |  | 127.125 | [26 empty] | D:5'' H:1 1/8'' Round |  |  |  |  | 240 | Black | 84 |  | Hardwired | 0 | 0 | 0 | 0 | 0 | 0 | 0 | 0 | 0 | 0 | 0 | 014817579192 | 35.75 | 35.6 | 12 | 27.8 | 8.838 | 250 | Yes | [9 empty] | cETL Damp | LANDEN 12L CHANDELIER SMS | 12 - Light Chandelier |  | F321512SMS.jpg | F321512SMS.jpg
F3216/12SMS | 12 - Light Chandelier | The transitional Landen features chandeliers with either our NEW industrial Smith Steel finish or a delightful two-tone mix of Antique Forged Iron with Painted Aged Brass details. This modern farmhouse collection is versatile enough to fit within a wide range of décor from farmhouse to urban loft. A grand 53" high two-tier chandelier makes a dramatic statement. All fixtures in the Landen collection are damp-rated, however, the chandeliers with the Antique Forged Iron/Painted Aged Brass finish include optional glass candle covers to protect the lamping from moisture. | CHANDELIERS | Landen | Chandeliers | Smith Steel | SMS | Steel |  |  |  |  | 12 Candelabra Torpedo 60w |  | 12 | No | [14 empty] | 0 | [12 empty] | 405.45 | 810.9 | 1216.35 | D:48'' H:32 7/8'' O:85 3/8'' | 25 | 48 |  |  | 32.875 | Center Lock-Up |  |  | 85.375 | [26 empty] | D:5'' H:1 1/8'' Round |  |  |  |  | 180 | Black | 60 |  | Hardwired | 0 | 0 | 0 | 0 | 0 | 0 | 0 | 0 | 0 | 0 | 0 | 014817579208 | 51.25 | 51.25 | 9.5 | 28.7 | 14.44 | 250 | No | [9 empty] | cETL Damp | LANDEN 12L CHANDELIER SMS | 12 - Light Chandelier |  | F321612SMS.jpg | F321612SMS.jpg
F3217/20SMS | 20 - Light Chandelier | The transitional Landen features chandeliers with either our NEW industrial Smith Steel finish or a delightful two-tone mix of Antique Forged Iron with Painted Aged Brass details. This modern farmhouse collection is versatile enough to fit within a wide range of décor from farmhouse to urban loft. A grand 53" high two-tier chandelier makes a dramatic statement. All fixtures in the Landen collection are damp-rated, however, the chandeliers with the Antique Forged Iron/Painted Aged Brass finish include optional glass candle covers to protect the lamping from moisture. | CHANDELIERS | Landen | Chandeliers | Smith Steel | SMS | Steel |  |  |  |  | 20 Candelabra Torpedo 60w |  | 20 | No | [14 empty] | 0 | [12 empty] | 579.95 | 1159.9 | 1739.85 | D:48'' H:52 5/8'' O:143 5/8'' | 40 | 48 |  |  | 52.625 | Center Lock-Up |  |  | 143.625 | [26 empty] | D:5'' H:1 1/8'' Round |  |  |  |  | 240 | Black | 84 |  | Hardwired | 0 | 0 | 0 | 0 | 0 | 0 | 0 | 0 | 0 | 0 | 0 | 014817579215 | 51.5 | 51.5 | 12 | 42.2 | 18.418 | 250 | No | [9 empty] | cETL Damp | LANDEN 20L CHANDELIER SMS | 20 - Light Chandelier |  | F321720SMS.jpg | F321720SMS.jpg
F3218/10SMS | 10 - Light Linear Chandelier | The transitional Landen features chandeliers with either our NEW industrial Smith Steel finish or a delightful two-tone mix of Antique Forged Iron with Painted Aged Brass details. This modern farmhouse collection is versatile enough to fit within a wide range of décor from farmhouse to urban loft. A grand 53" high two-tier chandelier makes a dramatic statement. All fixtures in the Landen collection are damp-rated, however, the chandeliers with the Antique Forged Iron/Painted Aged Brass finish include optional glass candle covers to protect the lamping from moisture. | CHANDELIERS | Landen | Chandeliers | Smith Steel | SMS | Steel |  |  |  |  | 10 Candelabra Torpedo 60w |  | 10 | No | [14 empty] | 0 | [12 empty] | 347.45 | 694.9 | 1042.35 | L:48'' W:17'' H:26 1/2'' | 16.8 |  | 48 | 17 | 26.5 | Double Cap Nuts |  |  |  | 35 - 83 | [25 empty] | DP:5'' W:10 7/8'' H:3/4'' Rectangular |  |  |  |  | 180 | Black |  |  | Hardwired | 0 | 0 | 0 | 0 | 0 | 0 | 0 | 0 | 0 | 0 | 0 | 014817579222 | 52 | 21.25 | 9.75 | 22.8 | 6.235 | 250 | Yes | [9 empty] | cETL Damp | LANDEN 10L LINEAR CHANDELIER SMS | 10 - Light Linear Chandelier |  | F321810SMS.jpg | F321810SMS.jpg
F3219/6WZC/WOW | 6 - Light Chandelier | With light and shadow emanating from an ornately-decorated orb silhouette, the Avila Collection channels the beauty of wrought-iron garden gates from 18th century Europe. Avila's rustic Weathered Zinc ironwork is softened by the delicate curves of the lines and the warm Weathered Oak center ring. The elaborate housing creates beautiful sight lines as it frames the light within. Add historical ambiance and intricate décor to a wide range of rooms. This collection is not currently sold online. Products are available in retail showrooms only. | CHANDELIERS | Avila | Chandeliers | Weathered Zinc/Weathered Oak | WZC/WOW | Steel |  |  |  |  | 6 Candelabra Torpedo 60w |  | 6 | No | [14 empty] | 0 | [12 empty] | 591.95 | 1183.9 | 1775.85 | D:26'' H:28'' O:94 3/4'' | 20 | 26 |  |  | 28 | Center Lock-Up |  |  | 94.75 | [26 empty] | D:5'' H:1 1/8'' Round |  |  |  |  | 180 | Black | 60 |  | Hardwired | 0 | 0 | 0 | 0 | 0 | 0 | 0 | 0 | 0 | 0 | 0 | 014817579239 | 27.25 | 27 | 18.25 | 32.4 | 7.771 | 175 | Yes | [9 empty] | cETL Damp | AVILA 6L CHANDELIER DWZ/WO | 6 - Light Chandelier |  | F32196WZCWOW.jpg | F32196WZCWOW.jpg
F3220/5WZC/WOW | 5 - Light Chandelier | With light and shadow emanating from an ornately-decorated orb silhouette, the Avila Collection channels the beauty of wrought-iron garden gates from 18th century Europe. Avila's rustic Weathered Zinc ironwork is softened by the delicate curves of the lines and the warm Weathered Oak center ring. The elaborate housing creates beautiful sight lines as it frames the light within. Add historical ambiance and intricate décor to a wide range of rooms. This collection is not currently sold online. Products are available in retail showrooms only. | CHANDELIERS | Avila | Chandeliers | Weathered Zinc/Weathered Oak | WZC/WOW | Steel |  |  |  |  | 5 Candelabra Torpedo 60w |  | 5 | No | [14 empty] | 0 | [12 empty] | 429.45 | 858.9 | 1288.35 | D:20 1/2'' H:22 1/2'' O:94 3/4'' | 15 | 20.5 |  |  | 22.5 | Center Lock-Up |  |  | 94.75 | [26 empty] | D:5'' H:1 1/8'' Round |  |  |  |  | 180 | Black | 60 |  | Hardwired | 0 | 0 | 0 | 0 | 0 | 0 | 0 | 0 | 0 | 0 | 0 | 014817579246 | 21.75 | 21.5 | 14.5 | 22.4 | 3.924 | 175 | Yes | [9 empty] | cETL Damp | AVILA 5L CHANDELIER DWZ/WO | 5 - Light Chandelier |  | F32205WZCWOW.jpg | F32205WZCWOW.jpg
F3222/5DA | 5 - Light Chandelier | Patrice showcases Feiss' Collection's unwavering commitment to robust construction and craftsmanship. Using our NEW Deep Abyss finish, Patrice is heavily textured and tactile, appearing as though it was pulled from a shipwreck. This humble design with its oval motifs is fitting for a wide range of decor. Patrice also features three outdoor fixtures with a rustic Dark Weathered Zinc finish. The outdoor chandeliers include glass candle covers to protect the lamping. All Patrice chandeliers are damp-rated for use in indoor and covered outdoor spaces. | CHANDELIERS | Patrice | Chandeliers | Deep Abyss | DA | Steel |  |  |  |  | 5 Candelabra Torpedo 60w |  | 5 | No | [14 empty] | 0 | [12 empty] | 231.45 | 462.9 | 694.35 | D:21'' H:10 3/4'' | 14 | 21 |  |  | 10.75 | Center Lock-Up |  |  |  | 20.25 - 68.25 | [30 empty] | 180 | Brown |  |  | Hardwired | 0 | 0 | 0 | 0 | 0 | 0 | 0 | 0 | 0 | 0 | 0 | 014817579260 | 24.5 | 24 | 15 | 17.3 | 5.104 | 250 | Yes | [9 empty] | cETL Damp | PATRICE 5L CHANDELIER DEEP ABYSS | 5 - Light Chandelier |  | F32225DA.jpg | F32225DA.jpg
F3223/6DA | 6 - Light Chandelier | Patrice showcases Feiss' Collection's unwavering commitment to robust construction and craftsmanship. Using our NEW Deep Abyss finish, Patrice is heavily textured and tactile, appearing as though it was pulled from a shipwreck. This humble design with its oval motifs is fitting for a wide range of decor. Patrice also features three outdoor fixtures with a rustic Dark Weathered Zinc finish. The outdoor chandeliers include glass candle covers to protect the lamping. All Patrice chandeliers are damp-rated for use in indoor and covered outdoor spaces. | CHANDELIERS | Patrice | Chandeliers | Deep Abyss | DA | Steel |  |  |  |  | 6 Candelabra Torpedo 60w |  | 6 | No | [14 empty] | 0 | [12 empty] | 347.45 | 694.9 | 1042.35 | D:16'' H:25 1/4'' | 18 | 16 |  |  | 25.25 | Center Lock-Up |  |  |  | 34.75 - 82.75 | [25 empty] | D:5'' H:1 1/8'' Round |  |  |  |  | 180 | Brown |  |  | Hardwired | 0 | 0 | 0 | 0 | 0 | 0 | 0 | 0 | 0 | 0 | 0 | 014817579277 | 29.5 | 19.5 | 19.25 | 19.4 | 6.408 | 250 | Yes | [9 empty] | cETL Damp | PATRICE 6L CHANDELIER DEEP ABYSS | 6 - Light Chandelier |  | F32236DA.jpg | F32236DA.jpg
F3224/6DA | 6 - Light Linear Chandelier | Patrice showcases Feiss' Collection's unwavering commitment to robust construction and craftsmanship. Using our NEW Deep Abyss finish, Patrice is heavily textured and tactile, appearing as though it was pulled from a shipwreck. This humble design with its oval motifs is fitting for a wide range of decor. Patrice also features three outdoor fixtures with a rustic Dark Weathered Zinc finish. The outdoor chandeliers include glass candle covers to protect the lamping. All Patrice chandeliers are damp-rated for use in indoor and covered outdoor spaces. | CHANDELIERS | Patrice | Chandeliers | Deep Abyss | DA | Steel |  |  |  |  | 6 Candelabra Torpedo 60w |  | 6 | No | [14 empty] | 0 | [12 empty] | 449.98 | 899.96 | 1349.94 | L:47 1/2'' W:10 3/8'' H:15 1/2'' | 23 |  | 47.5 | 10.375 | 15.5 | Single Cap Nut |  |  |  | 23.875 - 71.875 | [25 empty] | DP:5'' W:10 7/8'' H:3/4'' Rectangular |  |  |  |  | 180 | Brown |  |  | Hardwired | 0 | 0 | 0 | 0 | 0 | 0 | 0 | 0 | 0 | 0 | 0 | 014817579307 | 52.25 | 19.75 | 14.25 | 33.6 | 8.51 | 250 | Yes | [9 empty] | cETL Damp | PATRICE 6L LINEAR CHANDELIER DEEP ABYSS | 6 - Light Linear Chandelier |  | F32246DA.jpg | F32246DA.jpg
F3225/6TXB/CH | 6 - Light Chandelier | The Art-Deco-inspired Broderick features bold, angular lines in a rich, two-toned finish of shiny Chrome with Textured Black. Each of Broderick's clear glass shades rest atop a cylindrical bobeche, adding dimension to a smooth, structured silhouette. | CHANDELIERS | Broderick | Chandeliers | Textured Black / Chrome | TXB / CH | Steel | Clear Glass | D:2.75" H:8" |  |  | 6 Candelabra Torpedo 60w |  | 6 | No | [14 empty] | 0 | [12 empty] | 289.45 | 578.9 | 868.35 | D:27'' H:25'' | 8 | 27 |  |  | 25 | Center Lock-Up |  |  |  | 34.5 - 82.5 | [25 empty] | D:5'' H:1 3/16'' Round |  |  |  |  | 180 | Black |  |  | Hardwired | 0 | 0 | 0 | 0 | 0 | 0 | 0 | 0 | 0 | 0 | 0 | 014817579314 | 31 | 28.5 | 10.25 | 21.1 | 5.241 | 175 | Yes | [9 empty] | cETL Damp | BRODERICK 6L CHANDELIER TXB/CH | 6 - Light Chandelier |  | F32256TXBCH.jpg | F32256TXBCH.jpg
F3226/9TXB/CH | 9 - Light Chandelier | The Art-Deco-inspired Broderick features bold, angular lines in a rich, two-toned finish of shiny Chrome with Textured Black. Each of Broderick's clear glass shades rest atop a cylindrical bobeche, adding dimension to a smooth, structured silhouette. | CHANDELIERS | Broderick | Chandeliers | Textured Black / Chrome | TXB / CH | Steel | Clear Glass | D:2.75" H:8" |  |  | 9 Candelabra Torpedo 60w |  | 9 | No | [14 empty] | 0 | [12 empty] | 440.95 | 881.9 | 1322.85 | D:33'' H:32'' | 15 | 33 |  |  | 32 | Center Lock-Up |  |  |  | 41.5 - 89.5 | [25 empty] | D:5'' H:1 3/16'' Round |  |  |  |  | 180 | Black |  |  | Hardwired | 0 | 0 | 0 | 0 | 0 | 0 | 0 | 0 | 0 | 0 | 0 | 014817579321 | 36.25 | 32.25 | 19 | 32.7 | 12.854 | 250 | Yes | [9 empty] | cETL Damp | BRODERICK 9L 2 TIER CHANDELIER TXB/CH | 9 - Light Chandelier |  | F32269TXBCH.jpg | F32269TXBCH.jpg
F3227/10TXB/CH | 10 - Light Linear Chandelier | The Art-Deco-inspired Broderick features bold, angular lines in a rich, two-toned finish of shiny Chrome with Textured Black. Each of Broderick's clear glass shades rest atop a cylindrical bobeche, adding dimension to a smooth, structured silhouette. | CHANDELIERS | Broderick | Chandeliers | Textured Black / Chrome | TXB / CH | Steel |  |  |  |  | 10 Candelabra Torpedo 60w |  | 10 | No | [14 empty] | 0 | [12 empty] | 399.98 | 799.96 | 1199.94 | L:48'' W:15'' H:18 7/8'' | 18 |  | 48 | 15 | 18.875 | Double Cap Nuts |  |  |  | 27.5 - 75.5 | [25 empty] | DP:5 1/8'' W:13 1/2'' H:3/4'' Rectangular |  |  |  |  | 180 | Black |  |  | Hardwired | 0 | 0 | 0 | 0 | 0 | 0 | 0 | 0 | 0 | 0 | 0 | 014817579338 | 54.5 | 18.75 | 11.5 | 28.5 | 6.801 | 175 | Yes | [9 empty] | cETL Damp | BRODERICK 10L LINEAR CHANDELIER TXB/CH | 10 - Light Linear Chandelier |  | F322710TXBCH.jpg | F322710TXBCH.jpg
F3228/15TXB/CH | 15 - Light Chandelier | The Art-Deco-inspired Broderick features bold, angular lines in a rich, two-toned finish of shiny Chrome with Textured Black. Each of Broderick's clear glass shades rest atop a cylindrical bobeche, adding dimension to a smooth, structured silhouette. | CHANDELIERS | Broderick | Chandeliers | Textured Black / Chrome | TXB / CH | Steel | Clear Glass | D:2.75" H:8" |  |  | 15 Candelabra Torpedo 60w |  | 15 | No | [14 empty] | 0 | [12 empty] | 811.95 | 1623.9 | 2435.85 | D:46'' H:40 5/8'' | 25 | 46 |  |  | 40.625 | Center Lock-Up |  |  |  | 50.25 - 98.25 | [25 empty] | D:5'' H:1 3/16'' Round |  |  |  |  | 240 | Black |  |  | Hardwired | 0 | 0 | 0 | 0 | 0 | 0 | 0 | 0 | 0 | 0 | 0 | 014817579352 | 50.5 | 45.25 | 28.34 | 70.7 | 37.477 | 300 | No | [9 empty] | cETL Damp | BRODERICK 15L 2 TIER CHANDELIER TXB/CH | 15 - Light Chandelier |  | F322815TXBCH.jpg | F322815TXBCH.jpg
F3231/12ORB/BBS | 12 - Light Chandelier | The elongated Burnished Brass candle stems of Palmyra shine in gilded contrast to the Oil Rubbed Bronze finish. Palmyra provides an air of refined masculinity and streamlined sophistication as light gently diffuses through cylindrical metal mesh shades. | CHANDELIERS | Palmyra | Chandeliers | Oiled Rubbed Bronze / Burnished Brass | ORB/BBS | Steel | Oil Rubbed Bronze Steel | D:2.75" H:8" |  |  | 12 Candelabra Torpedo 60w |  | 12 | No | [14 empty] | 0 | [12 empty] | 499.5 | 999 | 1498.5 | D:32 1/2'' H:32 1/2'' | 22 | 32.5 |  |  | 32.5 | Center Lock-Up |  |  |  | 42.25 - 90.25 | [25 empty] | D:5'' H:1 1/8'' Round |  |  |  |  | 240 | Brown |  |  | Hardwired | 0 | 0 | 0 | 0 | 0 | 0 | 0 | 0 | 0 | 0 | 0 | 014817579390 | 33.25 | 33.25 | 25.25 | 36.6 | 16.155 | 250 | Yes | [9 empty] | cETL Damp | PALMYRA 12L 2 TIER CHANDELIER ORB/BBS | 12 - Light Chandelier |  | F323112ORBBBS.jpg | F323112ORBBBS.jpg
F3233/10ORB/BBS | 10 - Light Linear Chandelier | The elongated Burnished Brass candle stems of Palmyra shine in gilded contrast to the Oil Rubbed Bronze finish. Palmyra provides an air of refined masculinity and streamlined sophistication as light gently diffuses through cylindrical metal mesh shades. | CHANDELIERS | Palmyra | Chandeliers | Oiled Rubbed Bronze / Burnished Brass | ORB/BBS | Steel | Oil Rubbed Bronze Steel | D:2.75" H:8" |  |  | 10 Candelabra Torpedo 60w |  | 10 | No | [14 empty] | 0 | [12 empty] | 449.5 | 899 | 1348.5 | L:48'' W:14'' H:12'' | 18.8 |  | 48 | 14 | 12 | Double Cap Nuts |  |  |  | 17 - 65 | [25 empty] | DP:5 1/8'' W:14 1/8'' H:3/4'' Rectangular |  |  |  |  | 180 | Brown |  |  | Hardwired | 0 | 0 | 0 | 0 | 0 | 0 | 0 | 0 | 0 | 0 | 0 | 014817579406 | 53.5 | 17.75 | 13.5 | 27.5 | 7.419 | 250 | Yes | [9 empty] | cETL Damp | PALMYRA 10L LINEAR CHANDELIER ORB/BBS | 10 - Light Linear Chandelier |  | F323310ORBBBS.jpg | F323310ORBBBS.jpg
F3234/3ORB/BBS | 3 - Light Pendant Chandelier | The elongated Burnished Brass candle stems of Palmyra shine in gilded contrast to the Oil Rubbed Bronze finish. Palmyra provides an air of refined masculinity and streamlined sophistication as light gently diffuses through cylindrical metal mesh shades. | LINE VOLTAGE PENDANT | Palmyra | Chandeliers | Oiled Rubbed Bronze / Burnished Brass | ORB/BBS | Steel | Oil Rubbed Bronze Steel | D:2.75" H:8" |  |  | 3 Candelabra Torpedo 60w |  | 3 | No | [14 empty] | 0 | [12 empty] | 129.5 | 259 | 388.5 | D:10 1/2'' H:16 3/8'' | 5.9 | 10.5 |  |  | 16.375 | Center Lock-Up |  |  |  | 25.875 - 61.875 | [25 empty] | D:5'' H:1 1/8'' Round |  |  |  |  | 180 | Brown |  |  | Hardwired | 0 | 0 | 0 | 0 | 0 | 0 | 0 | 0 | 0 | 0 | 0 | 014817579413 | 13.75 | 13.75 | 12.5 | 7.9 | 1.368 | 175 | Yes | [9 empty] | cETL Damp | PALMYRA 3L PENDANT ORB/BBS | 3 - Light Pendant Chandelier |  | F32343ORBBBS.jpg | F32343ORBBBS.jpg
F3240/6WGR | 6 - Light Chandelier | Traditional with soft feminine features, the Maryville chandelier and wall sconce exude time-worn French Country style. Maryville's defining features include floral-inspired bobeches, turning details on the center column, delicate wood bead strands and our NEW weathered Washed Grey finish. | CHANDELIERS | Maryville | Chandeliers | Washed Grey | WGR | Steel |  |  |  |  | 6 Candelabra Torpedo 60w |  | 6 | No | [14 empty] | 0 | [12 empty] | 231.45 | 462.9 | 694.35 | D:28'' H:29 1/4'' O:96'' | 8 | 28 |  |  | 29.25 | Center Lock-Up |  |  | 96 | [26 empty] | D:5'' H:1 1/8'' Round |  |  |  |  | 180 | Brown | 60 |  | Hardwired | 0 | 0 | 0 | 0 | 0 | 0 | 0 | 0 | 0 | 0 | 0 | 014817579543 | 31 | 19.75 | 11.25 | 11.8 | 3.986 | 250 | Yes | [9 empty] | cETL Damp | MARYVILLE 6L CHANDELIER WGR | 6 - Light Chandelier |  | F32406WGR.jpg | F32406WGR.jpg
F3241/9WGR | 9 - Light Chandelier | Traditional with soft feminine features, the Maryville chandelier and wall sconce exude time-worn French Country style. Maryville's defining features include floral-inspired bobeches, turning details on the center column, delicate wood bead strands and our NEW weathered Washed Grey finish. | CHANDELIERS | Maryville | Chandeliers | Washed Grey | WGR | Steel |  |  |  |  | 9 Candelabra Torpedo 60w |  | 9 | No | [14 empty] | 0 | [12 empty] | 347.45 | 694.9 | 1042.35 | D:32'' H:33'' O:123 3/4'' | 12 | 32 |  |  | 33 | Center Lock-Up |  |  | 123.75 | [26 empty] | D:5'' H:1 1/8'' Round |  |  |  |  | 240 | Clear Silver | 84 |  | Hardwired | 0 | 0 | 0 | 0 | 0 | 0 | 0 | 0 | 0 | 0 | 0 | 014817579550 | 36.5 | 23.75 | 12.25 | 16 | 6.145 | 250 | Yes | [9 empty] | cETL Damp | MARYVILLE 9L 2 TIER CHANDELIER WGR | 9 - Light Chandelier |  | F32419WGR.jpg | F32419WGR.jpg
F3242/3WGR | 3 - Light Chandelier | Traditional with soft feminine features, the Maryville chandelier and wall sconce exude time-worn French Country style. Maryville's defining features include floral-inspired bobeches, turning details on the center column, delicate wood bead strands and our NEW weathered Washed Grey finish. | CHANDELIERS | Maryville | Chandeliers | Washed Grey | WGR | Steel |  |  |  |  | 3 Candelabra Torpedo 60w |  | 3 | No | [14 empty] | 0 | [12 empty] | 132.95 | 265.9 | 398.85 | D:19'' H:19'' O:86'' | 5 | 19 |  |  | 19 | Center Lock-Up |  |  | 86 | [26 empty] | D:5'' H:1 1/8'' Round |  |  |  |  | 180 | Clear Silver | 60 |  | Hardwired | 0 | 0 | 0 | 0 | 0 | 0 | 0 | 0 | 0 | 0 | 0 | 014817579567 | 22 | 13 | 8.25 | 6.45 | 1.365 | 175 | Yes | [9 empty] | cETL Damp | MARYVILLE 3L CHANDELIER WGR | 3 - Light Chandelier |  | F32423WGR.jpg | F32423WGR.jpg
F3257/6CH | 6 - Light Chandelier | Thorne is daring and playful with a delightful two-tone mix of luxury materials; modern Chrome with clear acrylic "bursts" or finely lacquered Weathered Oak Wood with Dark Weathered Zinc. Thorne is a fun, modern interpretation of a starburst and will become the focal point of any space. | CHANDELIERS | Thorne | Chandeliers | Chrome | CH | Steel |  |  |  |  | 6 Candelabra Torpedo 60w |  | 6 | No | [14 empty] | 0 | [12 empty] | 277.95 | 555.9 | 833.85 | D:26'' H:18 3/4'' | 4 | 26 |  |  | 18.75 | Center Lock-Up |  |  |  | 21.25 - 69.25 | [25 empty] | D:5 1/2'' H:1 1/8'' Round |  |  |  |  | 180 | Clear Silver |  |  | Hardwired | 0 | 0 | 0 | 0 | 0 | 0 | 0 | 0 | 0 | 0 | 0 | 014817579659 | 14 | 14 | 12 | 11.6 | 1.361 | 100 | Yes | [9 empty] | cETL Damp | THORNE 6L CHANDELIER CH | 6 - Light Chandelier |  | F32576CH.jpg | F32576CH.jpg
F3257/6DWZ/WOW | 6 - Light Chandelier | Thorne is daring and playful with a delightful two-tone mix of luxury materials; modern Chrome with clear acrylic "bursts" or finely lacquered Weathered Oak Wood with Dark Weathered Zinc. Thorne is a fun, modern interpretation of a starburst and will become the focal point of any space. | CHANDELIERS | Thorne | Chandeliers | Dark Weathered Zinc / Weathered Oak | DWZ/WO | Steel |  |  |  |  | 6 Candelabra Torpedo 60w |  | 6 | No | [14 empty] | 0 | [12 empty] | 274.98 | 549.96 | 824.94 | D:26'' H:18 3/4'' | 4 | 26 |  |  | 18.75 | Center Lock-Up |  |  |  | 21.25 - 69.25 | [25 empty] | D:5 1/2'' H:1 1/8'' Round |  |  |  |  | 180 | Black |  |  | Hardwired | 0 | 0 | 0 | 0 | 0 | 0 | 0 | 0 | 0 | 0 | 0 | 014817579642 | 13.75 | 13.75 | 12.5 | 10.4 | 1.368 | 125 | Yes | [9 empty] | cETL Damp | THORNE 6L CHANDELIER DWZ/WOW | 6 - Light Chandelier |  | F32576DWZWOW.jpg | F32576DWZWOW.jpg
F3258/8DWZ/WOW | 8-Light Chandelier | Thorne is daring and playful with a delightful two-tone mix of luxury materials; modern Chrome with clear acrylic "bursts" or finely lacquered Weathered Oak Wood with Dark Weathered Zinc. Thorne is a fun, modern interpretation of a starburst and will become the focal point of any space. | CHANDELIERS | Thorne | Chandeliers | Dark Weathered Zinc / Weathered Oak | DWZ/WO | Steel |  |  |  |  | 8 Candelabra Torpedo 60w |  | 8 | No | [14 empty] | 0 | [12 empty] | 376.45 | 752.9 | 1129.35 | D:36 3/4'' H:26 1/4'' | 12 | 36.75 |  |  | 26.25 | Center Lock-Up |  |  |  | 37.75 - 73.75 | [25 empty] | D:5 1/2'' H:1 1/8'' Round |  |  |  |  | 180 | Black |  |  | Hardwired | 0 | 0 | 0 | 0 | 0 | 0 | 0 | 0 | 0 | 0 | 0 | 014817587807 | 21.5 | 16 | 14 | 14.7 | 2.787 | 175 | Yes | [9 empty] | cETL Damp | 8L THORNE CHAND DWZ/WOW | 8L THORNE CHAND DWZ/WOW |  | F32588DWZWOW.jpg | F32588DWZWOW.jpg
F3259/5PN | 5 - Light Chandelier | Harper is a modern beauty, with light glowing through Plated Smoke Glass globes that float within an angular, Polished Nickel frame. Machinery-inspired hardware holds each globe in place and is crafted using a special technique called knurling, delivering an authentic industrial look and feel. | CHANDELIERS | Harper | Chandeliers | Polished Nickel | PN | Steel | Plated Smoke Glass | D:7" H:7" |  |  | 5 Candelabra Torpedo 60w |  | 5 | No | [14 empty] | 0 | [12 empty] | 463.95 | 927.9 | 1391.85 | D:30 1/2'' H:30'' | 16 | 30.5 |  |  | 30 | Center Lock-Up |  |  |  | 39.5 - 87.5 | [25 empty] | D:5'' H:1 3/16'' Round |  |  |  |  | 180 | Clear Silver |  |  | Hardwired | 0 | 0 | 0 | 0 | 0 | 0 | 0 | 0 | 0 | 0 | 0 | 014817579666 | 33.5 | 32.75 | 14.8 | 26 | 9.397 | 250 | Yes | [9 empty] | cETL Damp | HARPER 5L CHANDELIER PN | 5 - Light Chandelier |  | F32595PN.jpg | F32595PN.jpg
F3260/7PN | 7 - Light Chandelier | Harper is a modern beauty, with light glowing through Plated Smoke Glass globes that float within an angular, Polished Nickel frame. Machinery-inspired hardware holds each globe in place and is crafted using a special technique called knurling, delivering an authentic industrial look and feel. | CHANDELIERS | Harper | Chandeliers | Polished Nickel | PN | Steel | Plated Smoke Glass | D:7" H:7" |  |  | 7 Candelabra Torpedo 60w |  | 7 | No | [14 empty] | 0 | [12 empty] | 579.95 | 1159.9 | 1739.85 | D:32'' H:35 3/4'' | 19.5 | 32 |  |  | 35.75 | Center Lock-Up |  |  |  | 45.25 - 93.25 | [25 empty] | D:5'' H:1 3/16'' Round |  |  |  |  | 180 | Clear Silver |  |  | Hardwired | 0 | 0 | 0 | 0 | 0 | 0 | 0 | 0 | 0 | 0 | 0 | 014817579673 | 34.5 | 34.5 | 15.25 | 34.1 | 10.504 | 250 | Yes | [9 empty] | cETL Damp | HARPER 7L 2 TIER CHANDELIER PN | 7 - Light Chandelier |  | F32607PN.jpg | F32607PN.jpg
F3275/4ANBZ | 4 - Light Chandelier | Woodruff is a modern interpretation of a classic lantern silhouette, complete with an open, airy frame, vented details at the top and floating candle tubes within. Woodruff is inspired by a historical lantern design and is available in two finish options of either Polished Nickel or Antique Bronze. | CHANDELIERS | Woodruff | Chandeliers | Antique Bronze | ANBZ | Steel |  |  |  |  | 4 Candelabra Torpedo 60w |  | 4 | No | [14 empty] | 0 | [12 empty] | 266.45 | 532.9 | 799.35 | L:16'' W:16'' H:23 3/8'' | 9 |  | 16 | 16 | 23.375 | Center Lock-Up |  |  |  | 32.875 - 80.875 | [25 empty] | DP:5'' W:5'' H:1 1/8'' Square |  |  |  |  | 180 | Black |  |  | Hardwired | 0 | 0 | 0 | 0 | 0 | 0 | 0 | 0 | 0 | 0 | 0 | 014817579796 | 22.5 | 19.5 | 19.25 | 17.3 | 4.888 | 250 | Yes | [9 empty] | cETL Damp | WOODRUFF 4 LIGHT CHANDELIER ANBZ | 4 - Light Chandelier |  | F32754ANBZ.jpg | F32754ANBZ.jpg
F3275/4PN | 4 - Light Chandelier | Woodruff is a modern interpretation of a classic lantern silhouette, complete with an open, airy frame, vented details at the top and floating candle tubes within. Woodruff is inspired by a historical lantern design and is available in two finish options of either Polished Nickel or Antique Bronze. | CHANDELIERS | Woodruff | Chandeliers | Polished Nickel | PN | Steel |  |  |  |  | 4 Candelabra Torpedo 60w |  | 4 | No | [14 empty] | 0 | [12 empty] | 299.98 | 599.96 | 899.94 | L:16'' W:16'' H:23 3/8'' | 9 |  | 16 | 16 | 23.375 | Center Lock-Up |  |  |  | 32.875 - 80.875 | [25 empty] | DP:5'' W:5'' H:1 1/8'' Square |  |  |  |  | 180 | Clear Silver |  |  | Hardwired | 0 | 0 | 0 | 0 | 0 | 0 | 0 | 0 | 0 | 0 | 0 | 014817579710 | 22 | 19.5 | 18.8 | 17.3 | 4.667 | 250 | Yes | [9 empty] | cETL Damp | WOODRUFF 4 LIGHT CHANDELIER PN | 4 - Light Chandelier |  | F32754PN.jpg | F32754PN.jpg
F3276/8ANBZ | 8 - Light Chandelier | Woodruff is a modern interpretation of a classic lantern silhouette, complete with an open, airy frame, vented details at the top and floating candle tubes within. Woodruff is inspired by a historical lantern design and is available in two finish options of either Polished Nickel or Antique Bronze. | CHANDELIERS | Woodruff | Chandeliers | Antique Bronze | ANBZ | Steel |  |  |  |  | 8 Candelabra Torpedo 60w |  | 8 | No | [14 empty] | 0 | [12 empty] | 347.45 | 694.9 | 1042.35 | L:17'' W:17'' H:31'' | 10 |  | 17 | 17 | 31 | Center Lock-Up |  |  |  | 40.5 - 88.5 | [25 empty] | DP:5'' W:5'' H:1 1/8'' Square |  |  |  |  | 180 | Black |  |  | Hardwired | 0 | 0 | 0 | 0 | 0 | 0 | 0 | 0 | 0 | 0 | 0 | 014817579802 | 30.25 | 20.75 | 20.75 | 24.1 | 7.537 | 250 | Yes | [9 empty] | cETL Damp | WOODRUFF 8 LIGHT CHANDELIER ANBZ | 8 - Light Chandelier |  | F32768ANBZ.jpg | F32768ANBZ.jpg
F3276/8PN | 8 - Light Chandelier | Woodruff is a modern interpretation of a classic lantern silhouette, complete with an open, airy frame, vented details at the top and floating candle tubes within. Woodruff is inspired by a historical lantern design and is available in two finish options of either Polished Nickel or Antique Bronze. | CHANDELIERS | Woodruff | Chandeliers | Polished Nickel | PN | Steel |  |  |  |  | 8 Candelabra Torpedo 60w |  | 8 | No | [14 empty] | 0 | [12 empty] | 382.95 | 765.9 | 1148.85 | L:17'' W:17'' H:31'' | 10 |  | 17 | 17 | 31 | Center Lock-Up |  |  |  | 40.5 - 88.5 | [25 empty] | DP:5'' W:5'' H:1 1/8'' Square |  |  |  |  | 180 | Clear Silver |  |  | Hardwired | 0 | 0 | 0 | 0 | 0 | 0 | 0 | 0 | 0 | 0 | 0 | 014817579727 | 30.7 | 21 | 21 | 24.7 | 7.835 | 250 | Yes | [9 empty] | cETL Damp | WOODRUFF 8 LIGHT CHANDELIER PN | 8 - Light Chandelier |  | F32768PN.jpg | F32768PN.jpg
F3277/8ANBZ | 8 - Light Chandelier | Woodruff is a modern interpretation of a classic lantern silhouette, complete with an open, airy frame, vented details at the top and floating candle tubes within. Woodruff is inspired by a historical lantern design and is available in two finish options of either Polished Nickel or Antique Bronze. | CHANDELIERS | Woodruff | Chandeliers | Antique Bronze | ANBZ | Steel |  |  |  |  | 8 Candelabra Torpedo 60w |  | 8 | No | [14 empty] | 0 | [12 empty] | 521.95 | 1043.9 | 1565.85 | L:22'' W:22'' H:40'' | 11 |  | 22 | 22 | 40 | Center Lock-Up |  |  |  | 49.5 - 97.5 | [25 empty] | DP:5'' W:5'' H:1 1/8'' Square |  |  |  |  | 180 | Black |  |  | Hardwired | 0 | 0 | 0 | 0 | 0 | 0 | 0 | 0 | 0 | 0 | 0 | 014817579819 | 26 | 34.75 | 26.25 | 30.8 | 13.725 | 250 | Yes | [9 empty] | cETL Damp | WOODRUFF 8L XL CHANDELIER ANBZ | 8 - Light Chandelier |  | F32778ANBZ.jpg | F32778ANBZ.jpg
F3277/8PN | 8 - Light Chandelier | Woodruff is a modern interpretation of a classic lantern silhouette, complete with an open, airy frame, vented details at the top and floating candle tubes within. Woodruff is inspired by a historical lantern design and is available in two finish options of either Polished Nickel or Antique Bronze. | CHANDELIERS | Woodruff | Chandeliers | Polished Nickel | PN | Steel |  |  |  |  | 8 Candelabra Torpedo 60w |  | 8 | No | [14 empty] | 0 | [12 empty] | 556.95 | 1113.9 | 1670.85 | L:22'' W:22'' H:40'' | 11 |  | 22 | 22 | 40 | Center Lock-Up |  |  |  | 49.5 - 97.5 | [25 empty] | DP:5'' W:5'' H:1 1/8'' Square |  |  |  |  | 180 | Clear Silver |  |  | Hardwired | 0 | 0 | 0 | 0 | 0 | 0 | 0 | 0 | 0 | 0 | 0 | 014817579734 | 35 | 26 | 26 | 30.7 | 13.692 | 250 | Yes | [9 empty] | cETL Damp | WOODRUFF 8L XL CHANDELIER PN | 8 - Light Chandelier |  | F32778PN.jpg | F32778PN.jpg
F3278/6ANBZ | 6 - Light Linear Chandelier | Woodruff is a modern interpretation of a classic lantern silhouette, complete with an open, airy frame, vented details at the top and floating candle tubes within. Woodruff is inspired by a historical lantern design and is available in two finish options of either Polished Nickel or Antique Bronze. | CHANDELIERS | Woodruff | Chandeliers | Antique Bronze | ANBZ | Steel |  |  |  |  | 6 Candelabra Torpedo 60w |  | 6 | No | [14 empty] | 0 | [12 empty] | 509.95 | 1019.9 | 1529.85 | L:40'' W:13'' H:14 3/4'' | 12 |  | 40 | 13 | 14.75 | Double Cap Nuts |  |  |  | 23.625 - 71.625 | [25 empty] | DP:5 1/4'' W:16 7/8'' H:1'' Rectangular |  |  |  |  | 180 | Black |  |  | Hardwired | 0 | 0 | 0 | 0 | 0 | 0 | 0 | 0 | 0 | 0 | 0 | 014817579826 | 46.5 | 19.75 | 17.25 | 30.5 | 9.168 | 250 | Yes | [9 empty] | cETL Damp | WOODRUFF 6L LINEAR CHANDELIER ANBZ | 6 - Light Linear Chandelier |  | F32786ANBZ.jpg | F32786ANBZ.jpg
F3278/6PN | 6 - Light Linear Chandelier | Woodruff is a modern interpretation of a classic lantern silhouette, complete with an open, airy frame, vented details at the top and floating candle tubes within. Woodruff is inspired by a historical lantern design and is available in two finish options of either Polished Nickel or Antique Bronze. | CHANDELIERS | Woodruff | Chandeliers | Polished Nickel | PN | Steel |  |  |  |  | 6 Candelabra Torpedo 60w |  | 6 | No | [14 empty] | 0 | [12 empty] | 543.95 | 1087.9 | 1631.85 | L:40'' W:13'' H:14 3/4'' | 12 |  | 40 | 13 | 14.75 | Double Cap Nuts |  |  |  | 23.625 - 71.625 | [25 empty] | DP:5 1/4'' W:16 7/8'' H:1'' Rectangular |  |  |  |  | 180 | Clear Silver |  |  | Hardwired | 0 | 0 | 0 | 0 | 0 | 0 | 0 | 0 | 0 | 0 | 0 | 014817579741 | 46.6 | 19.5 | 17.5 | 30.9 | 9.203 | 250 | Yes | [9 empty] | cETL Damp | WOODRUFF 6L LINEAR CHANDELIER PN | 6 - Light Linear Chandelier |  | F32786PN.jpg | F32786PN.jpg
F3280/8ADB | 8 - Light Chandelier | As one of the new product families expanding Feiss’ French Country category, sweeping lines, solid wood beads—and gold leaf accents with our new Antique Guild finish—give Marielle a chic touch. Assortment includes a 12-light chandelier, eight-light chandelier and a two-light wall sconce. | CHANDELIERS | Marielle | Chandeliers | Antique Gild | ADB | Steel |  |  |  |  | 8 Candelabra Torpedo 60w |  | 8 | No | [14 empty] | 0 | [12 empty] | 449.98 | 899.96 | 1349.94 | D:25 3/8'' H:25 7/8'' O:88 1/4'' | 12.8 | 25.375 |  |  | 25.875 | Screw Collar - Chain |  |  | 88.25 | [26 empty] | D:5 1/2'' H:1 1/8'' Round |  |  |  |  | 180 | Clear Silver | 60 |  | Hardwired | 0 | 0 | 0 | 0 | 0 | 0 | 0 | 0 | 0 | 0 | 0 | 014817592177 | 26.5 | 12.25 | 12 | 17.8 | 2.254 | 125 | Yes | [8 empty] | ETL Damp | cETL Damp | 8L MARIELLE CHANDELIER ADB | 8 - Light Chandelier |  | F32808ADB.jpg | F32808ADB.jpg
F3281/12ADB | 12 - Light Chandelier | As one of the new product families expanding Feiss’ French Country category, sweeping lines, solid wood beads—and gold leaf accents with our new Antique Guild finish—give Marielle a chic touch. Assortment includes a 12-light chandelier, eight-light chandelier and a two-light wall sconce. | CHANDELIERS | Marielle | Chandeliers | Antique Gild | ADB | Steel |  |  |  |  | 12 Candelabra Torpedo 60w |  | 12 | No | [14 empty] | 0 | [12 empty] | 984.95 | 1969.9 | 2954.85 | D:41 1/8'' H:46 1/8'' O:134 1/2'' | 21.5 | 41.125 |  |  | 46.125 | Screw Collar - Chain |  |  | 134.5 | [26 empty] | D:5 1/2'' H:1 1/8'' Round |  |  |  |  | 240 | Clear Silver | 84 |  | Hardwired | 0 | 0 | 0 | 0 | 0 | 0 | 0 | 0 | 0 | 0 | 0 | 014817592184 | 44.5 | 42.5 | 13 | 38.1 | 14.228 | 250 | Yes | [8 empty] | ETL Damp | cETL Damp | 12L MARIELLE CHANDELIER ADB | 12 - Light Chandelier |  | F328112ADB.jpg | F328112ADB.jpg
F3290/12AI | 12 - Light Chandelier | The epitome of Mountain Luxe, Ansley has a historical, raw material look with sturdy framing. Its New Aged Iron finish gives it an artisanal, hard-forged feel. The assortment includes: 12-Light Chandelier, 8-Light Chandelier, 8-Light Linear, one-light sconce and vanity silhouettes. | CHANDELIERS | Ansley | Chandeliers | Aged Iron | AI | Steel |  |  |  |  | 12 Candelabra Torpedo 60w |  | 12 | No | [14 empty] | 0 | [12 empty] | 765.95 | 1531.9 | 2297.85 | L:44'' W:44'' H:35 3/4'' | 15 |  | 44 | 44 | 35.75 | Screw Collar - Stem |  |  |  | 43.125 - 91.125 | [25 empty] | D:5 1/2'' H:7/8'' Round |  |  |  |  | 240 | Black |  |  | Hardwired | 0 | 0 | 0 | 0 | 0 | 0 | 0 | 0 | 0 | 0 | 0 | 014817592245 | 44 | 44 | 27.75 | 41 | 31.09 | 300 | No | [8 empty] | ETL Damp | cETL Damp | 12L ANSLEY 2TIER CHAND AI | 12 - Light Chandelier |  | F329012AI.jpg | F329012AI.jpg
F3291/8AI | 8 - Light Chandelier | The epitome of Mountain Luxe, Ansley has a historical, raw material look with sturdy framing. Its New Aged Iron finish gives it an artisanal, hard-forged feel. The assortment includes: 12-Light Chandelier, 8-Light Chandelier, 8-Light Linear, one-light sconce and vanity silhouettes. | CHANDELIERS | Ansley | Chandeliers | Aged Iron | AI | Steel |  |  |  |  | 8 Candelabra Torpedo 60w |  | 8 | No | [14 empty] | 0 | [12 empty] | 399.98 | 799.96 | 1199.94 | L:32'' W:32'' H:19 1/8'' | 8.6 |  | 32 | 32 | 19.125 | Screw Collar - Stem | [29 empty] | D:5 1/2'' H:7/8'' Round |  |  |  |  | 180 | Black |  |  | Hardwired | 0 | 0 | 0 | 0 | 0 | 0 | 0 | 0 | 0 | 0 | 0 | 014817592252 | 33 | 14.58 | 33 | 20.4 | 9.188 | 250 | Yes | [8 empty] | ETL Damp | cETL Damp | 8L ANSLEY 32IN CHAND AI | 8 - Light Chandelier |  | F32918AI.jpg | F32918AI.jpg
F3292/8AI | 8 - Light Linear Chandelier | The epitome of Mountain Luxe, Ansley has a historical, raw material look with sturdy framing. Its New Aged Iron finish gives it an artisanal, hard-forged feel. The assortment includes: 12-Light Chandelier, 8-Light Chandelier, 8-Light Linear, one-light sconce and vanity silhouettes. | CHANDELIERS | Ansley | Chandeliers | Aged Iron | AI | Steel |  |  |  |  | 8 Candelabra Torpedo 60w |  | 8 | No | [14 empty] | 0 | [12 empty] | 374.98 | 749.96 | 1124.94 | L:48'' W:14 5/8'' H:22'' | 9.3 |  | 48 | 14.625 | 22 | Screw Collar - Stem | [29 empty] | D:5'' H:1'' Round |  |  |  |  | 180 | Black |  |  | Hardwired | 0 | 0 | 0 | 0 | 0 | 0 | 0 | 0 | 0 | 0 | 0 | 014817592269 | 51.25 | 18.75 | 15 | 19 | 8.341 | 250 | Yes | [8 empty] | ETL Damp | cETL Damp | 8L ANSLEY LNR CHAND AI | 8 - Light Linear Chandelier |  | F32928AI.jpg | F32928AI.jpg
F3321/3ADB | 3-Light Chandelier | Sophisticated and sleek, the Thayer Collection is a refreshing interpretation of a traditional four-sided lantern softened with graceful curved lines. Thayer is available in three stunning finishes: our New Antique Guild finish, industrial-inspired Smith Steel or Polished Nickel . | CHANDELIERS | Thayer | Chandeliers | Antique Gild | ADB | Steel |  |  |  |  | 3 Candelabra B Torpedo 60w |  | 3 | No | [14 empty] | 0 | [12 empty] | 138.95 | 277.9 | 416.85 | L:12'' W:12'' H:20 3/8'' O:87 1/4'' | 7.1 |  | 12 | 12 | 20.375 | Center Lock-Up |  |  | 87.25 | [26 empty] | DP:5'' W:5'' H:1 1/8'' Square |  |  |  |  | 180 | Clear Silver | 60 |  | Hardwired | 0 | 0 | 0 | 0 | 0 | 0 | 0 | 0 | 0 | 0 | 0 | 014817587722 | 21.5 | 13.25 | 13 | 9.9 | 2.143 | 175 | Yes | [9 empty] | cETL Damp | 3L THAYER CHAND ADB | 3L THAYER CHAND ADB |  | F33213ADB.jpg | F33213ADB.jpg
F3321/3PN | 3 - Light Lantern | Sophisticated and sleek, the Thayer Collection is a refreshing interpretation of a traditional four-sided lantern softened with graceful curved lines. Thayer is available in three stunning finishes: our New Antique Guild finish, industrial-inspired Smith Steel or Polished Nickel . | CHANDELIERS | Thayer | Chandeliers | Polished Nickel | PN | Steel |  |  |  |  | 3 Candelabra B Torpedo 60w |  | 3 | No | [14 empty] | 0 | [12 empty] | 147.45 | 294.9 | 442.35 | L:12'' W:12'' H:20 3/8'' O:87 1/4'' | 7.1 |  | 12 | 12 | 20.375 | Center Lock-Up |  |  | 87.25 | [26 empty] | DP:5'' W:5'' H:1 1/8'' Square |  |  |  |  | 180 | Clear Silver | 60 |  | Hardwired | 0 | 0 | 0 | 0 | 0 | 0 | 0 | 0 | 0 | 0 | 0 | 014817592443 | 21.5 | 13.38 | 13.38 | 9.7 | 2.227 | 175 | Yes | [9 empty] | cETL Damp | 3L THAYER CHAND PN | 3 - Light Lantern |  | F33213PN.jpg | F33213PN.jpg
F3321/3SMS | 3-Light Chandelier | Sophisticated and sleek, the Thayer Collection is a refreshing interpretation of a traditional four-sided lantern softened with graceful curved lines. Thayer is available in three stunning finishes: our New Antique Guild finish, industrial-inspired Smith Steel or Polished Nickel . | CHANDELIERS | Thayer | Chandeliers | Smith Steel | SMS | Steel |  |  |  |  | 3 Candelabra B Torpedo 60w |  | 3 | No | [14 empty] | 0 | [12 empty] | 138.95 | 277.9 | 416.85 | L:12'' W:12'' H:20 3/8'' O:87 1/4'' | 7.1 |  | 12 | 12 | 20.375 | Center Lock-Up |  |  | 87.25 | [26 empty] | DP:5'' W:5'' H:1 1/8'' Square |  |  |  |  | 180 | Black | 60 |  | Hardwired | 0 | 0 | 0 | 0 | 0 | 0 | 0 | 0 | 0 | 0 | 0 | 014817587739 | 22 | 13.25 | 13 | 9.9 | 2.193 | 175 | Yes | [9 empty] | cETL Damp | 3L THAYER CHAND SMS | 3L THAYER CHAND SMS |  | F33213SMS.jpg | F33213SMS.jpg
F3322/4ADB | 4-Light Chandelier | Sophisticated and sleek, the Thayer Collection is a refreshing interpretation of a traditional four-sided lantern softened with graceful curved lines. Thayer is available in three stunning finishes: our New Antique Guild finish, industrial-inspired Smith Steel or Polished Nickel . | CHANDELIERS | Thayer | Chandeliers | Antique Gild | ADB | Steel |  |  |  |  | 4 Candelabra B Torpedo 60w |  | 4 | No | [14 empty] | 0 | [12 empty] | 185.45 | 370.9 | 556.35 | L:16'' W:16'' H:26 3/8'' O:93 1/4'' | 8.8 |  | 16 | 16 | 26.375 | Center Lock-Up |  |  | 93.25 | [26 empty] | DP:5'' W:5'' H:1'' Square |  |  |  |  | 180 | Clear Silver | 60 |  | Hardwired | 0 | 0 | 0 | 0 | 0 | 0 | 0 | 0 | 0 | 0 | 0 | 014817587746 | 17.5 | 17.5 | 10.25 | 12.9 | 1.817 | 125 | Yes | [9 empty] | cETL Damp | 4L THAYER CHAND ADB | 4L THAYER CHAND ADB |  | F33224ADB.jpg | F33224ADB.jpg
F3322/4PN | 4 - Light Lantern | Sophisticated and sleek, the Thayer Collection is a refreshing interpretation of a traditional four-sided lantern softened with graceful curved lines. Thayer is available in three stunning finishes: our New Antique Guild finish, industrial-inspired Smith Steel or Polished Nickel . | CHANDELIERS | Thayer | Chandeliers | Polished Nickel | PN | Steel |  |  |  |  | 4 Candelabra B Torpedo 60w |  | 4 | No | [14 empty] | 0 | [12 empty] | 190.95 | 381.9 | 572.85 | L:16'' W:16'' H:26 3/8'' O:93 1/4'' | 8.8 |  | 16 | 16 | 26.375 | Center Lock-Up |  |  | 93.25 | [26 empty] | DP:5'' W:5'' H:1'' Square |  |  |  |  | 180 | Clear Silver | 60 |  | Hardwired | 0 | 0 | 0 | 0 | 0 | 0 | 0 | 0 | 0 | 0 | 0 | 014817592450 | 17.58 | 17.38 | 10.75 | 12.2 | 1.901 | 125 | Yes | [9 empty] | cETL Damp | 4L THAYER CHAND PN | 4 - Light Lantern |  | F33224PN.jpg | F33224PN.jpg
F3322/4SMS | 4-Light Chandelier | Sophisticated and sleek, the Thayer Collection is a refreshing interpretation of a traditional four-sided lantern softened with graceful curved lines. Thayer is available in three stunning finishes: our New Antique Guild finish, industrial-inspired Smith Steel or Polished Nickel . | CHANDELIERS | Thayer | Chandeliers | Smith Steel | SMS | Steel |  |  |  |  | 4 Candelabra B Torpedo 60w |  | 4 | No | [14 empty] | 0 | [12 empty] | 185.45 | 370.9 | 556.35 | L:16'' W:16'' H:26 3/8'' O:93 1/4'' | 8.8 |  | 16 | 16 | 26.375 | Center Lock-Up |  |  | 93.25 | [26 empty] | DP:5'' W:5'' H:1'' Square |  |  |  |  | 180 | Black | 60 |  | Hardwired | 0 | 0 | 0 | 0 | 0 | 0 | 0 | 0 | 0 | 0 | 0 | 014817587753 | 17.75 | 17.25 | 10.25 | 12.8 | 1.816 | 125 | Yes | [9 empty] | cETL Damp | 4L THAYER CHAND SMS | 4L THAYER CHAND SMS |  | F33224SMS.jpg | F33224SMS.jpg
F3323/5ADB | 5-Light Chandelier | Sophisticated and sleek, the Thayer Collection is a refreshing interpretation of a traditional four-sided lantern softened with graceful curved lines. Thayer is available in three stunning finishes: our New Antique Guild finish, industrial-inspired Smith Steel or Polished Nickel . | CHANDELIERS | Thayer | Chandeliers | Antique Gild | ADB | Steel |  |  |  |  | 5 Candelabra B Torpedo 60w |  | 5 | No | [14 empty] | 0 | [12 empty] | 231.45 | 462.9 | 694.35 | L:19 1/4'' W:19 1/4'' H:31 1/4'' O:98 1/4'' | 10.6 |  | 19.25 | 19.25 | 31.25 | Center Lock-Up |  |  | 98.25 | [26 empty] | DP:5'' W:5'' H:1 1/8'' Square |  |  |  |  | 180 | Clear Silver | 60 |  | Hardwired | 0 | 0 | 0 | 0 | 0 | 0 | 0 | 0 | 0 | 0 | 0 | 014817587760 | 21.25 | 20.75 | 12.5 | 15.9 | 3.19 | 175 | Yes | [9 empty] | cETL Damp | 5L THAYER CHAND ADB | 5L THAYER CHAND ADB |  | F33235ADB.jpg | F33235ADB.jpg
F3323/5PN | 5 - Light Lantern | Sophisticated and sleek, the Thayer Collection is a refreshing interpretation of a traditional four-sided lantern softened with graceful curved lines. Thayer is available in three stunning finishes: our New Antique Guild finish, industrial-inspired Smith Steel or Polished Nickel . | CHANDELIERS | Thayer | Chandeliers | Polished Nickel | PN | Steel |  |  |  |  | 5 Candelabra B Torpedo 60w |  | 5 | No | [14 empty] | 0 | [12 empty] | 234.95 | 469.9 | 704.85 | L:19 1/4'' W:19 1/4'' H:31 1/4'' O:98 1/4'' | 10.6 |  | 19.25 | 19.25 | 31.25 | Center Lock-Up |  |  | 98.25 | [26 empty] | DP:5'' W:5'' H:1 1/8'' Square |  |  |  |  | 180 | Clear Silver | 60 |  | Hardwired | 0 | 0 | 0 | 0 | 0 | 0 | 0 | 0 | 0 | 0 | 0 | 014817592467 | 20.78 | 20.58 | 12.18 | 15.3 | 3.014 | 175 | Yes | [9 empty] | cETL Damp | 5L THAYER CHAND PN | 5 - Light Lantern |  | F33235PN.jpg | F33235PN.jpg
F3323/5SMS | 5-Light Chandelier | Sophisticated and sleek, the Thayer Collection is a refreshing interpretation of a traditional four-sided lantern softened with graceful curved lines. Thayer is available in three stunning finishes: our New Antique Guild finish, industrial-inspired Smith Steel or Polished Nickel . | CHANDELIERS | Thayer | Chandeliers | Smith Steel | SMS | Steel |  |  |  |  | 5 Candelabra B Torpedo 60w |  | 5 | No | [14 empty] | 0 | [12 empty] | 231.45 | 462.9 | 694.35 | L:19 1/4'' W:19 1/4'' H:31 1/4'' O:98 1/4'' | 10.6 |  | 19.25 | 19.25 | 31.25 | Center Lock-Up |  |  | 98.25 | [26 empty] | DP:5'' W:5'' H:1 1/8'' Square |  |  |  |  | 180 | Black | 60 |  | Hardwired | 0 | 0 | 0 | 0 | 0 | 0 | 0 | 0 | 0 | 0 | 0 | 014817587777 | 20.75 | 21.25 | 12.5 | 15.8 | 3.19 | 175 | Yes | [9 empty] | cETL Damp | 5L THAYER CHAND SMS | 5L THAYER CHAND SMS |  | F33235SMS.jpg | F33235SMS.jpg
F3324/8ADB | 8-Light Chandelier | Sophisticated and sleek, the Thayer Collection is a refreshing interpretation of a traditional four-sided lantern softened with graceful curved lines. Thayer is available in three stunning finishes: our New Antique Guild finish, industrial-inspired Smith Steel or Polished Nickel . | CHANDELIERS | Thayer | Chandeliers | Antique Gild | ADB | Steel |  |  |  |  | 8 Candelabra B Torpedo 60w |  | 8 | No | [14 empty] | 0 | [12 empty] | 371.45 | 742.9 | 1114.35 | L:24'' W:24'' H:40 7/8'' O:98 1/4'' | 14.3 |  | 24 | 24 | 40.875 | Center Lock-Up |  |  | 98.25 | [26 empty] | DP:5'' W:5'' H:1 1/8'' Square |  |  |  |  | 240 | Clear Silver | 84 |  | Hardwired | 0 | 0 | 0 | 0 | 0 | 0 | 0 | 0 | 0 | 0 | 0 | 014817587784 | 26 | 26 | 14.125 | 21.8 | 5.526 | 250 | Yes | [9 empty] | cETL Damp | 8L THAYER CHAND ADB | 8L THAYER CHAND ADB |  | F33248ADB.jpg | F33248ADB.jpg
F3324/8PN | 8 - Light Lantern | Sophisticated and sleek, the Thayer Collection is a refreshing interpretation of a traditional four-sided lantern softened with graceful curved lines. Thayer is available in three stunning finishes: our New Antique Guild finish, industrial-inspired Smith Steel or Polished Nickel . | CHANDELIERS | Thayer | Chandeliers | Polished Nickel | PN | Steel |  |  |  |  | 8 Candelabra B Torpedo 60w |  | 8 | No | [14 empty] | 0 | [12 empty] | 382.95 | 765.9 | 1148.85 | L:24'' W:24'' H:40 7/8'' O:98 1/4'' | 14.3 |  | 24 | 24 | 40.875 | Center Lock-Up |  |  | 98.25 | [26 empty] | DP:5'' W:5'' H:1 1/8'' Square |  |  |  |  | 240 | Clear Silver | 84 |  | Hardwired | 0 | 0 | 0 | 0 | 0 | 0 | 0 | 0 | 0 | 0 | 0 | 014817592474 | 25.75 | 25.75 | 13.75 | 21 | 5.276 | 175 | Yes | [9 empty] | cETL Damp | 8L THAYER CHAND PN | 8 - Light Lantern |  | F33248PN.jpg | F33248PN.jpg
F3324/8SMS | 8-Light Chandelier | Sophisticated and sleek, the Thayer Collection is a refreshing interpretation of a traditional four-sided lantern softened with graceful curved lines. Thayer is available in three stunning finishes: our New Antique Guild finish, industrial-inspired Smith Steel or Polished Nickel . | CHANDELIERS | Thayer | Chandeliers | Smith Steel | SMS | Steel |  |  |  |  | 8 Candelabra B Torpedo 60w |  | 8 | No | [14 empty] | 0 | [12 empty] | 371.45 | 742.9 | 1114.35 | L:24'' W:24'' H:40 7/8'' O:98 1/4'' | 14.3 |  | 24 | 24 | 40.875 | Center Lock-Up |  |  | 98.25 | [26 empty] | DP:5'' W:5'' H:1 1/8'' Square |  |  |  |  | 240 | Black | 84 |  | Hardwired | 0 | 0 | 0 | 0 | 0 | 0 | 0 | 0 | 0 | 0 | 0 | 014817587791 | 26 | 24.5 | 14.5 | 21.8 | 5.345 | 175 | Yes | [9 empty] | cETL Damp | 8L THAYER CHAND SMS | 8L THAYER CHAND SMS |  | F33248SMS.jpg | F33248SMS.jpg
F3325/5ADB | 5 - Light Lantern | Sophisticated and sleek, the Thayer Collection is a refreshing interpretation of a traditional four-sided lantern softened with graceful curved lines. Thayer is available in three stunning finishes: our New Antique Guild finish, industrial-inspired Smith Steel or Polished Nickel . | CHANDELIERS | Thayer | Chandeliers | Antique Gild | ADB | Steel |  |  |  |  | 5 Candelabra Torpedo 60w |  | 5 | No | [14 empty] | 0 | [12 empty] | 271.95 | 543.9 | 815.85 | L:23 1/8'' W:23 1/8'' H:23 1/8'' O:89'' | 9.2 |  | 23.125 | 23.125 | 23.125 | Screw Collar - Chain |  |  | 89 | [26 empty] | DP:5'' W:5'' H:1 1/8'' Square |  |  |  |  | 180 | Clear Silver | 60 |  | Hardwired | 0 | 0 | 0 | 0 | 0 | 0 | 0 | 0 | 0 | 0 | 0 | 014817592511 | 24.75 | 25 | 10.5 | 15.3 | 3.76 | 175 | Yes | [8 empty] | ETL Damp | cETL Damp | 5L THAYER WIDE LANTERN ADB | 5 - Light Lantern |  | F33255ADB.jpg | F33255ADB.jpg
F3325/5PN | 5 - Light Lantern | Sophisticated and sleek, the Thayer Collection is a refreshing interpretation of a traditional four-sided lantern softened with graceful curved lines. Thayer is available in three stunning finishes: our New Antique Guild finish, industrial-inspired Smith Steel or Polished Nickel . | CHANDELIERS | Thayer | Chandeliers | Polished Nickel | PN | Steel |  |  |  |  | 5 Candelabra Torpedo 60w |  | 5 | No | [14 empty] | 0 | [12 empty] | 293.95 | 587.9 | 881.85 | L:23 1/8'' W:23 1/8'' H:23 1/8'' O:89'' | 9.2 |  | 23.125 | 23.125 | 23.125 | Screw Collar - Chain |  |  | 89 | [26 empty] | DP:5'' W:5'' H:1 1/8'' Square |  |  |  |  | 180 | Clear Silver | 60 |  | Hardwired | 0 | 0 | 0 | 0 | 0 | 0 | 0 | 0 | 0 | 0 | 0 | 014817592535 | 24.75 | 25 | 10.5 | 15.3 | 3.76 | 175 | Yes | [8 empty] | ETL Damp | cETL Damp | 5L THAYER WIDE LANTERN PN | 5 - Light Lantern |  | F33255PN.jpg | F33255PN.jpg
F3325/5SMS | 5 - Light Lantern | Sophisticated and sleek, the Thayer Collection is a refreshing interpretation of a traditional four-sided lantern softened with graceful curved lines. Thayer is available in three stunning finishes: our New Antique Guild finish, industrial-inspired Smith Steel or Polished Nickel . | CHANDELIERS | Thayer | Chandeliers | Smith Steel | SMS | Steel |  |  |  |  | 5 Candelabra Torpedo 60w |  | 5 | No | [14 empty] | 0 | [12 empty] | 271.95 | 543.9 | 815.85 | L:23 1/8'' W:23 1/8'' H:23 1/8'' O:89'' | 9.2 |  | 23.125 | 23.125 | 23.125 | Screw Collar - Chain |  |  | 89 | [26 empty] | DP:5'' W:5'' H:1 1/8'' Square |  |  |  |  | 180 | Black | 60 |  | Hardwired | 0 | 0 | 0 | 0 | 0 | 0 | 0 | 0 | 0 | 0 | 0 | 014817592528 | 24.75 | 25 | 10.5 | 15.3 | 3.76 | 175 | Yes | [8 empty] | ETL Damp | cETL Damp | 5L THAYER WIDE LANTERN SMS | 5 - Light Lantern |  | F33255SMS.jpg | F33255SMS.jpg
F3326/5ADB | 5 - Light Linear Chandelier | Sophisticated and sleek, the Thayer Collection is a refreshing interpretation of a traditional four-sided lantern softened with graceful curved lines. Thayer is available in three stunning finishes: our New Antique Guild finish, industrial-inspired Smith Steel or Polished Nickel . | CHANDELIERS | Thayer | Chandeliers | Antique Gild | ADB | Steel |  |  |  |  | 5 Candelabra Torpedo 60w |  | 5 | No | [14 empty] | 0 | [12 empty] | 424.98 | 849.96 | 1274.94 | L:49'' W:14'' H:20 1/4'' O:84'' | 15 |  | 49 | 14 | 20.25 | Screw Collar - Chain |  |  | 84 | [26 empty] | DP:5 7/8'' W:15 3/4'' H:1'' Rectangular |  |  |  |  | 180 | Clear Silver | 60 |  | Hardwired | 0 | 0 | 0 | 0 | 0 | 0 | 0 | 0 | 0 | 0 | 0 | 014817592573 | 50.25 | 16 | 10 | 23.9 | 4.653 | 175 | Yes | [8 empty] | ETL Damp | cETL Damp | 5L THAYER LINEAR CHAND ADB | 5 - Light Linear Chandelier |  | F33265ADB.jpg | F33265ADB.jpg
F3326/5PN | 5 - Light Linear Chandelier | Sophisticated and sleek, the Thayer Collection is a refreshing interpretation of a traditional four-sided lantern softened with graceful curved lines. Thayer is available in three stunning finishes: our New Antique Guild finish, industrial-inspired Smith Steel or Polished Nickel . | CHANDELIERS | Thayer | Chandeliers | Polished Nickel | PN | Steel |  |  |  |  | 5 Candelabra Torpedo 60w |  | 5 | No | [14 empty] | 0 | [12 empty] | 427.45 | 854.9 | 1282.35 | L:49'' W:14'' H:20 1/4'' O:84'' | 15 |  | 49 | 14 | 20.25 | Screw Collar - Chain |  |  | 84 | [26 empty] | DP:5 7/8'' W:15 3/4'' H:1'' Rectangular |  |  |  |  | 180 | Clear Silver | 60 |  | Hardwired | 0 | 0 | 0 | 0 | 0 | 0 | 0 | 0 | 0 | 0 | 0 | 014817592597 | 50.75 | 16 | 8.75 | 23.8 | 4.112 | 175 | Yes | [8 empty] | ETL Damp | cETL Damp | 5L THAYER LINEAR CHAND PN | 5 - Light Linear Chandelier |  | F33265PN.jpg | F33265PN.jpg
F3326/5SMS | 5 - Light Linear Chandelier | Sophisticated and sleek, the Thayer Collection is a refreshing interpretation of a traditional four-sided lantern softened with graceful curved lines. Thayer is available in three stunning finishes: our New Antique Guild finish, industrial-inspired Smith Steel or Polished Nickel . | CHANDELIERS | Thayer | Chandeliers | Smith Steel | SMS | Steel |  |  |  |  | 5 Candelabra Torpedo 60w |  | 5 | No | [14 empty] | 0 | [12 empty] | 424.98 | 849.96 | 1274.94 | L:49'' W:14'' H:20 1/4'' O:84'' | 15 |  | 49 | 14 | 20.25 | Screw Collar - Chain |  |  | 84 | [26 empty] | DP:5 7/8'' W:15 3/4'' H:1'' Rectangular |  |  |  |  | 180 | Black | 60 |  | Hardwired | 0 | 0 | 0 | 0 | 0 | 0 | 0 | 0 | 0 | 0 | 0 | 014817592580 | 50.25 | 16 | 10 | 23.9 | 4.653 | 175 | Yes | [8 empty] | ETL Damp | cETL Damp | 5L THAYER LINEAR CHAND SMS | 5 - Light Linear Chandelier |  | F33265SMS.jpg | F33265SMS.jpg
F3327/3ADB | 3 - Light Lantern | Sophisticated and sleek, the Thayer Collection is a refreshing interpretation of a traditional four-sided lantern softened with graceful curved lines. Thayer is available in three stunning finishes: our New Antique Guild finish, industrial-inspired Smith Steel or Polished Nickel . | CHANDELIERS | Thayer | Chandeliers | Antique Gild | ADB | Steel |  |  |  |  | 3 Candelabra Torpedo 60w |  | 3 | No | [14 empty] | 0 | [12 empty] | 358.95 | 717.9 | 1076.85 | L:17'' W:17'' H:27 1/2'' O:92'' | 11.5 |  | 17 | 17 | 27.5 | Screw Collar - Chain |  |  | 92 | [26 empty] | DP:5'' W:5'' H:1 1/8'' Square |  |  |  |  | 180 | Clear Silver | 60 |  | Hardwired | 0 | 0 | 0 | 0 | 0 | 0 | 0 | 0 | 0 | 0 | 0 | 014817592603 | 18.5 | 18.75 | 23 | 19 | 4.617 | 175 | Yes | [8 empty] | ETL Damp | cETL Damp | 3L THAYER DBL LANTERN ADB | 3 - Light Lantern |  | F33273ADB.jpg | F33273ADB.jpg
F3327/3PN | 3 - Light Lantern | Sophisticated and sleek, the Thayer Collection is a refreshing interpretation of a traditional four-sided lantern softened with graceful curved lines. Thayer is available in three stunning finishes: our New Antique Guild finish, industrial-inspired Smith Steel or Polished Nickel . | CHANDELIERS | Thayer | Chandeliers | Polished Nickel | PN | Steel |  |  |  |  | 3 Candelabra Torpedo 60w |  | 3 | No | [14 empty] | 0 | [12 empty] | 380.95 | 761.9 | 1142.85 | L:17'' W:17'' H:27 1/2'' O:92'' | 11.5 |  | 17 | 17 | 27.5 | Screw Collar - Chain |  |  | 92 | [26 empty] | DP:5'' W:5'' H:1 1/8'' Square |  |  |  |  | 180 | Clear Silver | 60 |  | Hardwired | 0 | 0 | 0 | 0 | 0 | 0 | 0 | 0 | 0 | 0 | 0 | 014817592627 | 18.5 | 18.75 | 23 | 19 | 4.617 | 175 | Yes | [8 empty] | ETL Damp | cETL Damp | 3L THAYER DBL LANTERN PN | 3 - Light Lantern |  | F33273PN.jpg | F33273PN.jpg
F3327/3SMS | 3 - Light Lantern | Sophisticated and sleek, the Thayer Collection is a refreshing interpretation of a traditional four-sided lantern softened with graceful curved lines. Thayer is available in three stunning finishes: our New Antique Guild finish, industrial-inspired Smith Steel or Polished Nickel . | CHANDELIERS | Thayer | Chandeliers | Smith Steel | SMS | Steel |  |  |  |  | 3 Candelabra Torpedo 60w |  | 3 | No | [14 empty] | 0 | [12 empty] | 358.95 | 717.9 | 1076.85 | L:17'' W:17'' H:27 1/2'' O:92'' | 11.5 |  | 17 | 17 | 27.5 | Screw Collar - Chain |  |  | 92 | [26 empty] | DP:5'' W:5'' H:1 1/8'' Square |  |  |  |  | 180 | Black | 60 |  | Hardwired | 0 | 0 | 0 | 0 | 0 | 0 | 0 | 0 | 0 | 0 | 0 | 014817592610 | 23 | 18.625 | 18.625 | 18.9 | 4.617 | 175 | Yes | [8 empty] | ETL Damp | cETL Damp | 3L THAYER DBL LANTERN SMS | 3 - Light Lantern |  | F33273SMS.jpg | F33273SMS.jpg
F3331/4FWO/DWW | 4-Light Chandelier | The Beverly Collection features a stunning combination of rustic, time-worn finishes like Distressed White Wood on the cascading beads, our vintage-inspired French Washed Oak finish on the frame and candle tubes, and Weathered Iron on the chain. Together these elements create a warm, and elegantly simple update to these traditionally-styled fixtures. | CHANDELIERS | Beverly | Chandeliers | French Washed Oak / Distressed White Wood | FWO/DWW | Steel |  |  |  |  | 4 Candelabra B10 Torpedo 60w |  | 4 | No | [14 empty] | 0 | [12 empty] | 167.95 | 335.9 | 503.85 | D:18'' H:23 7/8'' O:91'' | 5.5 | 18 |  |  | 23.875 | Center Lock-Up |  |  | 91 | [26 empty] | D:6'' H:1 1/2'' Round |  |  |  |  | 180 | Clear Silver | 60 |  | Hardwired | 0 | 0 | 0 | 0 | 0 | 0 | 0 | 0 | 0 | 0 | 0 | 014817587555 | 20.25 | 20.25 | 8 | 8.8 | 1.898 | 175 | Yes | [9 empty] | cETL Damp | 4L BEVERLY CHANDELIER FWO/DWW | 4L BEVERLY CHANDELIER FWO/DWW |  | F33314FWODWW.jpg | F33314FWODWW.jpg
F3332/8FWO/DWW | 8-Light Chandelier | The Beverly Collection features a stunning combination of rustic, time-worn finishes like Distressed White Wood on the cascading beads, our vintage-inspired French Washed Oak finish on the frame and candle tubes, and Weathered Iron on the chain. Together these elements create a warm, and elegantly simple update to these traditionally-styled fixtures. | CHANDELIERS | Beverly | Chandeliers | French Washed Oak / Distressed White Wood | FWO/DWW | Steel |  |  |  |  | 8 Candelabra B10 Torpedo 60w |  | 8 | No | [14 empty] | 0 | [12 empty] | 463.95 | 927.9 | 1391.85 | D:36'' H:44 3/4'' O:136'' | 13.7 | 36 |  |  | 44.75 | Center Lock-Up |  |  | 136 | [26 empty] | D:6'' H:1 1/2'' Round |  |  |  |  | 240 | Clear Silver | 84 |  | Hardwired | 0 | 0 | 0 | 0 | 0 | 0 | 0 | 0 | 0 | 0 | 0 | 014817587562 | 39.5 | 39.5 | 10.5 | 23.8 | 9.481 | 250 | Yes | [9 empty] | cETL Damp | 8L BEVERLY CHANDELIER FWO/DWW | 8L BEVERLY CHANDELIER FWO/DWW |  | F33328FWODWW.jpg | F33328FWODWW.jpg
F3340/5AI/ADB | 5 - Light Chandelier | Celsete offers smooth sculptured rings suspended by chain while the bulbs are affixed on the inner rod offering a modern rustic appeal, with playful movement. Aged iron and gold leaf finish. Available in two sizes. | CHANDELIERS | Celeste | Chandeliers | Aged Iron | AI | Steel |  |  |  |  | 5 Candelabra Torpedo 60w |  | 5 | No | [14 empty] | 0 | [12 empty] | 449.98 | 899.96 | 1349.94 | D:30'' H:25 5/8'' | 17.6 | 30 |  |  | 25.625 | Screw Collar - Stem |  |  |  | 33 - 81 | [25 empty] | D:5 1/2'' H:7/8'' Round |  |  |  |  | 180 | Black |  |  | Hardwired | 0 | 0 | 0 | 0 | 0 | 0 | 0 | 0 | 0 | 0 | 0 | 014817592320 | 32.75 | 32.75 | 10.75 | 28.6 | 6.672 | 175 | Yes | [8 empty] | ETL Damp | cETL Damp | 5L CELESTE 30IN CHAND AI/ADB | 5 - Light Chandelier |  | F33405AIADB.jpg | F33405AIADB.jpg
F3341/8AI/ADB | 8 - Light Chandelier | Celsete offers smooth sculptured rings suspended by chain while the bulbs are affixed on the inner rod offering a modern rustic appeal, with playful movement. Aged iron and gold leaf finish. Available in two sizes. | CHANDELIERS | Celeste | Chandeliers | Aged Iron | AI | Steel |  |  |  |  | 8 Candelabra Torpedo 60w |  | 8 | No | [14 empty] | 0 | [12 empty] | 424.98 | 849.96 | 1274.94 | D:24'' H:28 5/8'' | 14.3 | 24 |  |  | 28.625 | Screw Collar - Stem | [29 empty] | D:5 1/2'' H:7/8'' Round |  |  |  |  | 180 | Black |  |  | Hardwired | 0 | 0 | 0 | 0 | 0 | 0 | 0 | 0 | 0 | 0 | 0 | 014817592313 | 27 | 10.25 | 27 | 23.4 | 4.324 | 175 | Yes | [8 empty] | ETL Damp | cETL Damp | 8L CELESTE 24IN CHAND AI/ADB | 8 - Light Chandelier |  | F33418AIADB.jpg | F33418AIADB.jpg
F3351/8DA | 8 - Light Chandelier | Patrice showcases Feiss' Collection's unwavering commitment to robust construction and craftsmanship. Using our NEW Deep Abyss finish, Patrice is heavily textured and tactile, appearing as though it was pulled from a shipwreck. This humble design with its oval motifs is fitting for a wide range of decor. Patrice also features three outdoor fixtures with a rustic Dark Weathered Zinc finish. The outdoor chandeliers include glass candle covers to protect the lamping. All Patrice chandeliers are damp-rated for use in indoor and covered outdoor spaces. | CHANDELIERS | Patrice | Chandeliers | Deep Abyss | DA | Steel |  |  |  |  | 8 Candelabra Torpedo 60w |  | 8 | No | [14 empty] | 0 | [11 empty] | 45 | 470.95 | 941.9 | 1412.85 | D:31 5/8'' H:13 3/8'' | 24.5 | 31.625 |  |  | 13.375 | Center Lock-Up |  |  |  | 23 - 71 | [25 empty] | D:5'' H:1 1/8'' Round |  |  |  |  | 180 | Brown |  |  | Hardwired | 0 | 0 | 0 | 0 | 0 | 0 | 0 | 0 | 0 | 0 | 0 | 014817597875 | 35 | 35 | 17.25 | 34.36 | 12.229 | 250 | Yes | [9 empty] | cETL Damp | PATRICE 8L CHANDELIER DEEP ABYSS | 8 - Light Chandelier |  | F33518DA.jpg | F33518DA.jpg
F3931/10WOW/AF | 10-Light Linear Chandelier | The industrial-inspired, minimalist silhouettes of the Avenir collection are rustic yet refined, evoking Old World beauty with a two-toned finish of Weathered Oak Wood on a painted frame paired with Antique Forged Iron socket cups and chain. | CHANDELIERS | Avenir | Chandeliers | Weathered Oak Wood / Antique Forged Iron | WOW/AF | Steel |  |  |  |  | 10 Medium A19 75w |  | 10 | No | [14 empty] | 0 | [12 empty] | 405.45 | 810.9 | 1216.35 | L:50'' W:12'' H:4 1/4'' | 21.6 |  | 50 | 12 | 4.25 | U Channel Bar |  |  |  | 19 - 61 | [25 empty] | DP:4 3/4'' W:16'' H:7/8'' Rectangular |  |  |  |  | 180 | Black |  |  | Hardwired | 0 | 0 | 0 | 0 | 0 | 0 | 0 | 0 | 0 | 0 | 0 | 014817587517 | 52.75 | 15.25 | 8 | 26.5 | 3.724 | 125 | Yes | [9 empty] | cETL Damp | 10L AVENIR LNR CHAND WOW/AF | 10L AVENIR LNR CHAND WOW/AF |  | F393110WOWAF.jpg | F393110WOWAF.jpg
F3932/12WOW/AF | 12-Light Chandelier | The industrial-inspired, minimalist silhouettes of the Avenir collection are rustic yet refined, evoking Old World beauty with a two-toned finish of Weathered Oak Wood on a painted frame paired with Antique Forged Iron socket cups and chain. | CHANDELIERS | Avenir | Chandeliers | Weathered Oak Wood / Antique Forged Iron | WOW/AF | Steel |  |  |  |  | 12 Medium A19 75w |  | 12 | No | [14 empty] | 0 | [12 empty] | 463.95 | 927.9 | 1391.85 | D:36'' H:32'' O:96 5/8'' | 18.3 | 36 |  |  | 32 | Screw Collar - Chain |  |  | 96.625 | [26 empty] | D:5 1/2'' H:1 1/8'' Round |  |  |  |  | 180 | Brown | 60 |  | Hardwired | 0 | 0 | 0 | 0 | 0 | 0 | 0 | 0 | 0 | 0 | 0 | 014817587524 | 39.25 | 39 | 7.25 | 28.5 | 6.422 | 175 | Yes | [9 empty] | cETL Damp | 12L AVENIR CHAND WOW/AF | 12L AVENIR CHAND WOW/AF |  | F393212WOWAF.jpg | F393212WOWAF.jpg
F3933/20WOW/AF | 20-Light Chandelier | The industrial-inspired, minimalist silhouettes of the Avenir collection are rustic yet refined, evoking Old World beauty with a two-toned finish of Weathered Oak Wood on a painted frame paired with Antique Forged Iron socket cups and chain. | CHANDELIERS | Avenir | Chandeliers | Weathered Oak Wood / Antique Forged Iron | WOW/AF | Steel |  |  |  |  | 20 Medium A19 75w |  | 20 | No | [14 empty] | 0 | [12 empty] | 788.45 | 1576.9 | 2365.35 | D:60'' H:40 1/2'' | 29.8 | 60 |  |  | 40.5 | Screw Collar - Chain | [29 empty] | D:5 1/2'' H:1 1/8'' Round |  |  |  |  | 240 | Brown | 84 |  | Hardwired | 0 | 0 | 0 | 0 | 0 | 0 | 0 | 0 | 0 | 0 | 0 | 014817587531 | 64.25 | 64 | 7 | 49.4 | 16.657 | 250 | No | [9 empty] | cETL Damp | 20L AVENIR CHAND WOW/AF | 20L AVENIR CHAND WOW/AF |  | F393320WOWAF.jpg | F393320WOWAF.jpg
F3934/21WOW/AF | 21-Light Two-Tier Chandelier | The industrial-inspired, minimalist silhouettes of the Avenir collection are rustic yet refined, evoking Old World beauty with a two-toned finish of Weathered Oak Wood on a painted frame paired with Antique Forged Iron socket cups and chain. | CHANDELIERS | Avenir | Chandeliers | Weathered Oak Wood / Antique Forged Iron | WOW/AF | Steel |  |  |  |  | 21 Medium A19 75w |  | 21 | No | [14 empty] | 0 | [12 empty] | 695.45 | 1390.9 | 2086.35 | D:36'' H:48'' | 30 | 36 |  |  | 48 | Screw Collar - Chain | [29 empty] | D:5 1/2'' H:1 1/8'' Round |  |  |  |  | 240 | Brown | 84 |  | Hardwired | 0 | 0 | 0 | 0 | 0 | 0 | 0 | 0 | 0 | 0 | 0 | 014817587548 | 38.75 | 39.25 | 8.5 | 41.9 | 7.481 | 175 | Yes | [9 empty] | cETL Damp | 21L AVENIR 2-TR CHAND WOW/AF | 21L AVENIR 2-TR CHAND WOW/AF |  | F393421WOWAF.jpg | F393421WOWAF.jpg
FM250BS | 1 - Light Indoor Flush Mount | The Vista bath lighting collection by Feiss features curling arms, decorative backplates with step details and bell-shaped glass shades, offering up traditional, transitional or contemporary design choices. | CEILING | Vista | Ceiling Lights | Brushed Steel | BS | Steel | White Alabaster Alabaster Glass | D:8.25" H:2.75" |  |  | 1 Medium A19 75w |  | 1 | No | [27 empty] | 18.5 | 37 | 55.5 | D:10 1/2'' H:5'' | 2.46 | 10.5 |  |  | 5 | [33 empty] | W:4'' H:1'' Rectangular |  | 8 |  |  |  | Hardwired | 0 | 0 | 0 | 0 | 0 | 0 | 0 | 0 | 0 | 0 | 0 | 014817289992 | 12.5 | 12.25 | 6.75 | 4.491 | 0.598 | 125 | Yes | 6 | 10014817289999 | 25.5 | 12.75 | 21 | 26.95 | 3.951 | Yes | UL Dry | cUL Dry | (HS)FLUSHMOUNT | 1-Light HS Basic Coordinates |  | FM250BS.jpg
FM291DBZ | 2 - Light Indoor Flush Mount | Whether your decorating theme is traditional or contemporary, there is a place for this unique and stunning Casual Luxury lighting collection by Feiss. The organza shades and plated dark bronze finish demand attention to the fine details of these fixtures. The wall brackets and sconces have a dual back plate for a dimensional design accent, and spun metal trim rings at the top and bottom of the shade lend a finishing touch. All of the shades on these wonderful fixtures are enclosed at the bottom for a lovely casting of light. | CEILING | Casual Luxury | Ceiling Lights | Dark Bronze | DBZ |  | 0 - Undefined | D:12.5" W:4.75" | D:12.5" |  | 2 Medium A19 60w |  | 2 | No | [27 empty] | 104.45 | 208.9 | 313.35 | D:13'' H:5 1/4'' | 4.4 | 13 |  |  | 5.25 | [35 empty] | 8 |  |  |  | Hardwired | 0 | 0 | 0 | 0 | 0 | 0 | 0 | 0 | 0 | 0 | 0 | 014817343304 | 16 | 16 | 11 | 7.8 | 1.63 | 175 | Yes | [8 empty] | UL Damp | cUL Damp | FLUSHMOUNT | 2-Light Casual Luxury |  | FM291DBZ.jpg
FM352BS | 2 - Light Indoor Flush Mount | The transitional Perry lighting collection by Feiss is fitting for living, kitchen or bath areas of all style homes. With a gently curved body construction, the fixtures have a fluid movement with a transitional look to complement a wide range of décor. | CEILING | Perry | Ceiling Lights | Brushed Steel | BS | Steel | White Opal Etched Glass | D:12.125" H:3" |  |  | 2 Medium A19 60w |  | 2 | No | [27 empty] | 49.5 | 99 | 148.5 | D:13'' H:4 3/8'' | 6.38 | 13 |  |  | 4.375 | [35 empty] | 8 | Black/White |  |  | Hardwired | 0 | 0 | 0 | 0 | 0 | 0 | 0 | 0 | 0 | 0 | 0 | 014817425093 | 15.25 | 15.25 | 7.78 | 7.5 | 1.047 | 125 | Yes | 2 | 10014817425090 | 17 | 15.75 | 15.5 | 16.5 | 2.402 | Yes | UL Damp | cUL Damp | FLUSHMOUNT | 2 - Light Perry |  | FM352BS.jpg | FM352BS.jpg
FM353HTBZ | 2 - Light Indoor Flush Mount | The transitional Perry lighting collection by Feiss is fitting for living, kitchen or bath areas of all style homes. With a gently curved body construction, the fixtures have a fluid movement with a transitional look to complement a wide range of décor. | CEILING | Perry | Ceiling Lights | Heritage Bronze | HTBZ | Steel | White Opal Etched Glass | D:14.125" H:3" |  |  | 2 Medium A19 60w |  | 2 | No | [27 empty] | 67.5 | 135 | 202.5 | D:15'' H:4 3/8'' | 8.4 | 15 |  |  | 4.375 | Mounting Strap | [34 empty] | 8 |  |  |  | Hardwired | 0 | 0 | 0 | 0 | 0 | 0 | 0 | 0 | 0 | 0 | 0 | 014817409574 | 17.75 | 17.5 | 8 | 9.4 | 1.438 | 125 | Yes | [8 empty] | UL Damp | cUL Damp | FLUSHMOUNT | 2 - Light Perry |  | FM353HTBZ.jpg | FM353HTBZ.jpg
FM354BK | 2 - Light Indoor Flush Mount | The Peyton lighting collection by Feiss is an unexpected contrast between the dramatic Black finish and the soft, romantic curves. The design flourishes and decorative details lend to the overall aesthetic of the dramatic light fixtures in the collection. | CEILING | Peyton | Ceiling Lights | Black | BK | Steel | White Opal Etched Glass | D:13" H:3.75" |  |  | 2 Medium A19 100w |  | 2 | No | [27 empty] | 67.95 | 135.9 | 203.85 | D:13'' H:6 3/4'' | 4.62 | 13 |  |  | 6.75 | U Channel Bar | [29 empty] | D:9 3/4'' DP:7/8'' Round |  |  |  |  | 8 | Black/White |  |  | Hardwired | 0 | 0 | 0 | 0 | 0 | 0 | 0 | 0 | 0 | 0 | 0 | 014817409710 | 8 | 16 | 16 | 6.93 | 1.185 | 175 | Yes | [8 empty] | UL Damp | cUL Damp | FLUSHMOUNT | 2 - Light Peyton |  | FM354BK.jpg | FM354BK.jpg
FM355BUS | 2 - Light Indoor Flush Mount | The Lucia lighting collection by Feiss is a completely fresh, contemporary take on crystal light fixtures. The unique, disk-shaped Sunflower Shape Bauhinia crystals are suspended within the intricate metal work presented in a Burnished Silver finish, which combine to create these sleek profiles surrounding inner Linen drum shade. The Leila lighting collection is a sister style, utilizing the same crystals and metal work in orb and sunburst silhouettes. | CEILING | Lucia | Ceiling Lights | Burnished Silver | BUS | Steel / Aluminum | Beige Fabric | D:10.25" |  |  | 2 Medium A19 60w |  | 2 | No | [27 empty] | 249.45 | 498.9 | 748.35 | D:12 1/4'' H:8'' | 10.45 | 12.25 |  |  | 8 | Cross Bar | [34 empty] | 8 | Black/White |  |  | Hardwired | 0 | 0 | 0 | 0 | 0 | 0 | 0 | 0 | 0 | 0 | 0 | 014817412338 | 12 | 14.5 | 14 | 14 | 1.41 | 93 | Yes | [8 empty] | UL Dry | cUL Dry | FLUSHMOUNT | 2 - Light Lucia |  | FM355BUS.jpg | FM355BUS.jpg
FM372PN | 2 - Light Indoor Flush Mount | With its clean and glistening design, the Malibu lighting collection by Feiss is suitable for interiors classic to modern. It features crisp Opal Etched glass drum shades supported by a steel frame. The frame's shiny Polished Nickel finish accentuates the stepped details on each shade holder and the central column. On the vanity fixtures, the stepped details are duplicated in the oval backplate. The Malibu collection consists of multiple chandeliers, pendants, and bath and ceiling fixtures. | CEILING | Malibu | Ceiling Lights | Polished Nickel | PN | Steel | White Opal Etched Glass | D:11.71875" H:3.96875" |  |  | 2 Medium A19 60w |  | 2 | No | [27 empty] | 39.95 | 79.9 | 119.85 | D:13 3/16'' H:6 1/8'' | 1.82 | 13.1875 |  |  | 6.125 | [30 empty] | D:13 3/16'' DP:1 7/16'' Round |  |  |  |  | 8 | Black/White |  |  | Hardwired | 0 | 0 | 0 | 0 | 0 | 0 | 0 | 0 | 0 | 0 | 0 | 014817483017 | 15.25 | 15.25 | 8.125 | 5.6 | 1.094 | 175 | Yes | [9 empty] | cUL Damp | FLUSHMOUNT | 2 - Light Malibu |  | FM372PN.jpg | FM372PN.jpg
FM373PN | 3 - Light Indoor Flush Mount | With its clean and glistening design, the Malibu lighting collection by Feiss is suitable for interiors classic to modern. It features crisp Opal Etched glass drum shades supported by a steel frame. The frame's shiny Polished Nickel finish accentuates the stepped details on each shade holder and the central column. On the vanity fixtures, the stepped details are duplicated in the oval backplate. The Malibu collection consists of multiple chandeliers, pendants, and bath and ceiling fixtures. | CEILING | Malibu | Ceiling Lights | Polished Nickel | PN | Steel | White Opal Etched Glass | D:13.4375" H:5.1875" |  |  | 3 Medium A19 60w |  | 3 | No | [27 empty] | 50.95 | 101.9 | 152.85 | D:15 1/16'' H:7 7/16'' | 2.5 | 15.0625 |  |  | 7.4375 | [30 empty] | D:15 1/16'' DP:1 7/8'' Round |  |  |  |  | 8 | Black/White |  |  | Hardwired | 0 | 0 | 0 | 0 | 0 | 0 | 0 | 0 | 0 | 0 | 0 | 014817483024 | 17.125 | 17.125 | 8.75 | 7.3 | 1.485 | 175 | Yes | [9 empty] | cUL Damp | FLUSH MOUNT | 3 - Light Malibu |  | FM373PN.jpg | FM373PN.jpg
FM374BUS | 2 - Light Indoor Flush Mount | The Leila lighting collection by Feiss is a completely fresh take on crystal light fixtures. The unique, disk-shaped Sunflower Shape Bauhinia Crystals are suspended within intricate metal work featuring a Burnished Silver finish, which combine to create these contemporary and sparkling silhouettes, finished with a faceted crystal ball accent. The open, airy feeling of the metal work allows for installation in smaller spaces without overpowering the room. The Lucia lighting collection is a sister style, utilizing the same crystals and metal work but in a drum shade profile. | CEILING | Leila | Ceiling Lights | Burnished Silver | BUS | Metal | Clear Clear Glass |  |  |  | 2 Medium A19 60w |  | 2 | No | [27 empty] | 192.45 | 384.9 | 577.35 | W:14 1/8'' H:8 1/8'' | 4.67 |  |  | 14.125 | 8.125 | [30 empty] | D:1'' H:9'' Round |  |  |  |  | 8 | Black/White |  |  | Hardwired | 0 | 0 | 0 | 0 | 0 | 0 | 0 | 0 | 0 | 0 | 0 | 014817569070 | 19 | 8.75 | 17 | 7 | 1.636 | 175 | Yes | [9 empty] | cUL Damp | FLUSHMOUNT | 2 - Light Leila |  | FM374BUS.jpg | FM374BUS.jpg
FM378DAB | 3 - Light Urban Renewal Flushmount | The Urban Renewal lighting collection by Feiss is a diverse selection of pendants, chandeliers and sconces all inspired by the 20th century Industrial Revolution. Featuring reproduction pieces from the nation’s vintage factories and warehouses, Urban Renewal adds an industrial-inspired aesthetic to any home – adding flair and fun to classic, traditional decor or to the most sleek, contemporary urban spaces. | CEILING | Urban Renewal | Ceiling Lights | Dark Antique Brass | DAB | Steel | Dark Antique Brass Die Cast Zinc |  |  |  | 3 Medium A19 100w |  | 3 | No | [14 empty] | 0 | [12 empty] | 169.45 | 338.9 | 508.35 | D:15'' H:11 3/8'' | 6.82 | 15 |  |  | 11.375 | [35 empty] | 8 | Black/White |  |  | Hardwired | 0 | 0 | 0 | 0 | 0 | 0 | 0 | 0 | 0 | 0 | 0 | 014817509700 | 17.75 | 18.25 | 8 | 9.7 | 1.5 | 125 | Yes | [9 empty] | cUL Damp | FLUSHMOUNT | 3 - Light Flushmount |  | FM378DAB.jpg | FM378DAB.jpg
FM389BS | 3 - Light Woodward Flushmount | The Woodward lighting collection of flushmounts by Feiss features a drum-inspired, deep and straight-sided shade with metal cross-bar and rim detail. Available in three sizes and three finishes. | CEILING | Woodward | Ceiling Lights | Brushed Steel | BS |  | Opal Etched Glass | D:13.375" H:5.375" |  |  | 3 Medium A19 75w |  | 3 | No | [14 empty] | 0 | [12 empty] | 149.5 | 299 | 448.5 | D:16 1/2'' H:6 3/4'' | 11 | 16.5 |  |  | 6.75 | Cross Bar | [34 empty] | 8 | Black/White |  |  | Hardwired | 0 | 0 | 0 | 0 | 0 | 0 | 0 | 0 | 0 | 0 | 0 | 014817521832 | 18.4 | 18 | 9 | 12.2 | 1.725 | 125 | Yes | [8 empty] | ETL Damp |  | FLUSHMOUNT | 3 - Light Woodward Flushmount |  | FM389BS.jpg | FM389BS.jpg
FM389PN | 3 - Light Woodward Flushmount | The Woodward lighting collection of flushmounts by Feiss features a drum-inspired, deep and straight-sided shade with metal cross-bar and rim detail. Available in three sizes and three finishes. | CEILING | Woodward | Ceiling Lights | Polished Nickel | PN |  | Opal Etched Glass | D:13.375" H:5.375" |  |  | 3 Medium A19 75w |  | 3 | No | [14 empty] | 0 | [12 empty] | 149.5 | 299 | 448.5 | D:16 1/2'' H:6 3/4'' | 11 | 16.5 |  |  | 6.75 | Cross Bar | [34 empty] | 8 | Black/White |  |  | Hardwired | 0 | 0 | 0 | 0 | 0 | 0 | 0 | 0 | 0 | 0 | 0 | 014817521849 | 18 | 18 | 9.5 | 13.7 | 1.781 | 125 | Yes | [8 empty] | ETL Damp |  | FLUSHMOUNT | 3 - Light Woodward Flushmount |  | FM389PN.jpg | FM389PN.jpg
FM390BS | 2 - Light Indoor Flushmount | Harking back to period-inspired, warehouse lighting, the Cadence lighting collection by Feiss is a contemporary update to historic industrial fixtures. The riveted center band, as well as the vented top and square-linked chain on the pendants add rich, visual interest yet don’t distract from the clean lines of the overall silhouette. | CEILING | Cadence | Ceiling Lights | Brushed Steel | BS |  | White Opal Etched Glass | D:12.375" H:4.5" |  |  | 2 Medium A19 75w |  | 2 | No | [14 empty] | 0 | [12 empty] | 105.45 | 210.9 | 316.35 | D:13'' H:4 5/8'' | 5.39 | 13 |  |  | 4.625 | Cross Bar | [29 empty] | D:13'' DP:2 3/8'' Round |  |  |  |  | 8 | Black/White |  |  | Hardwired | 0 | 0 | 0 | 0 | 0 | 0 | 0 | 0 | 0 | 0 | 0 | 014817522006 | 16.5 | 9.5 | 16.5 | 6.15 | 1.497 | 175 | Yes | [8 empty] | ETL Damp |  | FLUSHMOUNT | 2 - Light Cadence |  | FM390BS.jpg | FM390BS.jpg
FM390DAB | 2 - Light Indoor Flushmount | Harking back to period-inspired, warehouse lighting, the Cadence lighting collection by Feiss is a contemporary update to historic industrial fixtures. The riveted center band, as well as the vented top and square-linked chain on the pendants add rich, visual interest yet don’t distract from the clean lines of the overall silhouette. | CEILING | Cadence | Ceiling Lights | Dark Antique Brass | DAB |  | White Opal Etched Glass | D:12.375" H:4.5" |  |  | 2 Medium A19 75w |  | 2 | No | [14 empty] | 0 | [12 empty] | 105.45 | 210.9 | 316.35 | D:13'' H:4 5/8'' | 5.39 | 13 |  |  | 4.625 | Cross Bar | [29 empty] | D:13'' DP:2 3/8'' Round |  |  |  |  | 8 | Black/White |  |  | Hardwired | 0 | 0 | 0 | 0 | 0 | 0 | 0 | 0 | 0 | 0 | 0 | 014817521986 | 16.5 | 16.5 | 9.75 | 7.3 | 1.536 | 175 | Yes | [8 empty] | ETL Damp |  | FLUSHMOUNT | 2 - Light Cadence |  | FM390DAB.jpg | FM390DAB.jpg
FM391BS | 3 - Light Indoor Flushmount | Harking back to period-inspired, warehouse lighting, the Cadence lighting collection by Feiss is a contemporary update to historic industrial fixtures. The riveted center band, as well as the vented top and square-linked chain on the pendants add rich, visual interest yet don’t distract from the clean lines of the overall silhouette. | CEILING | Cadence | Ceiling Lights | Brushed Steel | BS |  | White Opal Etched Glass | D:15.375" H:4.875" |  |  | 3 Medium A19 75w |  | 3 | No | [14 empty] | 0 | [12 empty] | 156.45 | 312.9 | 469.35 | D:16'' H:5 3/8'' | 8.03 | 16 |  |  | 5.375 | Cross Bar | [29 empty] | D:16'' DP:2 5/8'' Round |  |  |  |  | 8 | Black/White |  |  | Hardwired | 0 | 0 | 0 | 0 | 0 | 0 | 0 | 0 | 0 | 0 | 0 | 014817522020 | 20 | 10 | 20 | 9.6 | 2.315 | 175 | Yes | [8 empty] | ETL Damp |  | FLUSHMOUNT | 3 - Light Cadence |  | FM391BS.jpg | FM391BS.jpg
FM391DAB | 3 - Light Indoor Flushmount | Harking back to period-inspired, warehouse lighting, the Cadence lighting collection by Feiss is a contemporary update to historic industrial fixtures. The riveted center band, as well as the vented top and square-linked chain on the pendants add rich, visual interest yet don’t distract from the clean lines of the overall silhouette. | CEILING | Cadence | Ceiling Lights | Dark Antique Brass | DAB |  | White Opal Etched Glass | D:15.375" H:4.875" |  |  | 3 Medium A19 75w |  | 3 | No | [14 empty] | 0 | [12 empty] | 156.45 | 312.9 | 469.35 | D:16'' H:5 3/8'' | 8.03 | 16 |  |  | 5.375 | Cross Bar | [29 empty] | D:16'' DP:2 5/8'' Round |  |  |  |  | 8 | Black/White |  |  | Hardwired | 0 | 0 | 0 | 0 | 0 | 0 | 0 | 0 | 0 | 0 | 0 | 014817522013 | 20.375 | 20.125 | 10 | 10.3 | 2.373 | 175 | Yes | [8 empty] | ETL Damp |  | FLUSHMOUNT | 3 - Light Cadence |  | FM391DAB.jpg | FM391DAB.jpg
FM393ORB | 2 - Light Flushmount | Combining the traditional profile of a tapered shade with on-trend Clear Seeded glass, the sleek frame and the square-linked chain give the Harrow pendant light collection by Feiss an elevated, contemporary transitional look. The wall sconce is delivered with two glass options, Clear Seeded and Opal Etched, for the customer’s choice to customize. Burnished Brass, Oil Rubbed Bronze and Polished Nickel finishes are available to create completely different looks. The assortment includes a 1-light mini-pendant, 1-light and 3-light pendants, a 2-light flushmount ceiling fixture, as well as a 1-light wall sconce. | CEILING | Harrow | Ceiling Lights | Oil Rubbed Bronze | ORB | Steel | Clear Seeded Glass | D:2.25" |  |  | 2 Medium A19 60w |  | 2 | No | [14 empty] | 0 | [12 empty] | 141.45 | 282.9 | 424.35 | D:13 3/4'' H:6 1/2'' | 7.04 | 13.75 |  |  | 6.5 | Cross Bar | [34 empty] | 8 | Black/White |  |  | Hardwired | 0 | 0 | 0 | 0 | 0 | 0 | 0 | 0 | 0 | 0 | 0 | 014817534801 | 18.5 | 17.75 | 11.75 | 9.3 | 2.233 | 175 | Yes | [8 empty] | ETL Damp |  | 2L HARROW FLUSH ORB | 2 - Light Flushmount |  | FM393ORB.jpg | FM393PN.jpg
FM393PN | 2 - Light Flushmount | Combining the traditional profile of a tapered shade with on-trend Clear Seeded glass, the sleek frame and the square-linked chain give the Harrow pendant light collection by Feiss an elevated, contemporary transitional look. The wall sconce is delivered with two glass options, Clear Seeded and Opal Etched, for the customer’s choice to customize. Burnished Brass, Oil Rubbed Bronze and Polished Nickel finishes are available to create completely different looks. The assortment includes a 1-light mini-pendant, 1-light and 3-light pendants, a 2-light flushmount ceiling fixture, as well as a 1-light wall sconce. | CEILING | Harrow | Ceiling Lights | Polished Nickel | PN |  | Clear Seeded Glass | D:2.25" |  |  | 2 Medium A19 60w |  | 2 | No | [14 empty] | 0 | [12 empty] | 141.45 | 282.9 | 424.35 | D:13 3/4'' H:6 1/2'' | 7.04 | 13.75 |  |  | 6.5 | Cross Bar | [34 empty] | 8 | Black/White |  |  | Hardwired | 0 | 0 | 0 | 0 | 0 | 0 | 0 | 0 | 0 | 0 | 0 | 014817522631 | 17.5 | 11.75 | 17.58 | 9.25 | 2.092 | 175 | Yes | [8 empty] | ETL Damp |  | FLUSHMOUNT | 2 - Light Flushmount |  | FM393PN.jpg | FM393PN.jpg
FM396ORB | 2 - Light Bluffton Flushmount | Inspired by mountain luxe trends, the transitional Bluffton lighting collection by Feiss has a perforated screen shade much like that of a cozy fireplace—with decorative hooks and rods adding to the unique, rustic details. Using antique-style bulbs furthers the warm and inviting look. | CEILING | Bluffton | Ceiling Lights | Oil Rubbed Bronze | ORB | Steel / Aluminum / Glass | Clear Glass |  |  | Sandblast Glass | 2 Medium A19 60w |  | 2 | No | [14 empty] | 0 | [12 empty] | 135.95 | 271.9 | 407.85 | D:13 1/4'' H:5 3/4'' | 8.69 | 13.25 |  |  | 5.75 | [30 empty] | D:13 1/4'' H:1'' Round |  |  |  |  | 8 | Black/White |  |  | Hardwired | 0 | 0 | 0 | 0 | 0 | 0 | 0 | 0 | 0 | 0 | 0 | 014817523461 | 16.75 | 10.38 | 16.75 | 10.25 | 1.685 | 125 | Yes | [8 empty] | ETL Damp |  | FLUSHMOUNT | 2 - Light Bluffton Flushmount |  | FM396ORB.jpg | FM396ORB.jpg
FM399BS | 2 - Light Payne Flushmount | Steeped in the revived English Tudor design trend, the Payne lighting collection by Feiss still has an elegantly simple and modern profile. The clean, white, opal etched glass complements the simple spun metal ring detail. | CEILING | Payne | Ceiling Lights | Brushed Steel | BS |  | White Opal Etched Glass | D:10.625" H:4.25" |  |  | 2 Medium A19 60w |  | 2 | No | [14 empty] | 0 | [12 empty] | 134.5 | 269 | 403.5 | D:12 1/2'' H:5 5/8'' | 4.4 | 12.5 |  |  | 5.625 | Cross Bar | [29 empty] | D:12 1/2'' H:1 1/4'' Round |  |  |  |  | 8 | Black/White |  |  | Hardwired | 0 | 0 | 0 | 0 | 0 | 0 | 0 | 0 | 0 | 0 | 0 | 014817524215 | 15.75 | 10.75 | 15.75 | 5.9 | 1.543 | 250 | Yes | [8 empty] | ETL Damp |  | FLUSHMOUNT | 2 - Light Payne Flushmount |  | FM399BS.jpg | FM399BS.jpg
FM399PN | 2 - Light Payne Flushmount | Steeped in the revived English Tudor design trend, the Payne lighting collection by Feiss still has an elegantly simple and modern profile. The clean, white, opal etched glass complements the simple spun metal ring detail. | CEILING | Payne | Ceiling Lights | Polished Nickel | PN |  | White Opal Etched Glass | D:10.625" H:4.25" |  |  | 2 Medium A19 60w |  | 2 | No | [14 empty] | 0 | [12 empty] | 129.5 | 259 | 388.5 | D:12 1/2'' H:5 5/8'' | 4.4 | 12.5 |  |  | 5.625 | Cross Bar | [29 empty] | D:12 1/2'' H:1 1/4'' Round |  |  |  |  | 8 | Black/White |  |  | Hardwired | 0 | 0 | 0 | 0 | 0 | 0 | 0 | 0 | 0 | 0 | 0 | 014817524222 | 15.5 | 10.25 | 15.5 | 6.6 | 1.425 | 175 | Yes | [8 empty] | ETL Damp |  | FLUSHMOUNT | 2 - Light Payne Flushmount |  | FM399PN.jpg | FM399PN.jpg
FM400WOW/AF | 2 - Light Flushmount | The Allier collection makes an elegantly rustic statement by blending warm kiln-dried Weathered Oak Wood with Antique Forged Iron hardware on a modern orb silhouette. We've taken the top product from this best-selling collection and are now offering a damp-rated Outdoor Chandelier that can be used indoors as well as covered outdoor spaces. | CEILING | Allier | Ceiling Lights | Weathered Oak Wood / Antique Forged Iron | WOW/AF | [5 empty] | 2 Medium A19 60w |  | 2 | No | [14 empty] | 0 | [12 empty] | 135.95 | 271.9 | 407.85 | D:13'' H:7'' | 3.08 | 13 |  |  | 7 | Cross Bar | [29 empty] | D:11 5/8'' H:3/4'' Round |  |  |  |  | 8 | Black/White |  |  | Hardwired | 0 | 0 | 0 | 0 | 0 | 0 | 0 | 0 | 0 | 0 | 0 | 014817524260 | 15.75 | 9.25 | 15.58 | 5 | 1.314 | 250 | Yes | [8 empty] | ETL Damp |  | FLUSHMOUNT | 2 - Light Flushmount |  | FM400WOWAF.jpg | FM400WOWAF.jpg
FM401BBS | 2L HARROW FLUSHMOUNT | Modernizing the traditional wagon-wheel profile, the Lismore lighting collection by Feiss puts a contemporary twist on a classic. An unexpected pressed crystal detail on each stem adds a bit of updated glamour to the clean lines of the tapered fabric shades. | CEILING | Lismore | Ceiling Lights | Burnished Brass | BBS | Steel | White Opal Etched Glass | D:12.625" H:4.375" |  |  | 2 Medium A19 60w |  | 2 | No | [14 empty] | 0 | [12 empty] | 112.95 | 225.9 | 338.85 | D:13 1/8'' H:6 5/8'' | 5.61 | 13.125 |  |  | 6.625 | U Channel Bar | [29 empty] | D:13 1/8'' H:1 3/8'' Round |  |  |  |  | 8 | Black/White |  |  | Hardwired | 0 | 0 | 0 | 0 | 0 | 0 | 0 | 0 | 0 | 0 | 0 | 014817597684 | 16.25 | 16.25 | 9.75 | 8.5 | 1.49 | 175 | Yes | [8 empty] | ETL Damp |  | 2L HARROW FLUSHMOUNT | 2 - Light Lismore Flushmount |  | FM401BBS.jpg | FM401BBS.jpg
FM401ORB | 2 - Light Lismore Flushmount | Modernizing the traditional wagon-wheel profile, the Lismore lighting collection by Feiss puts a contemporary twist on a classic. An unexpected pressed crystal detail on each stem adds a bit of updated glamour to the clean lines of the tapered fabric shades. | CEILING | Lismore | Ceiling Lights | Oil Rubbed Bronze | ORB |  | Opal Etched Glass | D:12.625" H:4.375" |  |  | 2 Medium A19 60w |  | 2 | No | [14 empty] | 0 | [12 empty] | 112.95 | 225.9 | 338.85 | D:13 1/8'' H:6 5/8'' | 5.61 | 13.125 |  |  | 6.625 | [30 empty] | D:13 1/8'' H:1 3/8'' Round |  |  |  |  | 8 | Black/White |  |  | Hardwired | 0 | 0 | 0 | 0 | 0 | 0 | 0 | 0 | 0 | 0 | 0 | 014817524345 | 16 | 9.25 | 16.18 | 8 | 1.386 | 175 | Yes | [8 empty] | ETL Damp |  | FLUSHMOUNT | 2 - Light Lismore Flushmount |  | FM401ORB.jpg | FM401ORB.jpg
FM401PN | 2 - Light Lismore Flushmount | Modernizing the traditional wagon-wheel profile, the Lismore lighting collection by Feiss puts a contemporary twist on a classic. An unexpected pressed crystal detail on each stem adds a bit of updated glamour to the clean lines of the tapered fabric shades. | CEILING | Lismore | Ceiling Lights | Polished Nickel | PN |  | Opal Etched Glass | D:12.625" H:4.375" |  |  | 2 Medium A19 60w |  | 2 | No | [14 empty] | 0 | [12 empty] | 112.95 | 225.9 | 338.85 | D:13 1/8'' H:6 5/8'' | 5.61 | 13.125 |  |  | 6.625 | [30 empty] | D:13 1/8'' H:1 3/8'' Round |  |  |  |  | 8 | Black/White |  |  | Hardwired | 0 | 0 | 0 | 0 | 0 | 0 | 0 | 0 | 0 | 0 | 0 | 014817524338 | 16.25 | 16 | 9.75 | 7.9 | 1.467 | 175 | Yes | [8 empty] | ETL Damp |  | FLUSHMOUNT | 2 - Light Lismore Flushmount |  | FM401PN.jpg | FM401PN.jpg
FM403BS | 1 - Light Tabby Flushmount | Marrying an elegant spherical silhouette with the on-trend look of exposed lamping, the Tabby lighting collection by Feiss is an all-together modern update to a classic pendant. Two different silver leaf techniques are used to produce either a dark brown or true silver Mercury glass effect. The spun socket cup adds an extra special detail in the transition from the glass shade to the bulb. | CEILING | Tabby | Ceiling Lights | Brushed Steel | BS |  | Clear Glass | D:8.5" H:7.75" |  |  | 1 Medium A19 60w |  | 1 | No | [14 empty] | 0 | [12 empty] | 67.95 | 135.9 | 203.85 | D:8 1/2'' H:9 1/4'' | 2.33 | 8.5 |  |  | 9.25 | Universal Mounting Plate | [29 empty] | D:4 3/4'' H:2'' Round |  |  |  |  | 8 | Black/White |  |  | Hardwired | 0 | 0 | 0 | 0 | 0 | 0 | 0 | 0 | 0 | 0 | 0 | 014817524727 | 11.5 | 11.5 | 11.5 | 3.3 | 0.88 | 250 | Yes | [8 empty] | ETL Damp |  | FLUSHMOUNT | 1 - Light Tabby Flushmount |  | FM403BS.jpg | FM403BS.jpg
FM403ORB | 1 - Light Tabby Flushmount | Marrying an elegant spherical silhouette with the on-trend look of exposed lamping, the Tabby lighting collection by Feiss is an all-together modern update to a classic pendant. Two different silver leaf techniques are used to produce either a dark brown or true silver Mercury glass effect. The spun socket cup adds an extra special detail in the transition from the glass shade to the bulb. | CEILING | Tabby | Ceiling Lights | Oil Rubbed Bronze | ORB |  | Clear Glass | D:8.5" H:7.75" |  |  | 1 Medium A19 60w |  | 1 | No | [14 empty] | 0 | [12 empty] | 67.95 | 135.9 | 203.85 | D:8 1/2'' H:9 1/4'' | 2.33 | 8.5 |  |  | 9.25 | Universal Mounting Plate | [29 empty] | D:4 3/4'' H:2'' Round |  |  |  |  | 8 | Black/White |  |  | Hardwired | 0 | 0 | 0 | 0 | 0 | 0 | 0 | 0 | 0 | 0 | 0 | 014817524734 | 11.75 | 11.25 | 11.75 | 3.6 | 0.899 | 175 | Yes | [8 empty] | ETL Damp |  | FLUSHMOUNT | 1 - Light Tabby Flushmount |  | FM403ORB.jpg | FM403ORB.jpg
FM403PN | 1 - Light Tabby Flushmount | Marrying an elegant spherical silhouette with the on-trend look of exposed lamping, the Tabby lighting collection by Feiss is an all-together modern update to a classic pendant. Two different silver leaf techniques are used to produce either a dark brown or true silver Mercury glass effect. The spun socket cup adds an extra special detail in the transition from the glass shade to the bulb. | CEILING | Tabby | Ceiling Lights | Polished Nickel | PN |  | Clear Glass | D:8.5" H:7.75" |  |  | 1 Medium A19 60w |  | 1 | No | [14 empty] | 0 | [12 empty] | 67.95 | 135.9 | 203.85 | D:8 1/2'' H:9 1/4'' | 2.33 | 8.5 |  |  | 9.25 | Universal Mounting Plate | [29 empty] | D:4 3/4'' H:2'' Round |  |  |  |  | 8 | Black/White |  |  | Hardwired | 0 | 0 | 0 | 0 | 0 | 0 | 0 | 0 | 0 | 0 | 0 | 014817524710 | 11.5 | 11.38 | 11.75 | 3.7 | 0.89 | 175 | Yes | [8 empty] | ETL Damp |  | FLUSHMOUNT | 1 - Light Tabby Flushmount |  | FM403PN.jpg | FM403PN.jpg
FM404BS | 1 - Light Hounslow Flushmount | The unique, elongated dome shade is just the beginning of the design details featured in pendants and flush mounts of the Hounslow lighting collection by Feiss. To complement a wide range of décor, offered are three glass options: Clear glass to showcase a unique bulb, as well as two variations on Mercury glass, created by two different silver leaf techniques are used to produce either a dark brown or true silver Mercury glass. | CEILING | Hounslow | Ceiling Lights | Brushed Steel | BS |  | Clear Glass | D:9" H:7.5" |  |  | 1 Medium A19 60w |  | 1 | No | [14 empty] | 0 | [12 empty] | 73.45 | 146.9 | 220.35 | D:9'' H:8 7/8'' | 2.86 | 9 |  |  | 8.875 | Universal Mounting Plate | [29 empty] | D:5'' H:2'' Round |  |  |  |  | 8 | Black/White |  |  | Hardwired | 0 | 0 | 0 | 0 | 0 | 0 | 0 | 0 | 0 | 0 | 0 | 014817524758 | 12 | 12 | 10.75 | 4.7 | 0.896 | 175 | Yes | [8 empty] | ETL Damp |  | FLUSHMOUNT | 1 - Light Hounslow Flushmount |  | FM404BS.jpg | FM404BS.jpg
FM404ORB | 1 - Light Hounslow Flushmount | The unique, elongated dome shade is just the beginning of the design details featured in pendants and flush mounts of the Hounslow lighting collection by Feiss. To complement a wide range of décor, offered are three glass options: Clear glass to showcase a unique bulb, as well as two variations on Mercury glass, created by two different silver leaf techniques are used to produce either a dark brown or true silver Mercury glass. | CEILING | Hounslow | Ceiling Lights | Oil Rubbed Bronze | ORB |  | Clear Glass | D:9" H:7.5" |  |  | 1 Medium A19 60w |  | 1 | No | [14 empty] | 0 | [12 empty] | 74.98 | 149.96 | 224.94 | D:9'' H:8 7/8'' | 2.86 | 9 |  |  | 8.875 | Universal Mounting Plate | [29 empty] | D:5'' H:2'' Round |  |  |  |  | 8 | Black/White |  |  | Hardwired | 0 | 0 | 0 | 0 | 0 | 0 | 0 | 0 | 0 | 0 | 0 | 014817524765 | 12 | 10 | 10.5 | 4.2 | 0.729 | 175 | Yes | [8 empty] | ETL Damp |  | FLUSHMOUNT | 1 - Light Hounslow Flushmount |  | FM404ORB.jpg | FM404ORB.jpg
FM404PN | 1 - Light Hounslow Flushmount | The unique, elongated dome shade is just the beginning of the design details featured in pendants and flush mounts of the Hounslow lighting collection by Feiss. To complement a wide range of décor, offered are three glass options: Clear glass to showcase a unique bulb, as well as two variations on Mercury glass, created by two different silver leaf techniques are used to produce either a dark brown or true silver Mercury glass. | CEILING | Hounslow | Ceiling Lights | Polished Nickel | PN |  | Clear Glass | D:9" H:7.5" |  |  | 1 Medium A19 60w |  | 1 | No | [14 empty] | 0 | [12 empty] | 73.45 | 146.9 | 220.35 | D:9'' H:8 7/8'' | 2.86 | 9 |  |  | 8.875 | Universal Mounting Plate | [29 empty] | D:5'' H:2'' Round |  |  |  |  | 8 | Black/White |  |  | Hardwired | 0 | 0 | 0 | 0 | 0 | 0 | 0 | 0 | 0 | 0 | 0 | 014817524741 | 12 | 12 | 10.75 | 4.7 | 0.896 | 175 | Yes | [8 empty] | ETL Damp |  | FLUSHMOUNT | 1 - Light Hounslow Flushmount |  | FM404PN.jpg | FM404PN.jpg
FM407BS | 1 - Light Flushmount | Marrying an elegant spherical silhouette with the on-trend look of exposed lamping, the Tabby lighting collection by Feiss is an all-together modern update to a classic pendant. Two different silver leaf techniques are used to produce either a dark brown or true silver Mercury glass effect. The spun socket cup adds an extra special detail in the transition from the glass shade to the bulb. | CEILING | Tabby | Ceiling Lights | Brushed Steel | BS |  | Silver Mercury Plating Glass | D:8.5" H:7.75" |  |  | 1 Medium A19 60w |  | 1 | No | [14 empty] | 0 | [12 empty] | 69.5 | 139 | 208.5 | D:8 1/2'' H:9 1/4'' | 2.33 | 8.5 |  |  | 9.25 | Universal Mounting Plate | [29 empty] | D:4 3/4'' H:2'' Round |  |  |  |  | 8 | Black/White |  |  | Hardwired | 0 | 0 | 0 | 0 | 0 | 0 | 0 | 0 | 0 | 0 | 0 | 014817526943 | 11.75 | 11.5 | 12 | 3.8 | 0.938 | 175 | Yes | [8 empty] | ETL Damp |  | FLUSHMOUNT | 1 - Light Tabby Flushmount |  | FM407BS.jpg | FM407BS.jpg
FM442PN | 2 - Light Crystal Inlay Flush Polished Nickel | Inspired by the craftsmanship of fine jewelry, a Crystal inlay is coupled with the Polished Nickel finish and White Shantung Silk shades in each fixture of the Pavé lighting collection by Feiss to add sparkle in an unexpected and cleanly tailored way. This transitional design delivers vibrant elegance to any room’s design without overpowering the rest of the beautiful décor. The lighting collection includes a 5-Light Chandelier, 3-Light Chandelier, 3-Light Drum, 1-Light Mini-Pendant, 2-Light Flushmount, 1-Light Wall Sconce, as well as 2-Light, 3-Light and 4-Light Vanity fixtures which all have Opal Etched glass shades. | CEILING | Pave | Ceiling Lights | Polished Nickel | PN | Steel |  |  |  |  | 2 Medium A19 60w |  | 2 | No | [14 empty] | 0 | [12 empty] | 118.95 | 237.9 | 356.85 | D:13'' H:6 1/2'' | 5 | 13 |  |  | 6.5 | Key Slots | [34 empty] | 8 |  |  |  | Hardwired | 0 | 0 | 0 | 0 | 0 | 0 | 0 | 0 | 0 | 0 | 0 | 014817536454 | 16 | 16 | 11.5 | 7.8 | 1.704 | 175 | Yes | [10 empty] | 2L Crystal Inlay Flush Polished Nickel | 2 - Light Flushmount |  | FM442PN.jpg | FM442PN.jpg
FM448DWZ | 3 - Light Flush | Inspired by Prairie School architecture, the geometric motifs, linear silhouettes and Dark Weathered Zinc finish of the Prairielands lighting collection by Feiss have all been combined to create a transitional design perfect for sleek sophisticated or more rustic decor. Dense bubbles in the Clear Seeded glass create a soft contrast to the dark frame and subtly obscure the light source. The collection offers a 4-Light Pendant, 5-Light Island Chandelier, 3-Light Flushmount, 1-Light Mini-Pendant and a 1-Light Wall Sconce. | CEILING | Prairielands | Ceiling Lights | Dark Weathered Zinc | DWZ | Steel / Glass |  |  |  |  | 3 Medium A19 60w |  | 3 | No | [14 empty] | 0 | [12 empty] | 124.98 | 249.96 | 374.94 | W:12'' H:6'' | 9 |  |  | 12 | 6 | Key Slots | [34 empty] | 8 |  |  |  | Hardwired | 0 | 0 | 0 | 0 | 0 | 0 | 0 | 0 | 0 | 0 | 0 | 014817542219 | 16.75 | 16.5 | 14 | 11.2 | 2.239 | 175 | Yes | [9 empty] | cETL Damp | 3L Flush Dark Weathered Zinc | 3 - Light Flush |  | FM448DWZ.jpg | FM448DWZ.jpg
FM499SRS | 2 - Light Indoor Flush Mount | The transitional Kenney collection is an updated take on a classic, mid-century modern design in our refined Sunrise Silver finish. A decorative, dual-layered, geometric motif is stamped out of the steel frame which floats over a white linen shade to create depth and visual interest. The dramatically tall sconces feature integrated LEDs behind the fabric, emitting gentle light, perfect for a media room requiring soft accent lighting. Other pieces in the Kenney collection include a 1-light mini-pendant, a 3-light pendant, a 5-light island chandelier, a 2-light flush mount, a 1-light wall sconce, and large 2-, 4- and 6-light wall sconces which are all ADA Compliant. | CEILING | Kenney | Ceiling Lights | Sunrise Silver | SRS | Steel | White Linen Fabric | W:11.25" H:8" |  |  | 2 Medium A19 60w |  | 2 | No | [14 empty] | 0 | [12 empty] | 199.5 | 399 | 598.5 | L:14 1/2'' W:14 1/2'' H:8 1/4'' | 10 |  | 14.5 | 14.5 | 8.25 | Cap Nuts | [29 empty] | D:11 1/2'' H:1 1/4'' Round |  |  |  |  | 8 |  |  |  | Hardwired | 0 | 0 | 0 | 0 | 0 | 0 | 0 | 0 | 0 | 0 | 0 | 014817564556 | 18.25 | 18.25 | 12.5 | 12.5 | 2.409 | 175 | Yes | [9 empty] | cETL Damp | KENNEY 2L FLSH SRISE SLVR | 2 - Light Indoor Flush Mount |  | FM499SRS.jpg | FM499SRS.jpg
FM502ORB | 2 - Light Indoor Flush Mount | The transitional Marteau Collection takes a flowing silhouette and transforms it with rustic, mountain luxe design elements. With an Oil Rubbed Bronze finish, a hammered metal inlay along the sloping arms and canopy adds rich texture and catches the light. The Clear Seeded glass shades expose candelabra bulbs and add to its relaxed charm. A Ivory Shantung linen shade with hammered metal band accents adorns the 2-light flush mount and the oversized 3- and 5-light semi-flush mounts designed especially for making a statement even where ceiling clearance is limited. Other lighting fixtures include 3- and 5-light chandeliers, a 1-light mini-pendant and a 1-light wall sconce. | CEILING | Marteau | Ceiling Lights | Oil Rubbed Bronze | ORB | Steel | White Shantung Shantung | D:12.5" H:5.5" |  | Sandblasted Outside / Silk Print Inside Glass | 2 Medium A19 60w |  | 2 | No | [14 empty] | 0 | [12 empty] | 124.98 | 249.96 | 374.94 | D:13'' H:6 1/2'' | 5 | 13 |  |  | 6.5 | Universal Mounting Plate | [29 empty] | D:10 5/8'' H:3/4'' Round |  |  |  |  | 8 | Brown |  |  | Hardwired | 0 | 0 | 0 | 0 | 0 | 0 | 0 | 0 | 0 | 0 | 0 | 014817561609 | 16.5 | 16 | 11.75 | 7.1 | 1.795 | 175 | Yes | [9 empty] | cETL Damp | 2L MARTEAU FLUSH O.RBBD BRZ | 2 - Light Indoor Flush Mount |  | FM502ORB.jpg | FM442PN.jpg
FM504CH | 2 - Light Flushmount | The Issen flushmount lighting collection by Feiss uses a delicate, pressed, White Opal Etched glass diffuser, which is presented in a beautiful pattern representative of an emerald cut diamond and softly diffuses the light. Issen is available in three universally-appealing finishes – Chrome, Satin Nickel or Oil Rubbed Bronze - and adds a touch of elegance to surrounding décor. Issen fixtures are round with a 13.5” diameter, and are damp-rated, making them suitable for bathrooms or anywhere beautiful ceiling lighting is desired. | CEILING | Issen | Ceiling Lights | Chrome | CH | Steel | White Opal Etched Glass | D:12.75" H:4" |  |  | 2 Medium A19 60w |  | 2 | No | [14 empty] | 0 | [12 empty] | 44.95 | 89.9 | 134.85 | D:13 1/2'' H:4 1/4'' | 8.58 | 13.5 |  |  | 4.25 | Key Slots | [29 empty] | D:13 1/2'' H:1 1/4'' Round |  |  |  |  | 8 |  |  |  | Hardwired | 0 | 0 | 0 | 0 | 0 | 0 | 0 | 0 | 0 | 0 | 0 | 014817570830 | 16.5 | 16 | 8.5 | 7.4 | 1.299 | 175 | Yes | [9 empty] | cETL Damp | ISSEN 2L FLUSH CHROME | 2 - Light Flushmount |  | FM504CH.jpg | FM504CH.jpg
FM504ORB | 2 - Light Flushmount | The Issen flushmount lighting collection by Feiss uses a delicate, pressed, White Opal Etched glass diffuser, which is presented in a beautiful pattern representative of an emerald cut diamond and softly diffuses the light. Issen is available in three universally-appealing finishes – Chrome, Satin Nickel or Oil Rubbed Bronze - and adds a touch of elegance to surrounding décor. Issen fixtures are round with a 13.5” diameter, and are damp-rated, making them suitable for bathrooms or anywhere beautiful ceiling lighting is desired. | CEILING | Issen | Ceiling Lights | Oil Rubbed Bronze | ORB | Steel | White Opal Etched Glass | D:12.75" H:4" |  |  | 2 Medium A19 60w |  | 2 | No | [14 empty] | 0 | [12 empty] | 45.98 | 91.96 | 137.94 | D:13 1/2'' H:4 1/4'' | 8.58 | 13.5 |  |  | 4.25 | Key Slots | [29 empty] | D:13 1/2'' H:1 1/4'' Round |  |  |  |  | 8 |  |  |  | Hardwired | 0 | 0 | 0 | 0 | 0 | 0 | 0 | 0 | 0 | 0 | 0 | 014817570847 | 16.5 | 16 | 8.5 | 7.4 | 1.299 | 175 | Yes | [9 empty] | cETL Damp | ISSEN 2L FLUSH O.RUB BRZ | 2 - Light Flushmount |  | FM504ORB.jpg | FM504ORB.jpg
FM504SN | 2 - Light Flushmount | The Issen flushmount lighting collection by Feiss uses a delicate, pressed, White Opal Etched glass diffuser, which is presented in a beautiful pattern representative of an emerald cut diamond and softly diffuses the light. Issen is available in three universally-appealing finishes – Chrome, Satin Nickel or Oil Rubbed Bronze - and adds a touch of elegance to surrounding décor. Issen fixtures are round with a 13.5” diameter, and are damp-rated, making them suitable for bathrooms or anywhere beautiful ceiling lighting is desired. | CEILING | Issen | Ceiling Lights | Satin Nickel | SN | Steel | White Opal Etched Glass | D:12.75" H:4" |  |  | 2 Medium A19 60w |  | 2 | No | [14 empty] | 0 | [12 empty] | 45.98 | 91.96 | 137.94 | D:13 1/2'' H:4 1/4'' | 8.58 | 13.5 |  |  | 4.25 | Key Slots | [29 empty] | D:13 1/2'' H:1 1/4'' Round |  |  |  |  | 8 |  |  |  | Hardwired | 0 | 0 | 0 | 0 | 0 | 0 | 0 | 0 | 0 | 0 | 0 | 014817570823 | 16.5 | 16 | 8.5 | 7.4 | 1.299 | 175 | Yes | [9 empty] | cETL Damp | ISSEN 2L FLUSH STN NKL | 2 - Light Flushmount |  | FM504SN.jpg | FM504SN.jpg
FM512CH | 3 - Light Flushmount | The Paulson collection from Feiss features vintage-inspired silhouettes with an updated, contemporary twist. Industrial-inspired, brightly Chrome-finished hardware secures glass tube shades, which are created using rows of individual clear glass rods that softly diffuse the light. The extensive Paulson collection offers fixtures for every room in the house, should a coordinated design aesthetic be desired throughout your space. The full offering includes a one-light pendant, three-light drum pendant with a White Opal Etched glass diffuser, four-light foyer chandelier, two-light flushmount with a White Opal Etched glass diffuser, three-light flushmount with a White Opal Etched glass diffuser, one-light mini-pendant, two-light vanity, four-light vanity, and one-light wall sconce. Flushmounts, vanity fixtures and wall sconce are all Damp Rated. | CEILING | Paulson | Ceiling Lights | Chrome | CH | Steel | Clear Glass | D:0.375" |  | White Opal Etched Glass | 3 Medium A19 60w |  | 3 | No | [14 empty] | 0 | [12 empty] | 112.95 | 225.9 | 338.85 | D:15'' H:6 1/4'' | 10.23 | 15 |  |  | 6.25 | U Channel Bar | [29 empty] | D:15'' H:1 1/2'' Round |  |  |  |  | 8 |  |  |  | Hardwired | 0 | 0 | 0 | 0 | 0 | 0 | 0 | 0 | 0 | 0 | 0 | 014817571615 | 20.25 | 20.25 | 12 | 16.3 | 2.848 | 175 | Yes | [9 empty] | cETL Damp | PAULSON 3L FLUSH CH | 3 - Light Flushmount |  | FM512CH.jpg | FM512CH.jpg
FM514CH | 2 - Light Flushmount | Beautiful crown molding detail paired with an Antique Mirror inlay bring the Mandie ceiling lighting collection by Feiss to a whole new level of flushmount design. Mandie takes inspiration from the era of classic Hollywood Regency, as demonstrated by the sparkly mirror element and vintage feel. Mandie’s frame are 12”x12” square with a lovely rounded White Opal Etched glass diffuser that tastefully drops from the antique mirror inlay, adding depth and character to any space. Mandie ceiling flushmounts are available in either a Chrome or Satin Nickel finish, and are damp-rated, so they’re suitable for bathrooms or any space where beautiful ceiling lighting is desired. | CEILING | Mandie | Ceiling Lights | Chrome | CH | Steel | White Opal Etched Glass | D:10.25" H:3.75" |  |  | 2 Medium A19 60w |  | 2 | No | [14 empty] | 0 | [12 empty] | 89.5 | 179 | 268.5 | L:12'' W:12'' H:5 1/2'' | 6.31 |  | 12 | 12 | 5.5 | Key Slots | [29 empty] | DP:12'' W:12'' H:2 1/2'' Round |  |  |  |  | 8 |  |  |  | Hardwired | 0 | 0 | 0 | 0 | 0 | 0 | 0 | 0 | 0 | 0 | 0 | 014817570908 | 14.5 | 14.25 | 11.25 | 8.2 | 1.345 | 125 | Yes | [9 empty] | cETL Damp | MANDIE 2L FLUSH CHROME | 2 - Light Flushmount |  | FM514CH.jpg | FM514CH.jpg
FM516CH | 2 - Light Flushmount | The Paulson collection from Feiss features vintage-inspired silhouettes with an updated, contemporary twist. Industrial-inspired, brightly Chrome-finished hardware secures glass tube shades, which are created using rows of individual clear glass rods that softly diffuse the light. The extensive Paulson collection offers fixtures for every room in the house, should a coordinated design aesthetic be desired throughout your space. The full offering includes a one-light pendant, three-light drum pendant with a White Opal Etched glass diffuser, four-light foyer chandelier, two-light flushmount with a White Opal Etched glass diffuser, three-light flushmount with a White Opal Etched glass diffuser, one-light mini-pendant, two-light vanity, four-light vanity, and one-light wall sconce. Flushmounts, vanity fixtures and wall sconce are all Damp Rated. | CEILING | Paulson | Ceiling Lights | Chrome | CH | Steel | Clear Glass | D:0.375" |  | White Opal Etched Glass | 2 Medium A19 60w |  | 2 | No | [14 empty] | 0 | [12 empty] | 96.45 | 192.9 | 289.35 | D:11'' H:6 1/4'' | 7.92 | 11 |  |  | 6.25 | U Channel Bar | [29 empty] | D:11'' H:1 1/2'' Round |  |  |  |  | 8 |  |  |  | Hardwired | 0 | 0 | 0 | 0 | 0 | 0 | 0 | 0 | 0 | 0 | 0 | 014817571622 | 15.75 | 15.75 | 12.25 | 10.8 | 1.759 | 125 | Yes | [9 empty] | cETL Damp | PAULSON 2L FLUSH CH | 2 - Light Flushmount |  | FM516CH.jpg | FM516CH.jpg
FM521ANBZ | 3 - Light Flush Mount | Woodruff is a modern interpretation of a classic lantern silhouette, complete with an open, airy frame, vented details at the top and floating candle tubes within. Woodruff is inspired by a historical lantern design and is available in two finish options of either Polished Nickel or Antique Bronze. | CEILING | Woodruff | Ceiling Lights | Antique Bronze | ANBZ | Steel |  |  |  |  | 3 Candelabra Torpedo 60w |  | 3 | No | [14 empty] | 0 | [12 empty] | 146.95 | 293.9 | 440.85 | L:13'' W:13'' H:9 3/4'' | 5 |  | 13 | 13 | 9.75 | Cap Nuts | [29 empty] | DP:13'' W:13'' H:2 1/4'' Square |  |  |  |  | 8 | Black/White |  |  | Hardwired | 0 | 0 | 0 | 0 | 0 | 0 | 0 | 0 | 0 | 0 | 0 | 014817579864 | 16.75 | 16.5 | 13.5 | 10.6 | 2.159 | 175 | Yes | [9 empty] | cETL Damp | WOODRUFF 3L FLUSH MOUNT ANBZ | 3 - Light Flush Mount |  | FM521ANBZ.jpg | FM521ANBZ.jpg
FM521PN | 3 - Light Flush Mount | Woodruff is a modern interpretation of a classic lantern silhouette, complete with an open, airy frame, vented details at the top and floating candle tubes within. Woodruff is inspired by a historical lantern design and is available in two finish options of either Polished Nickel or Antique Bronze. | CEILING | Woodruff | Ceiling Lights | Polished Nickel | PN | Steel |  |  |  |  | 3 Candelabra Torpedo 60w |  | 3 | No | [14 empty] | 0 | [12 empty] | 158.45 | 316.9 | 475.35 | L:13'' W:13'' H:9 3/4'' | 5 |  | 13 | 13 | 9.75 | Cap Nuts | [29 empty] | DP:13'' W:13'' H:2 1/4'' Square |  |  |  |  | 8 | Black/White |  |  | Hardwired | 0 | 0 | 0 | 0 | 0 | 0 | 0 | 0 | 0 | 0 | 0 | 014817579789 | 16.75 | 16.75 | 13.75 | 11 | 2.232 | 175 | Yes | [9 empty] | cETL Damp | WOODRUFF 3L FLUSH MOUNT PN | 3 - Light Flush Mount |  | FM521PN.jpg | FM521PN.jpg
FM525ANBZ | 1-Light Flushmount | The Hooper lighting collection by Feiss features exposed lamping and metal shades, pulling inspiration from vintage lighting fixtures from the Industrial Revolution. Two distinct aesthetics can be achieved by choosing either a more modern Chrome or more rustic Antique Bronze finish. A raised “X” detail on the backplate adds character and visual appeal. Selecting Edison-style filament bulbs (sold separately) will ensure a truly authentic look. Hooper is available in multiple sizes to fit any bathroom space, including a 1-light wall sconce, a 2-light vanity and a 3-light vanity, as well as a 1-light flushmount option in both finishes. In addition to bathrooms, Hooper would be an awesome lighting option to bring an old-school pharmacy feel and schoolhouse electric vibe to any space. | CEILING | Hooper | Ceiling Lights | Antique Bronze | ANBZ | Steel |  |  |  |  | 1 Medium A19 75w |  | 1 | No | [14 empty] | 0 | [12 empty] | 55.95 | 111.9 | 167.85 | D:8 7/8'' H:8'' | 1.65 | 8.875 |  |  | 8 | Double Cap Nuts | [29 empty] | D:5 7/16'' H:7/8'' Round |  |  |  |  | 8 |  |  |  | Hardwired | 0 | 0 | 0 | 0 | 0 | 0 | 0 | 0 | 0 | 0 | 0 | 014817587630 | 10.25 | 10.25 | 10.25 | 3.1 | 0.623 | 175 | Yes | [9 empty] | cETL Damp | 1L HOOPER FLUSHMOUNT ANBZ | 1L HOOPER FLUSHMOUNT ANBZ |  | FM525ANBZ.jpg | FM525ANBZ.jpg
FM525CH | 1-Light Flushmount | The Hooper lighting collection by Feiss features exposed lamping and metal shades, pulling inspiration from vintage lighting fixtures from the Industrial Revolution. Two distinct aesthetics can be achieved by choosing either a more modern Chrome or more rustic Antique Bronze finish. A raised “X” detail on the backplate adds character and visual appeal. Selecting Edison-style filament bulbs (sold separately) will ensure a truly authentic look. Hooper is available in multiple sizes to fit any bathroom space, including a 1-light wall sconce, a 2-light vanity and a 3-light vanity, as well as a 1-light flushmount option in both finishes. In addition to bathrooms, Hooper would be an awesome lighting option to bring an old-school pharmacy feel and schoolhouse electric vibe to any space. | CEILING | Hooper | Ceiling Lights | Chrome | CH | Steel |  |  |  |  | 1 Medium A19 75w |  | 1 | No | [14 empty] | 0 | [12 empty] | 55.95 | 111.9 | 167.85 | D:8 7/8'' H:8'' | 1.65 | 8.875 |  |  | 8 | Double Cap Nuts | [29 empty] | D:5 7/16'' H:7/8'' Round |  |  |  |  | 8 |  |  |  | Hardwired | 0 | 0 | 0 | 0 | 0 | 0 | 0 | 0 | 0 | 0 | 0 | 014817587647 | 10.5 | 10.25 | 10.25 | 3.2 | 0.638 | 175 | Yes | [9 empty] | cETL Damp | 1L HOOPER FLUSHMOUNT CH | 1L HOOPER FLUSHMOUNT CH |  | FM525CH.jpg | FM525CH.jpg
FM530DWK/SGM | 2 - Light Angelo Flushmount | Influenced by both rustic and industrial design, the transitional Angelo chandelier collection by Feiss celebrates the beauty of imperfection and the visual impact of mixed materials to create an overall rugged look. The cylindrical Clear Thick Wavy glass shades complement the two-toned finish of Distressed Weathered Oak on the outer structures and a new pitted, richly textured Slated Grey Metal finish on the sloping arms for a rustic but tailored look. Perfect as foyer lighting, living room lighting, or paired over a dining room table, and the largest fixture will be the crowning touch to any great room. The Angelo lighting collection includes a five-light chandelier, six-light chandelier, a nine-light, two-tier chandelier, an eight-light linear island chandelier and a one-light sconce light. | CEILING | Angelo | Ceiling Lights | Distressed Weathered Oak / Slate Grey Metal | DWK/SGM | Steel | Undefined Glass | D:12.5" H:5.75" |  |  | 2 Medium A19 60w |  | 2 | No | [14 empty] | 0 | [12 empty] | 111.95 | 223.9 | 335.85 | D:13 3/4'' H:6 3/4'' | 6.82 | 13.75 |  |  | 6.75 | U Channel Bar | [29 empty] | D:13 3/4'' H:1'' Round |  |  |  |  | 8 | Black/White |  |  | Hardwired | 0 | 0 | 0 | 0 | 0 | 0 | 0 | 0 | 0 | 0 | 0 | 014817597813 | 17.25 | 17.25 | 16.5 | 11.2 | 2.841 | 250 | Yes | [8 empty] | ETL Damp |  | 2 - Light Angelo Flushmount | 2 - Light Angelo Flushmount |  | FM530DWKSGM.jpg | FM530DWKSGM.jpg
MPC03ORB | 3 - Light Multi-Port Canopy with Swag Hooks | Mounted to standard 4 inch junction boxes, the multi-port canopies by Feiss easily enable 3-light and 7-light cord pendant installations to create dramatic lighting fixtures which are perfectly customized for their environment. The MPC series also include swag hooks to create even more drama. | LINE VOLTAGE PENDANT | Multi-Port Canopies | Pendants | Oil Rubbed Bronze | ORB | Steel | [6 empty] | 0 | No | [14 empty] | 0 | [12 empty] | 59.48 | 118.96 | 178.44 | D:5'' H:1 1/4'' | 0.88 | 5 |  |  | 1.25 | Screw(s) | [38 empty] | Hardwired | 0 | 0 | 0 | 0 | 0 | 0 | 0 | 0 | 0 | 0 | 0 | 014817561784 | 6 | 5.25 | 3.25 | 1.2 | 0.059 | 70 | Yes | 12 | 10014817561781 | 12.5 | 12 | 12 | 14.8 | 1.042 | Yes |  |  | 3L MULTI-PORT CANOPY SWAG HOOKS ORB | 3 - Light Multi-Port Canopy with Swag Hooks |  | MPC03ORB.jpg | MPC03ORB.jpg
MPC03PN | 3 - Light Multi-Port Canopy with Swag Hooks | Mounted to standard 4 inch junction boxes, the multi-port canopies by Feiss easily enable 3-light and 7-light cord pendant installations to create dramatic lighting fixtures which are perfectly customized for their environment. The MPC series also include swag hooks to create even more drama. | LINE VOLTAGE PENDANT | Multi-Port Canopies | Pendants | Polished Nickel | PN | Steel | [6 empty] | 0 | No | [14 empty] | 0 | [12 empty] | 58.98 | 117.96 | 176.94 | D:5'' H:1 1/4'' | 0.88 | 5 |  |  | 1.25 | Screw(s) | [38 empty] | Hardwired | 0 | 0 | 0 | 0 | 0 | 0 | 0 | 0 | 0 | 0 | 0 | 014817561722 | 6 | 5.5 | 3.25 | 1.2 | 0.062 | 70 | Yes | 12 | 10014817561729 | 12.25 | 12 | 11.75 | 15 | 1 | Yes |  |  | 3L MULTI-PORT CANOPY SWAG HOOKS P.NKL | 3 - Light Multi-Port Canopy with Swag Hooks |  | MPC03PN.jpg | MPC03ORB.jpg
MPC03SN | 3 - Light Multi-Port Canopy with Swag Hooks | Mounted to standard 4 inch junction boxes, the multi-port canopies by Feiss easily enable 3-light and 7-light cord pendant installations to create dramatic lighting fixtures which are perfectly customized for their environment. The MPC series also include swag hooks to create even more drama. | LINE VOLTAGE PENDANT | Multi-Port Canopies | Pendants | Satin Nickel | SN | Steel | [6 empty] | 0 | No | [14 empty] | 0 | [12 empty] | 59.48 | 118.96 | 178.44 | D:5'' H:1 1/4'' | 0.8 | 5 |  |  | 1.25 | Screw(s) | [38 empty] | Hardwired | 0 | 0 | 0 | 0 | 0 | 0 | 0 | 0 | 0 | 0 | 0 | 014817561753 | 6 | 5.75 | 3.75 | 1.1 | 0.075 | 85 | Yes | 12 | 10014817561750 | 12.75 | 12.25 | 12.25 | 14.5 | 1.107 | Yes |  |  | 3L MULTI-PORT CANOPY SWAG HOOKS S.NKL | 3 - Light Multi-Port Canopy with Swag Hooks |  | MPC03SN.jpg | MPC03SN.jpg
MPC07ORB | 7 - Light Multi-Port Canopy with Swag Hooks | Mounted to standard 4 inch junction boxes, the multi-port canopies by Feiss easily enable 3-light and 7-light cord pendant installations to create dramatic lighting fixtures which are perfectly customized for their environment. The MPC series also include swag hooks to create even more drama. | LINE VOLTAGE PENDANT | Multi-Port Canopies | Pendants | Oil Rubbed Bronze | ORB | Steel | [6 empty] | 0 | No | [14 empty] | 0 | [12 empty] | 119.98 | 239.96 | 359.94 | D:6 1/2'' H:2 5/8'' | 1.33 | 6.5 |  |  | 2.625 | Screw(s) | [38 empty] | Hardwired | 0 | 0 | 0 | 0 | 0 | 0 | 0 | 0 | 0 | 0 | 0 | 014817561791 | 7.5 | 7.5 | 3.75 | 2.1 | 0.122 | 70 | Yes | 6 | 10014817561798 | 15.25 | 12.25 | 8.25 | 13.5 | 0.892 | Yes |  |  | 7L MULTI-PORT CANOPY SWAG HOOKS ORB | 7 - Light Multi-Port Canopy with Swag Hooks |  | MPC07ORB.jpg | MPC07ORB.jpg
MPC07PN | 7 - Light Multi-Port Canopy with Swag Hooks | Mounted to standard 4 inch junction boxes, the multi-port canopies by Feiss easily enable 3-light and 7-light cord pendant installations to create dramatic lighting fixtures which are perfectly customized for their environment. The MPC series also include swag hooks to create even more drama. | LINE VOLTAGE PENDANT | Multi-Port Canopies | Pendants | Polished Nickel | PN | Steel | [6 empty] | 0 | No | [14 empty] | 0 | [12 empty] | 118.48 | 236.96 | 355.44 | D:6 1/2'' H:2 5/8'' | 1.32 | 6.5 |  |  | 2.625 | Screw(s) | [38 empty] | Hardwired | 0 | 0 | 0 | 0 | 0 | 0 | 0 | 0 | 0 | 0 | 0 | 014817561739 | 7.5 | 7.25 | 3.75 | 2 | 0.118 | 70 | Yes | 6 | 10014817561736 | 15.5 | 7.75 | 12 | 12.6 | 0.834 | Yes |  |  | 7L MULTI-PORT CANOPY SWAG HOOKS P.NKL | 7 - Light Multi-Port Canopy with Swag Hooks |  | MPC07PN.jpg | MPC07ORB.jpg
MPC07SN | 7 - Light Multi-Port Canopy with Swag Hooks | Mounted to standard 4 inch junction boxes, the multi-port canopies by Feiss easily enable 3-light and 7-light cord pendant installations to create dramatic lighting fixtures which are perfectly customized for their environment. The MPC series also include swag hooks to create even more drama. | LINE VOLTAGE PENDANT | Multi-Port Canopies | Pendants | Satin Nickel | SN | Steel | [6 empty] | 0 | No | [14 empty] | 0 | [12 empty] | 119.98 | 239.96 | 359.94 | D:6 1/2'' H:2 5/8'' | 1.3 | 6.5 |  |  | 2.625 | Screw(s) | [38 empty] | Hardwired | 0 | 0 | 0 | 0 | 0 | 0 | 0 | 0 | 0 | 0 | 0 | 014817561760 | 7.5 | 7.25 | 3.75 | 2 | 0.118 | 70 | Yes | 6 | 10014817561767 | 15.5 | 7.75 | 12 | 12.6 | 0.834 | Yes |  |  | 7L MULTI-PORT CANOPY SWAG HOOKS S.NKL | 7 - Light Multi-Port Canopy with Swag Hooks |  | MPC07SN.jpg | MPC07SN.jpg
MR1089BS | Brushed Steel Mirror | This retro industrial collection reminiscent of turn of the 19th century lighting, features Brushed Steel and Dark Bronze finishes. The larger pendants are accented with Pearl Glass and a special touch of light in the open work casting above the beautifully shaped domes. Group the pendants over a kitchen isle or introduce a fresh, bright look to your dining room or kitchen table. This group casts a beautiful warm light wherever they are hung. Add one of the coordinating mirrors to complete the fashionable look of your room. | MIRROR | Parker Place | Mirrors | Brushed Steel | BS | Steel | [6 empty] | 0 | No | [14 empty] | 0 | [12 empty] | 115.95 | 231.9 | 347.85 | W:22 3/8'' H:32 1/2'' E:1 1/16'' | 17.38 |  |  | 22.375 | 32.5 | [5 empty] | 1.0625 | [34 empty] | 0 | 0 | 0 | 0 | 0 | 0 | 0 | 0 | 0 | 0 | 0 | 014817345049 | 36 | 5.5 | 26.5 | 24.86 | 3.036 | 100 | Yes | [8 empty] | UL Dry |  | MIRROR - RECTANGLE | Parker Place Mirror |  | MR1089BS.jpg
MR1093CH | Chrome Mirror | When styling and design from the East meets the West, they meld together to create the Halstad lighting collection by Feiss that possesses a soothing and serene environment. | MIRROR | Halstad | Mirrors | Chrome | CH | Steel | [6 empty] | 0 | No | [27 empty] | 174.45 | 348.9 | 523.35 | W:24'' H:30'' E:7/8'' | 16.25 |  |  | 24 | 30 | [5 empty] | 0.875 - 0 | [34 empty] | 0 | 0 | 0 | 0 | 0 | 0 | 0 | 0 | 0 | 0 | 0 | 014817357745 | 36 | 8.5 | 30.25 | 25.2 | 5.357 | 175 | Yes | [8 empty] | UL |  | MIRROR - RECTANGLE | Halstad Mirror |  | MR1093CH.jpg
MR1106OBZ | Oxidized Bronze Mirror | The Valentina lighting collection by Feiss was named after the Latin word meaning “strong and brave,” and rightfully so. The willowy frame is finished in Oxidized Bronze while Clear Polished glass crystals adorn each piece, adding even more elegance. Each candelabra style bulb sits in its own clear, crystal bobeche. | MIRROR | Valentina | Mirrors | Oxidized Bronze | OBZ | Steel | [6 empty] | 0 | No | [14 empty] | 0 | [12 empty] | 267.95 | 535.9 | 803.85 | W:20'' H:34 7/8'' E:1 1/2'' | 10.12 |  |  | 20 | 34.875 | [5 empty] | 1.5 | [25 empty] | DP:1 1/4'' W:5'' H:13 1/2'' Oval | [8 empty] | 0 | 0 | 0 | 0 | 0 | 0 | 0 | 0 | 0 | 0 | 0 | 014817409680 | 38.5 | 5 | 23.25 | 15.4 | 2.59 | 175 | Yes | [10 empty] | MIRROR - OVAL | Valentina Mirror |  | MR1106OBZ.jpg | MR1106OBZ.jpg
MR1107AF | Antique Forged Iron Mirror | The Ethan lighting collection by Feiss is a contemporary take on the strong verticals and horizontals of the elegantly simple, Asian influences of the Mission style. The dark Antique Forged Iron finish contrasts dramatically with the Brushed Steel candle tubes and sleek Clear glass surrounds, which ingenuously can all be removed and run through the dishwasher to keep them sparkling clear. | MIRROR | Ethan | Mirrors | Antique Forged Iron | AF | Steel / Glass | Undefined Clear Glass | [5 empty] | 0 | No | [27 empty] | 149.98 | 299.96 | 449.94 | W:27 3/16'' H:37'' E:1'' | 21.12 |  |  | 27.1875 | 37 | [5 empty] | 1 | [34 empty] | 0 | 0 | 0 | 0 | 0 | 0 | 0 | 0 | 0 | 0 | 0 | 014817477818 | 39.75 | 30 | 5 | 29.4 | 3.451 | 100 | Yes | [10 empty] | MIRROR | Ethan Mirror |  | MR1107AF.jpg | MR1107AF.jpg
MR1119ORB | Oil Rubbed Bronze Mirror |  | MIRROR | Jackie | Mirrors | Oil Rubbed Bronze | ORB |  | Clear Glass | D:1" W:22.5" H:31.5" |  |  |  |  | 0 | No | [27 empty] | 127.95 | 255.9 | 383.85 | W:24'' H:32 7/8'' E:1'' | 12 |  |  | 24 | 32.875 | [5 empty] | 1 | [34 empty] | 0 | 0 | 0 | 0 | 0 | 0 | 0 | 0 | 0 | 0 | 0 | 014817483925 | 38 | 29 | 4.75 | 15.7 | 3.029 | 175 | Yes | [10 empty] | MIRROR | Mirror Jackie |  | MR1119ORB.jpg | MR1119ORB.jpg
MR1126ORB | Oil Rubbed Bronze Mirror |  | MIRROR | Johnson | Mirrors | Oil Rubbed Bronze | ORB |  | Clear Glass | W:23.5" H:33.5" |  |  |  |  | 0 | No | [14 empty] | 0 | [12 empty] | 104.45 | 208.9 | 313.35 | W:24 3/8'' H:36 3/8'' E:2'' | 19.14 |  |  | 24.375 | 36.375 | [5 empty] | 2 | [34 empty] | 0 | 0 | 0 | 0 | 0 | 0 | 0 | 0 | 0 | 0 | 0 | 014817484045 | 41.75 | 30.25 | 5 | 24.2 | 3.654 | 125 | Yes | [10 empty] | MIRROR | Johnson Mirror |  | MR1126ORB.jpg | MR1126ORB.jpg
MR1127ORB | Oil Rubbed Bronze Mirror |  | MIRROR | Johnson | Mirrors | Oil Rubbed Bronze | ORB |  | Clear Glass | D:1" H:27.5" |  |  |  |  | 0 | No | [27 empty] | 92.95 | 185.9 | 278.85 | D:28 1/2'' E:2'' | 13.4 | 28.5 | [8 empty] | 2 | [34 empty] | 0 | 0 | 0 | 0 | 0 | 0 | 0 | 0 | 0 | 0 | 0 | 014817484076 | 34.5 | 33.75 | 5.25 | 22.6 | 3.538 | 125 | Yes | [10 empty] | MIRROR | Johnson Mirror |  | MR1127ORB.jpg | MR1127ORB.jpg
MR1151 | Oval Mirror |  | MIRROR | Infinity | Mirrors |  |  |  | Clear Glass | D:1.25" W:22" H:28" |  |  |  |  | 0 | No | [14 empty] | 0 | [12 empty] | 81.45 | 162.9 | 244.35 | W:22'' H:28'' E:1/2'' | 10 |  |  | 22 | 28 | [5 empty] | 0.5 | [34 empty] | 0 | 0 | 0 | 0 | 0 | 0 | 0 | 0 | 0 | 0 | 0 | 014817484540 | 33.25 | 27.5 | 3.5 | 13.9 | 1.852 | 125 | Yes | [10 empty] | MIRROR | Infinity Mirror |  | MR1151.jpg | MR1151.jpg
MR1152 | Rectangle Mirror |  | MIRROR | Infinity | Mirrors |  |  |  | Clear Glass | D:1.25" W:22" H:28" |  |  |  |  | 0 | No | [14 empty] | 0 | [12 empty] | 72.95 | 145.9 | 218.85 | W:22'' H:28'' E:1/2'' | 12.65 |  |  | 22 | 28 | [5 empty] | 0.5 | [34 empty] | 0 | 0 | 0 | 0 | 0 | 0 | 0 | 0 | 0 | 0 | 0 | 014817484557 | 32.5 | 27.75 | 3.5 | 16.7 | 1.827 | 100 | Yes | [10 empty] | MIRROR | Infinity Mirror |  | MR1152.jpg | MR1152.jpg
MR1153 | Oval Mirror |  | MIRROR | Infinity | Mirrors |  |  |  | Clear Glass | D:1.25" W:24" H:36" |  |  |  |  | 0 | No | [14 empty] | 0 | [12 empty] | 104.45 | 208.9 | 313.35 | W:24'' H:36'' E:1/2'' | 14 |  |  | 24 | 36 | [5 empty] | 0.5 | [34 empty] | 0 | 0 | 0 | 0 | 0 | 0 | 0 | 0 | 0 | 0 | 0 | 014817484564 | 41 | 29 | 3.5 | 19 | 2.408 | 125 | Yes | [10 empty] | MIRROR | Infinity Mirror |  | MR1153.jpg | MR1153.jpg
MR1154 | Rectangle Mirror |  | MIRROR | Infinity | Mirrors |  |  |  | Clear Glass | D:1.25" W:24" H:36" |  |  |  |  | 0 | No | [14 empty] | 0 | [12 empty] | 98.95 | 197.9 | 296.85 | W:24'' H:36'' E:1/2'' | 17.9 |  |  | 24 | 36 | [5 empty] | 0.5 | [34 empty] | 0 | 0 | 0 | 0 | 0 | 0 | 0 | 0 | 0 | 0 | 0 | 014817484571 | 41.75 | 29.5 | 3.5 | 22.6 | 2.495 | 100 | Yes | [10 empty] | MIRROR | Infinity Mirror |  | MR1154.jpg | MR1154.jpg
MR1155 | Mirror |  | MIRROR | Infinity | Mirrors |  |  |  | Clear Glass | D:1.25" W:30" H:30" |  |  |  |  | 0 | No | [14 empty] | 0 | [12 empty] | 86.95 | 173.9 | 260.85 | W:30'' H:30'' E:1/2'' | 14.5 |  |  | 30 | 30 | [5 empty] | 0.5 | [34 empty] | 0 | 0 | 0 | 0 | 0 | 0 | 0 | 0 | 0 | 0 | 0 | 014817484588 | 35 | 35 | 3.5 | 19.8 | 2.481 | 100 | Yes | [10 empty] | MIRROR | Infinity Mirror |  | MR1155.jpg
MR1300BBS | Kit Oval Mirror |  | MIRROR | Kit | Mirrors | Burnished Brass | BBS | [7 empty] | 0 | No | [14 empty] | 0 | [12 empty] | 174.5 | 349 | 523.5 | W:24'' H:36'' E:2'' |  |  |  | 24 | 36 | [5 empty] | 2 | [34 empty] | 0 | 0 | 0 | 0 | 0 | 0 | 0 | 0 | 0 | 0 | 0 | 014817606812 | [17 empty] | KIT OVAL MIRROR 24x36 BBS | Kit Oval Mirror | Glass / Stainless Steel / MDF | MR1300BBS.jpg | MR1300BBS.jpg
MR1300MBK | Kit Oval Mirror |  | MIRROR | Kit | Mirrors | Midnight Black | MBK | [7 empty] | 0 | No | [14 empty] | 0 | [12 empty] | 174.5 | 349 | 523.5 | W:24'' H:36'' E:2'' |  |  |  | 24 | 36 | [5 empty] | 2 | [34 empty] | 0 | 0 | 0 | 0 | 0 | 0 | 0 | 0 | 0 | 0 | 0 | 014817606843 | [17 empty] | KIT OVAL MIRROR 24x36 MBK | Kit Oval Mirror | Glass / Steel / MDF | MR1300MBK.jpg | MR1300MBK.jpg
MR1300MWT | Kit Oval Mirror |  | MIRROR | Kit | Mirrors | Matte White | MWT | [7 empty] | 0 | No | [14 empty] | 0 | [12 empty] | 174.5 | 349 | 523.5 | W:24'' H:36'' E:2'' |  |  |  | 24 | 36 | [5 empty] | 2 | [34 empty] | 0 | 0 | 0 | 0 | 0 | 0 | 0 | 0 | 0 | 0 | 0 | 014817606850 | [17 empty] | KIT OVAL MIRROR 24x36 MWT | Kit Oval Mirror | Glass / Steel / MDF | MR1300MWT.jpg | MR1300MWT.jpg
MR1300PN | Kit Oval Mirror |  | MIRROR | Kit | Mirrors | Polished Nickel | PN | [7 empty] | 0 | No | [14 empty] | 0 | [12 empty] | 174.5 | 349 | 523.5 | W:24'' H:36'' E:2'' |  |  |  | 24 | 36 | [5 empty] | 2 | [34 empty] | 0 | 0 | 0 | 0 | 0 | 0 | 0 | 0 | 0 | 0 | 0 | 014817606836 | [17 empty] | KIT OVAL MIRROR 24x36 PN | Kit Oval Mirror | Glass / Steel / MDF | MR1300PN.jpg | MR1300PN.jpg
MR1300SN | Kit Oval Mirror |  | MIRROR | Kit | Mirrors | Satin Nickel | SN | [7 empty] | 0 | No | [14 empty] | 0 | [12 empty] | 174.5 | 349 | 523.5 | W:24'' H:36'' E:2'' |  |  |  | 24 | 36 | [5 empty] | 2 | [34 empty] | 0 | 0 | 0 | 0 | 0 | 0 | 0 | 0 | 0 | 0 | 0 | 014817606829 | [17 empty] | KIT OVAL MIRROR 24x36 SN | Kit Oval Mirror | Glass / Steel / MDF | MR1300SN.jpg | MR1300SN.jpg
MR1301BBS | Kit Round Mirror |  | MIRROR | Kit | Mirrors | Burnished Brass | BBS | [7 empty] | 0 | No | [14 empty] | 0 | [12 empty] | 189.5 | 379 | 568.5 | D:30'' E:2'' |  | 30 | [8 empty] | 2 | [34 empty] | 0 | 0 | 0 | 0 | 0 | 0 | 0 | 0 | 0 | 0 | 0 | 014817606867 | [17 empty] | KIT ROUND MIRROR 30IN DIA BBS | Kit Round Mirror | Glass / Stainless Steel / MDF | MR1301BBS.jpg | MR1301BBS.jpg
MR1301MBK | Kit Round Mirror |  | MIRROR | Kit | Mirrors | Midnight Black | MBK | [7 empty] | 0 | No | [14 empty] | 0 | [12 empty] | 189.5 | 379 | 568.5 | D:30'' E:2'' |  | 30 | [8 empty] | 2 | [34 empty] | 0 | 0 | 0 | 0 | 0 | 0 | 0 | 0 | 0 | 0 | 0 | 014817606898 | [17 empty] | KIT ROUND MIRROR 30IN DIA MBK | Kit Round Mirror | Glass / Steel / MDF | MR1301MBK.jpg | MR1301MBK.jpg
MR1301MWT | Kit Round Mirror |  | MIRROR | Kit | Mirrors | Matte White | MWT | [7 empty] | 0 | No | [14 empty] | 0 | [12 empty] | 189.5 | 379 | 568.5 | D:30'' E:2'' |  | 30 | [8 empty] | 2 | [34 empty] | 0 | 0 | 0 | 0 | 0 | 0 | 0 | 0 | 0 | 0 | 0 | 014817606904 | [17 empty] | KIT ROUND MIRROR 30IN DIA MWT | Kit Round Mirror | Glass / Steel / MDF | MR1301MWT.jpg | MR1301MWT.jpg
MR1301PN | Kit Round Mirror |  | MIRROR | Kit | Mirrors | Polished Nickel | PN | [7 empty] | 0 | No | [14 empty] | 0 | [12 empty] | 189.5 | 379 | 568.5 | D:30'' E:2'' |  | 30 | [8 empty] | 2 | [34 empty] | 0 | 0 | 0 | 0 | 0 | 0 | 0 | 0 | 0 | 0 | 0 | 014817606881 | [17 empty] | KIT ROUND MIRROR 30IN DIA PN | Kit Round Mirror | Glass / Steel / MDF | MR1301PN.jpg | MR1301PN.jpg
MR1301SN | Kit Round Mirror |  | MIRROR | Kit | Mirrors | Satin Nickel | SN | [7 empty] | 0 | No | [14 empty] | 0 | [12 empty] | 189.5 | 379 | 568.5 | D:30'' E:2'' |  | 30 | [8 empty] | 2 | [34 empty] | 0 | 0 | 0 | 0 | 0 | 0 | 0 | 0 | 0 | 0 | 0 | 014817606874 | [17 empty] | KIT ROUND MIRROR 30IN DIA SN | Kit Round Mirror | Glass / Steel / MDF | MR1301SN.jpg | MR1301SN.jpg
MR1302BBS | Kit Square Mirror |  | MIRROR | Kit | Mirrors | Burnished Brass | BBS | [7 empty] | 0 | No | [14 empty] | 0 | [12 empty] | 174.5 | 349 | 523.5 | W:28'' H:28'' E:2'' |  |  |  | 28 | 28 | [5 empty] | 2 | [34 empty] | 0 | 0 | 0 | 0 | 0 | 0 | 0 | 0 | 0 | 0 | 0 | 014817606911 | [17 empty] | KIT SQUARE MIRROR 28IN | Kit Square Mirror | Glass / Stainless Steel / MDF | MR1302BBS.jpg | MR1302BBS.jpg
MR1302MBK | Kit Square Mirror |  | MIRROR | Kit | Mirrors | Midnight Black | MBK | [7 empty] | 0 | No | [14 empty] | 0 | [12 empty] | 174.5 | 349 | 523.5 | W:28'' H:28'' E:2'' |  |  |  | 28 | 28 | [5 empty] | 2 | [34 empty] | 0 | 0 | 0 | 0 | 0 | 0 | 0 | 0 | 0 | 0 | 0 | 014817606942 | [17 empty] | KIT SQUARE MIRROR 28IN | Kit Square Mirror | Glass / Steel / MDF | MR1302MBK.jpg | MR1302MBK.jpg
MR1302MWT | Kit Square Mirror |  | MIRROR | Kit | Mirrors | Matte White | MWT | [7 empty] | 0 | No | [14 empty] | 0 | [12 empty] | 174.5 | 349 | 523.5 | W:28'' H:28'' E:2'' |  |  |  | 28 | 28 | [5 empty] | 2 | [34 empty] | 0 | 0 | 0 | 0 | 0 | 0 | 0 | 0 | 0 | 0 | 0 | 014817606959 | [17 empty] | KIT SQUARE MIRROR 28IN | Kit Square Mirror | Glass / Steel / MDF | MR1302MWT.jpg | MR1302MWT.jpg
MR1302PN | Kit Square Mirror |  | MIRROR | Kit | Mirrors | Polished Nickel | PN | [7 empty] | 0 | No | [14 empty] | 0 | [12 empty] | 174.5 | 349 | 523.5 | W:28'' H:28'' E:2'' |  |  |  | 28 | 28 | [5 empty] | 2 | [34 empty] | 0 | 0 | 0 | 0 | 0 | 0 | 0 | 0 | 0 | 0 | 0 | 014817606935 | [17 empty] | KIT SQUARE MIRROR 28IN | Kit Square Mirror | Glass / Steel / MDF | MR1302PN.jpg | MR1302PN.jpg
MR1302SN | Kit Square Mirror |  | MIRROR | Kit | Mirrors | Satin Nickel | SN | [7 empty] | 0 | No | [14 empty] | 0 | [12 empty] | 174.5 | 349 | 523.5 | W:28'' H:28'' E:2'' |  |  |  | 28 | 28 | [5 empty] | 2 | [34 empty] | 0 | 0 | 0 | 0 | 0 | 0 | 0 | 0 | 0 | 0 | 0 | 014817606928 | [17 empty] | KIT SQUARE MIRROR 28IN | Kit Square Mirror | Glass / Steel / MDF | MR1302SN.jpg | MR1302SN.jpg
MR1303BBS | Kit Rectangular Mirror |  | MIRROR | Kit | Mirrors | Burnished Brass | BBS | [7 empty] | 0 | No | [14 empty] | 0 | [12 empty] | 174.5 | 349 | 523.5 | W:24'' H:36'' E:2'' |  |  |  | 24 | 36 | [5 empty] | 2 | [34 empty] | 0 | 0 | 0 | 0 | 0 | 0 | 0 | 0 | 0 | 0 | 0 | 014817606966 | [17 empty] | KIT RECT MIRROR 24x36 BBS | Kit Rectangular Mirror | Glass / Stainless Steel / MDF | MR1303BBS.jpg | MR1303BBS.jpg
MR1303MBK | Kit Rectangular Mirror |  | MIRROR | Kit | Mirrors | Midnight Black | MBK | [7 empty] | 0 | No | [14 empty] | 0 | [12 empty] | 174.5 | 349 | 523.5 | W:24'' H:36'' E:2'' |  |  |  | 24 | 36 | [5 empty] | 2 | [34 empty] | 0 | 0 | 0 | 0 | 0 | 0 | 0 | 0 | 0 | 0 | 0 | 014817606997 | [17 empty] | KIT RECT MIRROR 24x36 MBK | Kit Rectangular Mirror | Glass / Steel / MDF | MR1303MBK.jpg | MR1303MBK.jpg
MR1303MWT | Kit Rectangular Mirror |  | MIRROR | Kit | Mirrors | Matte White | MWT | [7 empty] | 0 | No | [14 empty] | 0 | [12 empty] | 174.5 | 349 | 523.5 | W:24'' H:36'' E:2'' |  |  |  | 24 | 36 | [5 empty] | 2 | [34 empty] | 0 | 0 | 0 | 0 | 0 | 0 | 0 | 0 | 0 | 0 | 0 | 014817607000 | [17 empty] | KIT RECT MIRROR 24x36 MWT | Kit Rectangular Mirror | Glass / Steel / MDF | MR1303MWT.jpg | MR1303MWT.jpg
MR1303PN | Kit Rectangular Mirror |  | MIRROR | Kit | Mirrors | Polished Nickel | PN | [7 empty] | 0 | No | [14 empty] | 0 | [12 empty] | 174.5 | 349 | 523.5 | W:24'' H:36'' E:2'' |  |  |  | 24 | 36 | [5 empty] | 2 | [34 empty] | 0 | 0 | 0 | 0 | 0 | 0 | 0 | 0 | 0 | 0 | 0 | 014817606980 | [17 empty] | KIT RECT MIRROR 24x36 PN | Kit Rectangular Mirror | Glass / Steel / MDF | MR1303PN.jpg | MR1303PN.jpg
MR1303SN | Kit Rectangular Mirror |  | MIRROR | Kit | Mirrors | Satin Nickel | SN | [7 empty] | 0 | No | [14 empty] | 0 | [12 empty] | 174.5 | 349 | 523.5 | W:24'' H:36'' E:2'' |  |  |  | 24 | 36 | [5 empty] | 2 | [34 empty] | 0 | 0 | 0 | 0 | 0 | 0 | 0 | 0 | 0 | 0 | 0 | 014817606973 | [17 empty] | KIT RECT MIRROR 24x36 SN | Kit Rectangular Mirror | Glass / Steel / MDF | MR1303SN.jpg | MR1303SN.jpg
OL10600DWZ | 1 - Light Outdoor Sconce | Inspired by traditional Parisian style lanterns, the Shepherd outdoor lighting collection by Feiss features a decorative shepherd's crook, a latched and hinged front door panel, an inner Case White glass shade, Clear Seeded outer glass to create the visual appearance of vintage gas lanterns. Made of a proprietary composition for outstanding durability even in the harshest elements, the collection has a 5-year warranty. Offered in either Dark Weathered Zinc or Heritage Copper finishes, the collection includes 16”, 19”, 25” and 35” 1-Light Outdoor Wall Lanterns, 1-Light Outdoor Post, 1-Light Outdoor Hanging Lantern and a 2-Light Outdoor Flushmount. | OUTDOOR | Shepherd | Outdoor Lighting | Dark Weathered Zinc | DWZ | StoneStrong | Opal Etched Glass |  |  |  | 1 Medium A19 75w |  | 1 | No | [14 empty] | 0 | [12 empty] | 85.95 | 171.9 | 257.85 | W:7'' H:16 1/2'' E:7 1/4'' | 5 |  |  | 7 | 16.5 | Cap Nuts |  |  |  |  | 7.25 | [29 empty] | 8 | Black/White |  |  | Hardwired | 0 | 0 | 0 | 0 | 0 | 0 | 0 | 0 | 0 | 0 | 0 | 014817540116 | 23 | 12 | 12 | 7 | 1.917 | 250 | Yes | [9 empty] | cETL Wet | 1L Shepherd Outdoor Wall Dark Weathered Zinc | 1 - Light Outdoor Sconce |  | OL10600DWZ.jpg | OL10600DWZ.jpg
OL10600HTCP | 1 - Light Outdoor Sconce | Inspired by traditional Parisian style lanterns, the Shepherd outdoor lighting collection by Feiss features a decorative shepherd's crook, a latched and hinged front door panel, an inner Case White glass shade, Clear Seeded outer glass to create the visual appearance of vintage gas lanterns. Made of a proprietary composition for outstanding durability even in the harshest elements, the collection has a 5-year warranty. Offered in either Dark Weathered Zinc or Heritage Copper finishes, the collection includes 16”, 19”, 25” and 35” 1-Light Outdoor Wall Lanterns, 1-Light Outdoor Post, 1-Light Outdoor Hanging Lantern and a 2-Light Outdoor Flushmount. | OUTDOOR | Shepherd | Outdoor Lighting | Heritage Copper | HTCP | StoneStrong | Opal Etched Glass |  |  |  | 1 Medium A19 75w |  | 1 | No | [14 empty] | 0 | [12 empty] | 85.95 | 171.9 | 257.85 | W:7'' H:16 1/2'' E:7 1/4'' | 5 |  |  | 7 | 16.5 | Cap Nuts |  |  |  |  | 7.25 | [29 empty] | 8 | Black/White |  |  | Hardwired | 0 | 0 | 0 | 0 | 0 | 0 | 0 | 0 | 0 | 0 | 0 | 014817540109 | 22.5 | 12 | 11.75 | 6.8 | 1.836 | 250 | Yes | [9 empty] | cETL Wet | 1L Shepherd Outdoor Wall Heritage Copper | 1 - Light Outdoor Sconce |  | OL10600HTCP.jpg | OL10600HTCP.jpg
OL10601DWZ | 1 - Light Outdoor Sconce | Inspired by traditional Parisian style lanterns, the Shepherd outdoor lighting collection by Feiss features a decorative shepherd's crook, a latched and hinged front door panel, an inner Case White glass shade, Clear Seeded outer glass to create the visual appearance of vintage gas lanterns. Made of a proprietary composition for outstanding durability even in the harshest elements, the collection has a 5-year warranty. Offered in either Dark Weathered Zinc or Heritage Copper finishes, the collection includes 16”, 19”, 25” and 35” 1-Light Outdoor Wall Lanterns, 1-Light Outdoor Post, 1-Light Outdoor Hanging Lantern and a 2-Light Outdoor Flushmount. | OUTDOOR | Shepherd | Outdoor Lighting | Dark Weathered Zinc | DWZ | StoneStrong | Opal Etched Glass |  |  |  | 1 Medium A19 75w |  | 1 | No | [14 empty] | 0 | [12 empty] | 109.45 | 218.9 | 328.35 | W:7 3/8'' H:19 1/8'' E:7 1/4'' | 6 |  |  | 7.375 | 19.125 | Cap Nuts |  |  |  |  | 7.25 | [29 empty] | 8 | Black/White |  |  | Hardwired | 0 | 0 | 0 | 0 | 0 | 0 | 0 | 0 | 0 | 0 | 0 | 014817540130 | 26 | 12 | 12 | 7.9 | 2.167 | 250 | Yes | [9 empty] | cETL Wet | 1L Shepherd Outdoor Wall Dark Weathered Zinc | 1 - Light Outdoor Sconce |  | OL10601DWZ.jpg | OL10601DWZ.jpg
OL10601HTCP | 1 - Light Outdoor Sconce | Inspired by traditional Parisian style lanterns, the Shepherd outdoor lighting collection by Feiss features a decorative shepherd's crook, a latched and hinged front door panel, an inner Case White glass shade, Clear Seeded outer glass to create the visual appearance of vintage gas lanterns. Made of a proprietary composition for outstanding durability even in the harshest elements, the collection has a 5-year warranty. Offered in either Dark Weathered Zinc or Heritage Copper finishes, the collection includes 16”, 19”, 25” and 35” 1-Light Outdoor Wall Lanterns, 1-Light Outdoor Post, 1-Light Outdoor Hanging Lantern and a 2-Light Outdoor Flushmount. | OUTDOOR | Shepherd | Outdoor Lighting | Heritage Copper | HTCP | StoneStrong | Opal Etched Glass |  |  |  | 1 Medium A19 75w |  | 1 | No | [14 empty] | 0 | [12 empty] | 109.45 | 218.9 | 328.35 | W:7 3/8'' H:19 1/8'' E:7 1/4'' | 6 |  |  | 7.375 | 19.125 | Cap Nuts |  |  |  |  | 7.25 | [29 empty] | 8 | Black/White |  |  | Hardwired | 0 | 0 | 0 | 0 | 0 | 0 | 0 | 0 | 0 | 0 | 0 | 014817540123 | 26 | 12 | 11.75 | 8 | 2.122 | 250 | Yes | [9 empty] | cETL Wet | 1L Shepherd Outdoor Wall Heritage Copper | 1 - Light Outdoor Sconce |  | OL10601HTCP.jpg | OL10601HTCP.jpg
OL10602DWZ | 1 - Light Outdoor Sconce | Inspired by traditional Parisian style lanterns, the Shepherd outdoor lighting collection by Feiss features a decorative shepherd's crook, a latched and hinged front door panel, an inner Case White glass shade, Clear Seeded outer glass to create the visual appearance of vintage gas lanterns. Made of a proprietary composition for outstanding durability even in the harshest elements, the collection has a 5-year warranty. Offered in either Dark Weathered Zinc or Heritage Copper finishes, the collection includes 16”, 19”, 25” and 35” 1-Light Outdoor Wall Lanterns, 1-Light Outdoor Post, 1-Light Outdoor Hanging Lantern and a 2-Light Outdoor Flushmount. | OUTDOOR | Shepherd | Outdoor Lighting | Dark Weathered Zinc | DWZ | StoneStrong | Opal Etched Glass |  |  |  | 1 Medium A19 75w |  | 1 | No | [14 empty] | 0 | [12 empty] | 138.45 | 276.9 | 415.35 | W:8 1/2'' H:25 5/8'' E:9 5/8'' | 10 |  |  | 8.5 | 25.625 | Cap Nuts |  |  |  |  | 9.625 | [29 empty] | 8 | Black/White |  |  | Hardwired | 0 | 0 | 0 | 0 | 0 | 0 | 0 | 0 | 0 | 0 | 0 | 014817540154 | 33.75 | 14.25 | 13.5 | 13 | 3.757 | 250 | Yes | [9 empty] | cETL Wet | 1L Shepherd Outdoor Wall Dark Weathered Zinc | 1 - Light Outdoor Sconce |  | OL10602DWZ.jpg | OL10602DWZ.jpg
OL10602HTCP | 1 - Light Outdoor Sconce | Inspired by traditional Parisian style lanterns, the Shepherd outdoor lighting collection by Feiss features a decorative shepherd's crook, a latched and hinged front door panel, an inner Case White glass shade, Clear Seeded outer glass to create the visual appearance of vintage gas lanterns. Made of a proprietary composition for outstanding durability even in the harshest elements, the collection has a 5-year warranty. Offered in either Dark Weathered Zinc or Heritage Copper finishes, the collection includes 16”, 19”, 25” and 35” 1-Light Outdoor Wall Lanterns, 1-Light Outdoor Post, 1-Light Outdoor Hanging Lantern and a 2-Light Outdoor Flushmount. | OUTDOOR | Shepherd | Outdoor Lighting | Heritage Copper | HTCP | StoneStrong | Opal Etched Glass |  |  |  | 1 Medium A19 75w |  | 1 | No | [14 empty] | 0 | [12 empty] | 138.45 | 276.9 | 415.35 | W:8 1/2'' H:25 5/8'' E:9 5/8'' | 10 |  |  | 8.5 | 25.625 | Cap Nuts |  |  |  |  | 9.625 | [29 empty] | 8 | Black/White |  |  | Hardwired | 0 | 0 | 0 | 0 | 0 | 0 | 0 | 0 | 0 | 0 | 0 | 014817540147 | 34.25 | 14 | 13.5 | 13.3 | 3.746 | 250 | Yes | [9 empty] | cETL Wet | 1L Shepherd Outdoor Wall Heritage Copper | 1 - Light Outdoor Sconce |  | OL10602HTCP.jpg | OL10602HTCP.jpg
OL10603DWZ | 1 - Light Outdoor Sconce | Inspired by traditional Parisian style lanterns, the Shepherd outdoor lighting collection by Feiss features a decorative shepherd's crook, a latched and hinged front door panel, an inner Case White glass shade, Clear Seeded outer glass to create the visual appearance of vintage gas lanterns. Made of a proprietary composition for outstanding durability even in the harshest elements, the collection has a 5-year warranty. Offered in either Dark Weathered Zinc or Heritage Copper finishes, the collection includes 16”, 19”, 25” and 35” 1-Light Outdoor Wall Lanterns, 1-Light Outdoor Post, 1-Light Outdoor Hanging Lantern and a 2-Light Outdoor Flushmount. | OUTDOOR | Shepherd | Outdoor Lighting | Dark Weathered Zinc | DWZ | StoneStrong | Opal Etched Glass |  |  |  | 1 Medium A19 75w |  | 1 | No | [14 empty] | 0 | [12 empty] | 230.45 | 460.9 | 691.35 | W:11 1/2'' H:35 1/8'' E:12 7/8'' | 18 |  |  | 11.5 | 35.125 | Cap Nuts |  |  |  |  | 12.875 | [29 empty] | 8 | Black/White |  |  | Hardwired | 0 | 0 | 0 | 0 | 0 | 0 | 0 | 0 | 0 | 0 | 0 | 014817540178 | 44.38 | 17.25 | 16.38 | 24.4 | 7.257 | 250 | Yes | [9 empty] | cETL Wet | 1L Shepherd Outdoor Wall Dark Weathered Zinc | 1 - Light Outdoor Sconce |  | OL10603DWZ.jpg | OL10603DWZ.jpg
OL10603HTCP | 1 - Light Outdoor Sconce | Inspired by traditional Parisian style lanterns, the Shepherd outdoor lighting collection by Feiss features a decorative shepherd's crook, a latched and hinged front door panel, an inner Case White glass shade, Clear Seeded outer glass to create the visual appearance of vintage gas lanterns. Made of a proprietary composition for outstanding durability even in the harshest elements, the collection has a 5-year warranty. Offered in either Dark Weathered Zinc or Heritage Copper finishes, the collection includes 16”, 19”, 25” and 35” 1-Light Outdoor Wall Lanterns, 1-Light Outdoor Post, 1-Light Outdoor Hanging Lantern and a 2-Light Outdoor Flushmount. | OUTDOOR | Shepherd | Outdoor Lighting | Heritage Copper | HTCP | StoneStrong | Opal Etched Glass |  |  |  | 1 Medium A19 75w |  | 1 | No | [14 empty] | 0 | [12 empty] | 230.45 | 460.9 | 691.35 | W:11 1/2'' H:35 1/8'' E:12 7/8'' | 18 |  |  | 11.5 | 35.125 | Cap Nuts |  |  |  |  | 12.875 | [29 empty] | 8 | Black/White |  |  | Hardwired | 0 | 0 | 0 | 0 | 0 | 0 | 0 | 0 | 0 | 0 | 0 | 014817540161 | 44.75 | 17.25 | 16.5 | 23.8 | 7.371 | 250 | Yes | [9 empty] | cETL Wet | 1L Shepherd Outdoor Wall Heritage Copper | 1 - Light Outdoor Sconce |  | OL10603HTCP.jpg | OL10603HTCP.jpg
OL10608DWZ | 1 - Light Outdoor Post | Inspired by traditional Parisian style lanterns, the Shepherd outdoor lighting collection by Feiss features a decorative shepherd's crook, a latched and hinged front door panel, an inner Case White glass shade, Clear Seeded outer glass to create the visual appearance of vintage gas lanterns. Made of a proprietary composition for outstanding durability even in the harshest elements, the collection has a 5-year warranty. Offered in either Dark Weathered Zinc or Heritage Copper finishes, the collection includes 16”, 19”, 25” and 35” 1-Light Outdoor Wall Lanterns, 1-Light Outdoor Post, 1-Light Outdoor Hanging Lantern and a 2-Light Outdoor Flushmount. | OUTDOOR | Shepherd | Outdoor Lighting | Dark Weathered Zinc | DWZ | StoneStrong | Opal Etched Glass |  |  |  | 1 Medium A19 75w |  | 1 | No | [14 empty] | 0 | [12 empty] | 109.45 | 218.9 | 328.35 | W:8 1/2'' H:23 5/8'' | 8 |  |  | 8.5 | 23.625 | Post | [34 empty] | 12 | Black/White |  |  | Hardwired | 0 | 0 | 0 | 0 | 0 | 0 | 0 | 0 | 0 | 0 | 0 | 014817540192 | 20.5 | 17 | 13.5 | 10.5 | 2.723 | 250 | Yes | [9 empty] | cETL Wet | 1L Shepherd Outdoor Post Dark Weathered Zinc | 1 - Light Outdoor Post |  | OL10608DWZ.jpg | OL10608DWZ.jpg
OL10608HTCP | 1 - Light Outdoor Post | Inspired by traditional Parisian style lanterns, the Shepherd outdoor lighting collection by Feiss features a decorative shepherd's crook, a latched and hinged front door panel, an inner Case White glass shade, Clear Seeded outer glass to create the visual appearance of vintage gas lanterns. Made of a proprietary composition for outstanding durability even in the harshest elements, the collection has a 5-year warranty. Offered in either Dark Weathered Zinc or Heritage Copper finishes, the collection includes 16”, 19”, 25” and 35” 1-Light Outdoor Wall Lanterns, 1-Light Outdoor Post, 1-Light Outdoor Hanging Lantern and a 2-Light Outdoor Flushmount. | OUTDOOR | Shepherd | Outdoor Lighting | Heritage Copper | HTCP | StoneStrong | Opal Etched Glass |  |  |  | 1 Medium A19 75w |  | 1 | No | [14 empty] | 0 | [12 empty] | 109.45 | 218.9 | 328.35 | W:8 1/2'' H:23 5/8'' | 8 |  |  | 8.5 | 23.625 | Post | [34 empty] | 12 | Black/White |  |  | Hardwired | 0 | 0 | 0 | 0 | 0 | 0 | 0 | 0 | 0 | 0 | 0 | 014817540185 | 20.5 | 17 | 13.5 | 10.5 | 2.723 | 250 | Yes | [9 empty] | cETL Wet | 1L Shepherd Outdoor Post Heritage Copper | 1 - Light Outdoor Post |  | OL10608HTCP.jpg | OL10608HTCP.jpg
OL10611DWZ | 1 - Light Outdoor Pendant | Inspired by traditional Parisian style lanterns, the Shepherd outdoor lighting collection by Feiss features a decorative shepherd's crook, a latched and hinged front door panel, an inner Case White glass shade, Clear Seeded outer glass to create the visual appearance of vintage gas lanterns. Made of a proprietary composition for outstanding durability even in the harshest elements, the collection has a 5-year warranty. Offered in either Dark Weathered Zinc or Heritage Copper finishes, the collection includes 16”, 19”, 25” and 35” 1-Light Outdoor Wall Lanterns, 1-Light Outdoor Post, 1-Light Outdoor Hanging Lantern and a 2-Light Outdoor Flushmount. | OUTDOOR | Shepherd | Outdoor Lighting | Dark Weathered Zinc | DWZ | StoneStrong | Opal Etched Glass |  |  |  | 1 Medium A19 75w |  | 1 | No | [14 empty] | 0 | [12 empty] | 109.95 | 219.9 | 329.85 | W:8 1/2'' H:21 1/8'' | 10.5 |  |  | 8.5 | 21.125 | Center Lock-Up | [34 empty] | 180 | Brown | 60 |  | Hardwired | 0 | 0 | 0 | 0 | 0 | 0 | 0 | 0 | 0 | 0 | 0 | 014817540215 | 22.18 | 13.25 | 17.25 | 11.3 | 2.934 | 250 | Yes | [9 empty] | cETL Damp | 1L Shepherd Outdoor Pendant Dark Weathered Zinc | 1 - Light Outdoor Pendant |  | OL10611DWZ.jpg | OL10611DWZ.jpg
OL10611HTCP | 1 - Light Outdoor Pendant | Inspired by traditional Parisian style lanterns, the Shepherd outdoor lighting collection by Feiss features a decorative shepherd's crook, a latched and hinged front door panel, an inner Case White glass shade, Clear Seeded outer glass to create the visual appearance of vintage gas lanterns. Made of a proprietary composition for outstanding durability even in the harshest elements, the collection has a 5-year warranty. Offered in either Dark Weathered Zinc or Heritage Copper finishes, the collection includes 16”, 19”, 25” and 35” 1-Light Outdoor Wall Lanterns, 1-Light Outdoor Post, 1-Light Outdoor Hanging Lantern and a 2-Light Outdoor Flushmount. | OUTDOOR | Shepherd | Outdoor Lighting | Heritage Copper | HTCP | StoneStrong | Opal Etched Glass |  |  |  | 1 Medium A19 75w |  | 1 | No | [14 empty] | 0 | [12 empty] | 109.95 | 219.9 | 329.85 | W:8 1/2'' H:21 1/8'' | 10.5 |  |  | 8.5 | 21.125 | Center Lock-Up | [34 empty] | 180 | Brown | 60 |  | Hardwired | 0 | 0 | 0 | 0 | 0 | 0 | 0 | 0 | 0 | 0 | 0 | 014817540208 | 22 | 17.25 | 13.25 | 11.8 | 2.91 | 175 | Yes | [9 empty] | cETL Damp | 1L Shepherd Outdoor Pendant Heritage Copper | 1 - Light Outdoor Pendant |  | OL10611HTCP.jpg | OL10611HTCP.jpg
OL10613DWZ | 2 - Light Outdoor Flush | Inspired by traditional Parisian style lanterns, the Shepherd outdoor lighting collection by Feiss features a decorative shepherd's crook, a latched and hinged front door panel, an inner Case White glass shade, Clear Seeded outer glass to create the visual appearance of vintage gas lanterns. Made of a proprietary composition for outstanding durability even in the harshest elements, the collection has a 5-year warranty. Offered in either Dark Weathered Zinc or Heritage Copper finishes, the collection includes 16”, 19”, 25” and 35” 1-Light Outdoor Wall Lanterns, 1-Light Outdoor Post, 1-Light Outdoor Hanging Lantern and a 2-Light Outdoor Flushmount. | OUTDOOR | Shepherd | Outdoor Lighting | Dark Weathered Zinc | DWZ | StoneStrong | Opal Etched Glass |  |  |  | 2 Medium A19 75w |  | 2 | No | [14 empty] | 0 | [12 empty] | 127.45 | 254.9 | 382.35 | W:13'' H:5 3/4'' | 9 |  |  | 13 | 5.75 | Key Slots | [34 empty] | 8 |  |  |  | Hardwired | 0 | 0 | 0 | 0 | 0 | 0 | 0 | 0 | 0 | 0 | 0 | 014817540239 | 22 | 17.25 | 13.25 | 11.8 | 2.91 | 175 | Yes | [9 empty] | cETL Damp | 2L Shepherd Outdoor Flush Dark Weathered Zinc | 2 - Light Outdoor Flush |  | OL10613DWZ.jpg | OL10613DWZ.jpg
OL11100DWZ | 2 - Light Outdoor Sconce | Inspired by distinctive, outdoor lanterns commonly found throughout the streets of London, the crowning detail of the traditional Pediment outdoor lighting collection by Feiss is its classically, curving roof line. The hinged and latched front panel adds a historical reference and also makes relamping easy. The Clear Seeded glass subtly obscures the lamping and helps create the visual appearance of vintage gas lanterns. Offered in either Dark Weathered Zinc or Dark Aged Copper finishes, the collection includes 12” and 18” 2-Light Outdoor Wall Lanterns, 18” and 24” 3-Light Outdoor Wall Lanterns, 2-Light Outdoor Post, 2-Light Outdoor Hanging Lantern and a 2-Light Outdoor Flushmount. | OUTDOOR | Pediment | Outdoor Lighting | Dark Weathered Zinc | DWZ | Stainless Steel |  |  |  |  | 2 Candelabra B Torpedo 60w |  | 2 | No | [14 empty] | 0 | [12 empty] | 120.95 | 241.9 | 362.85 | W:6 3/4'' H:12 1/2'' E:6'' | 5.5 |  |  | 6.75 | 12.5 | Cap Nuts |  |  |  |  | 6 | [29 empty] | 8 |  |  |  | Hardwired | 0 | 0 | 0 | 0 | 0 | 0 | 0 | 0 | 0 | 0 | 0 | 014817540291 | 17 | 12 | 12 | 5.9 | 1.417 | 175 | Yes | [9 empty] | cETL Wet | 2L Pediment Outdoor Wall Dark Weathered Zinc | 2 - Light Outdoor Sconce |  | OL11100DWZ.jpg | OL11100DWZ.jpg
OL11101DWZ | 2 - Light Outdoor Sconce | Inspired by distinctive, outdoor lanterns commonly found throughout the streets of London, the crowning detail of the traditional Pediment outdoor lighting collection by Feiss is its classically, curving roof line. The hinged and latched front panel adds a historical reference and also makes relamping easy. The Clear Seeded glass subtly obscures the lamping and helps create the visual appearance of vintage gas lanterns. Offered in either Dark Weathered Zinc or Dark Aged Copper finishes, the collection includes 12” and 18” 2-Light Outdoor Wall Lanterns, 18” and 24” 3-Light Outdoor Wall Lanterns, 2-Light Outdoor Post, 2-Light Outdoor Hanging Lantern and a 2-Light Outdoor Flushmount. | OUTDOOR | Pediment | Outdoor Lighting | Dark Weathered Zinc | DWZ | Stainless Steel |  |  |  |  | 2 Candelabra B Torpedo 60w |  | 2 | No | [14 empty] | 0 | [12 empty] | 149.95 | 299.9 | 449.85 | W:7'' H:18 1/8'' E:6'' | 6 |  |  | 7 | 18.125 | Cap Nuts |  |  |  |  | 6 | [29 empty] | 8 |  |  |  | Hardwired | 0 | 0 | 0 | 0 | 0 | 0 | 0 | 0 | 0 | 0 | 0 | 014817540314 | 23 | 12.25 | 11.75 | 8 | 1.916 | 175 | Yes | [9 empty] | cETL Wet | 2L Pediment Outdoor Wall Dark Weathered Zinc | 2 - Light Outdoor Sconce |  | OL11101DWZ.jpg | OL11101DWZ.jpg
OL11102DWZ | 3 - Light Outdoor Sconce | Inspired by distinctive, outdoor lanterns commonly found throughout the streets of London, the crowning detail of the traditional Pediment outdoor lighting collection by Feiss is its classically, curving roof line. The hinged and latched front panel adds a historical reference and also makes relamping easy. The Clear Seeded glass subtly obscures the lamping and helps create the visual appearance of vintage gas lanterns. Offered in either Dark Weathered Zinc or Dark Aged Copper finishes, the collection includes 12” and 18” 2-Light Outdoor Wall Lanterns, 18” and 24” 3-Light Outdoor Wall Lanterns, 2-Light Outdoor Post, 2-Light Outdoor Hanging Lantern and a 2-Light Outdoor Flushmount. | OUTDOOR | Pediment | Outdoor Lighting | Dark Weathered Zinc | DWZ | Stainless Steel |  |  |  |  | 3 Candelabra B Torpedo 60w |  | 3 | No | [14 empty] | 0 | [12 empty] | 172.95 | 345.9 | 518.85 | W:8'' H:23 7/8'' E:6'' | 9 |  |  | 8 | 23.875 | Cap Nuts |  |  |  |  | 6 | [29 empty] | 8 |  |  |  | Hardwired | 0 | 0 | 0 | 0 | 0 | 0 | 0 | 0 | 0 | 0 | 0 | 014817540338 | 29.25 | 13.25 | 12.75 | 11.4 | 2.86 | 175 | Yes | [9 empty] | cETL Wet | 3L Pediment Outdoor Wall Dark Weathered Zinc | 3 - Light Outdoor Sconce |  | OL11102DWZ.jpg | OL11102DWZ.jpg
OL11104DWZ | 3 - Light Outdoor Sconce | Inspired by distinctive, outdoor lanterns commonly found throughout the streets of London, the crowning detail of the traditional Pediment outdoor lighting collection by Feiss is its classically, curving roof line. The hinged and latched front panel adds a historical reference and also makes relamping easy. The Clear Seeded glass subtly obscures the lamping and helps create the visual appearance of vintage gas lanterns. Offered in either Dark Weathered Zinc or Dark Aged Copper finishes, the collection includes 12” and 18” 2-Light Outdoor Wall Lanterns, 18” and 24” 3-Light Outdoor Wall Lanterns, 2-Light Outdoor Post, 2-Light Outdoor Hanging Lantern and a 2-Light Outdoor Flushmount. | OUTDOOR | Pediment | Outdoor Lighting | Dark Weathered Zinc | DWZ | Stainless Steel |  |  |  |  | 3 Candelabra B Torpedo 60w |  | 3 | No | [14 empty] | 0 | [12 empty] | 172.95 | 345.9 | 518.85 | W:10'' H:18 1/8'' E:6'' | 1.9 |  |  | 10 | 18.125 | Cap Nuts |  |  |  |  | 6 | [29 empty] | 8 |  |  |  | Hardwired | 0 | 0 | 0 | 0 | 0 | 0 | 0 | 0 | 0 | 0 | 0 | 014817540352 | 26 | 12 | 11.75 | 8 | 2.122 | 250 | Yes | [9 empty] | cETL Wet | 3L Pediment Outdoor Wall Dark Weathered Zinc | 3 - Light Outdoor Sconce |  | OL11104DWZ.jpg | OL11104DWZ.jpg
OL11107DAC | 3 - Light Outdoor Post | Inspired by distinctive, outdoor lanterns commonly found throughout the streets of London, the crowning detail of the traditional Pediment outdoor lighting collection by Feiss is its classically, curving roof line. The hinged and latched front panel adds a historical reference and also makes relamping easy. The Clear Seeded glass subtly obscures the lamping and helps create the visual appearance of vintage gas lanterns. Offered in either Dark Weathered Zinc or Dark Aged Copper finishes, the collection includes 12” and 18” 2-Light Outdoor Wall Lanterns, 18” and 24” 3-Light Outdoor Wall Lanterns, 2-Light Outdoor Post, 2-Light Outdoor Hanging Lantern and a 2-Light Outdoor Flushmount. | OUTDOOR | Pediment | Outdoor Lighting | Dark Aged Copper | DAC | Stainless Steel |  |  |  |  | 3 Candelabra B Torpedo 60w |  | 3 | No | [14 empty] | 0 | [12 empty] | 149.5 | 299 | 448.5 | W:7'' H:20 1/8'' | 8 |  |  | 7 | 20.125 | Post | [34 empty] | 12 |  |  |  | Hardwired | 0 | 0 | 0 | 0 | 0 | 0 | 0 | 0 | 0 | 0 | 0 | 014817540406 | 24.25 | 12.5 | 11.75 | 10 | 2.061 | 175 | Yes | [9 empty] | cETL Wet | 3L Pediment Outdoor Post Dark Aged Copper | 3 - Light Outdoor Post |  | OL11107DAC.jpg | OL11107DAC.jpg
OL11107DWZ | 3 - Light Outdoor Post | Inspired by distinctive, outdoor lanterns commonly found throughout the streets of London, the crowning detail of the traditional Pediment outdoor lighting collection by Feiss is its classically, curving roof line. The hinged and latched front panel adds a historical reference and also makes relamping easy. The Clear Seeded glass subtly obscures the lamping and helps create the visual appearance of vintage gas lanterns. Offered in either Dark Weathered Zinc or Dark Aged Copper finishes, the collection includes 12” and 18” 2-Light Outdoor Wall Lanterns, 18” and 24” 3-Light Outdoor Wall Lanterns, 2-Light Outdoor Post, 2-Light Outdoor Hanging Lantern and a 2-Light Outdoor Flushmount. | OUTDOOR | Pediment | Outdoor Lighting | Dark Weathered Zinc | DWZ | Stainless Steel |  |  |  |  | 3 Candelabra B Torpedo 60w |  | 3 | No | [14 empty] | 0 | [12 empty] | 172.95 | 345.9 | 518.85 | W:7'' H:20 1/8'' | 7.8 |  |  | 7 | 20.125 | Post | [34 empty] | 12 |  |  |  | Hardwired | 0 | 0 | 0 | 0 | 0 | 0 | 0 | 0 | 0 | 0 | 0 | 014817540390 | 24.25 | 12.5 | 12 | 9.8 | 2.105 | 175 | Yes | [9 empty] | cETL Wet | 3L Pediment Outdoor Post Dark Weathered Zinc | 3 - Light Outdoor Post |  | OL11107DWZ.jpg | OL11107DWZ.jpg
OL11109DWZ | 3 - Light Outdoor Pendant | Inspired by distinctive, outdoor lanterns commonly found throughout the streets of London, the crowning detail of the traditional Pediment outdoor lighting collection by Feiss is its classically, curving roof line. The hinged and latched front panel adds a historical reference and also makes relamping easy. The Clear Seeded glass subtly obscures the lamping and helps create the visual appearance of vintage gas lanterns. Offered in either Dark Weathered Zinc or Dark Aged Copper finishes, the collection includes 12” and 18” 2-Light Outdoor Wall Lanterns, 18” and 24” 3-Light Outdoor Wall Lanterns, 2-Light Outdoor Post, 2-Light Outdoor Hanging Lantern and a 2-Light Outdoor Flushmount. | OUTDOOR | Pediment | Outdoor Lighting | Dark Weathered Zinc | DWZ | Stainless Steel |  |  |  |  | 3 Candelabra B Torpedo 60w |  | 3 | No | [14 empty] | 0 | [12 empty] | 173.45 | 346.9 | 520.35 | W:7'' H:20 1/2'' | 10 |  |  | 7 | 20.5 | Center Lock-Up | [34 empty] | 180 | Black | 60 |  | Hardwired | 0 | 0 | 0 | 0 | 0 | 0 | 0 | 0 | 0 | 0 | 0 | 014817540376 | 25 | 12.5 | 11.75 | 13.3 | 2.125 | 125 | Yes | [9 empty] | cETL Damp | 3L Pediment Outdoor Pendant Dark Weathered Zinc | 3 - Light Outdoor Pendant |  | OL11109DWZ.jpg | OL11109DWZ.jpg
OL11113DWZ | 3 - Light Outdoor Flush | Inspired by distinctive, outdoor lanterns commonly found throughout the streets of London, the crowning detail of the traditional Pediment outdoor lighting collection by Feiss is its classically, curving roof line. The hinged and latched front panel adds a historical reference and also makes relamping easy. The Clear Seeded glass subtly obscures the lamping and helps create the visual appearance of vintage gas lanterns. Offered in either Dark Weathered Zinc or Dark Aged Copper finishes, the collection includes 12” and 18” 2-Light Outdoor Wall Lanterns, 18” and 24” 3-Light Outdoor Wall Lanterns, 2-Light Outdoor Post, 2-Light Outdoor Hanging Lantern and a 2-Light Outdoor Flushmount. | OUTDOOR | Pediment | Outdoor Lighting | Dark Weathered Zinc | DWZ | Stainless Steel |  |  |  |  | 3 Medium A19 40w |  | 3 | No | [14 empty] | 0 | [12 empty] | 121.45 | 242.9 | 364.35 | L:13'' W:13'' H:5 7/8'' |  |  | 13 | 13 | 5.875 | Key Slots | [34 empty] | 8 |  |  |  | Hardwired | 0 | 0 | 0 | 0 | 0 | 0 | 0 | 0 | 0 | 0 | 0 | 014817540413 | 17.75 | 17.75 | 17.4 | 11.7 | 3.173 | 250 | Yes | [9 empty] | cETL Damp | 3L Pediment Outdoor Flush Dark Weathered Zinc | 3 - Light Outdoor Flush |  | OL11113DWZ.jpg | OL11113DWZ.jpg
OL11200DWZ | 5" LED Outdoor Sconce | The Ledgend outdoor light wall sconces by Feiss are modern and dramatic, making a significant design statement as visitors reach the front door. Energy efficient and long-lasting LEDs direct light forward through off-set openings inspired by stacked flagstone, as well as shining up and down. Made of Cast Aluminum, the fixture has exceptional durability to withstand the harshest elements. With a Dark Weathered Zinc finish, the assortment includes 5", 18” 26” and 34” LED outdoor wall sconces. | OUTDOOR | Ledgend | Outdoor Lighting | Dark Weathered Zinc | DWZ | Steel |  |  |  | White Glass |  |  | 1 | No | 600 | 2700 | 90 | 14 | 120 | 19 - Integrated | LED - Array |  | 5 | 100 | LED | 14 | 14 | 30000 | 0 | [12 empty] | 109.45 | 218.9 | 328.35 | W:5'' H:5'' E:3 3/8'' | 2 |  |  | 5 | 5 | Cap Nuts |  |  |  |  | 3.375 | [29 empty] | 8 |  |  |  | Hardwired | 1 | 0 | 0 | 0 | 0 | 0 | 1 | 0 | 0 | 0 | 0 | 014817541199 | 12.75 | 8.25 | 9.78 | 2.55 | 0.595 | 175 | Yes | [9 empty] | cETL Wet | LED Ledgend Outdoor Sconce Dark Weathered Zinc | 5" LED Outdoor Sconce |  | OL11200DWZ.jpg | OL11200DWZ.jpg
OL11201DWZ | 18" LED Outdoor Sconce | The Ledgend outdoor light wall sconces by Feiss are modern and dramatic, making a significant design statement as visitors reach the front door. Energy efficient and long-lasting LEDs direct light forward through off-set openings inspired by stacked flagstone, as well as shining up and down. Made of Cast Aluminum, the fixture has exceptional durability to withstand the harshest elements. With a Dark Weathered Zinc finish, the assortment includes 5", 18” 26” and 34” LED outdoor wall sconces. | OUTDOOR | Ledgend | Outdoor Lighting | Dark Weathered Zinc | DWZ | Steel |  |  |  | White Glass |  |  | 1 | No | 1600 | 2700 | 90 | 32 | 120 | 19 - Integrated | LED - Array |  | 5 | 100 | LED | 32 | 32 | 30000 | 0 | [12 empty] | 184.95 | 369.9 | 554.85 | W:5'' H:17 1/2'' E:3 3/8'' | 4.5 |  |  | 5 | 17.5 | Cap Nuts |  |  |  |  | 3.375 | [29 empty] | 8 |  |  |  | Hardwired | 1 | 0 | 0 | 0 | 0 | 0 | 1 | 0 | 0 | 0 | 0 | 014817541205 | 22 | 9.5 | 10.5 | 6.2 | 1.27 | 175 | Yes | [9 empty] | cETL Wet | LED Ledgend Outdoor Sconce Dark Weathered Zinc | 18" LED Outdoor Sconce |  | OL11201DWZ.jpg | OL11201DWZ.jpg
OL11202DWZ | 26" LED Outdoor Sconce | The Ledgend outdoor light wall sconces by Feiss are modern and dramatic, making a significant design statement as visitors reach the front door. Energy efficient and long-lasting LEDs direct light forward through off-set openings inspired by stacked flagstone, as well as shining up and down. Made of Cast Aluminum, the fixture has exceptional durability to withstand the harshest elements. With a Dark Weathered Zinc finish, the assortment includes 5", 18” 26” and 34” LED outdoor wall sconces. | OUTDOOR | Ledgend | Outdoor Lighting | Dark Weathered Zinc | DWZ | Steel |  |  |  | White Glass |  |  | 1 | No | 2240 | 2700 | 90 | 32 | 120 | 19 - Integrated | LED - Array |  | 5 | 100 | LED | 32 | 32 | 30000 | 0 | [12 empty] | 271.45 | 542.9 | 814.35 | W:5'' H:26'' E:3 3/8'' | 7.5 |  |  | 5 | 26 | Cap Nuts |  |  |  |  | 3.375 | [29 empty] | 8 |  |  |  | Hardwired | 1 | 0 | 0 | 0 | 0 | 0 | 1 | 0 | 0 | 0 | 0 | 014817541212 | 31.5 | 9.5 | 10.5 | 9.5 | 1.818 | 175 | Yes | [9 empty] | cETL Wet | LED Ledgend Outdoor Sconce Dark Weathered Zinc | 26" LED Outdoor Sconce |  | OL11202DWZ.jpg | OL11202DWZ.jpg
OL11203DWZ | 34" LED Outdoor Sconce | The Ledgend outdoor light wall sconces by Feiss are modern and dramatic, making a significant design statement as visitors reach the front door. Energy efficient and long-lasting LEDs direct light forward through off-set openings inspired by stacked flagstone, as well as shining up and down. Made of Cast Aluminum, the fixture has exceptional durability to withstand the harshest elements. With a Dark Weathered Zinc finish, the assortment includes 5", 18” 26” and 34” LED outdoor wall sconces. | OUTDOOR | Ledgend | Outdoor Lighting | Dark Weathered Zinc | DWZ | Steel |  |  |  | White Glass |  |  | 1 | No | 2560 | 2700 | 90 | 38 | 120 | 19 - Integrated | LED - Array |  | 5 | 100 | LED | 38 | 38 | 30000 | 0 | [12 empty] | 357.95 | 715.9 | 1073.85 | W:5'' H:34'' E:3 3/8'' | 10 |  |  | 5 | 34 | Cap Nuts |  |  |  |  | 3.375 | [29 empty] | 8 |  |  |  | Hardwired | 1 | 0 | 0 | 0 | 0 | 0 | 1 | 0 | 0 | 0 | 0 | 014817541229 | 39.25 | 10.5 | 9.5 | 12.5 | 2.266 | 175 | Yes | [9 empty] | cETL Wet | LED Ledgend Outdoor Sconce Dark Weathered Zinc | 34" LED Outdoor Sconce |  | OL11203DWZ.jpg | OL11203DWZ.jpg
OL11300BK | 1 - Light Outdoor Sconce | The traditional wall lanterns of the Londontowne outdoor lighting collection by Feiss boast 16 panes of glass framed with classic, architectural details to complement the chamfered edges of the stately roof line. Dense bubbles in the Clear Seeded glass subtly obscure lamping. Made of a proprietary composition, the exterior has outstanding strength and durability to withstand harsh elements and a 5-year warranty. Offered with incandescent or integrated LED lamping. Finish options include Black and Weathered Chestnut, and the assortment includes 1-Light Outdoor Wall, medium and large 3-Light Outdoor Wall Lanterns, medium and large 3-Light Outdoor Posts, medium and large 3-Light Outdoor Pendants, an LED Outdoor Post, and a 2-Light Outdoor Flushmount. | OUTDOOR | Londontowne | Outdoor Lighting | Black | BK | StoneStrong |  |  |  |  | 1 Medium A19 75w |  | 1 | No | [14 empty] | 0 | [12 empty] | 63.45 | 126.9 | 190.35 | W:6 3/4'' H:11 1/4'' E:8 1/8'' | 4.5 |  |  | 6.75 | 11.25 | Cap Nuts |  |  |  |  | 8.125 | [25 empty] | DP:1 1/2'' W:5'' H:8'' OB DOWN:3'' Irregular |  |  |  | 8 |  |  |  | Hardwired | 0 | 0 | 0 | 0 | 0 | 0 | 0 | 0 | 0 | 0 | 0 | 014817536812 | 15.4 | 11.6 | 12.5 | 5 | 1.292 | 250 | Yes | [9 empty] | cETL Wet | 1L Londontowne Outdoor Sconce Black | 1 - Light Outdoor Sconce |  | OL11300BK.jpg | OL11300BK.jpg
OL11300BK-LED | LED Outdoor Sconce | The traditional wall lanterns of the Londontowne outdoor lighting collection by Feiss boast 16 panes of glass framed with classic, architectural details to complement the chamfered edges of the stately roof line. Dense bubbles in the Clear Seeded glass subtly obscure lamping. Made of a proprietary composition, the exterior has outstanding strength and durability to withstand harsh elements and a 5-year warranty. Offered with incandescent or integrated LED lamping. Finish options include Black and Weathered Chestnut, and the assortment includes 1-Light Outdoor Wall, medium and large 3-Light Outdoor Wall Lanterns, medium and large 3-Light Outdoor Posts, medium and large 3-Light Outdoor Pendants, an LED Outdoor Post, and a 2-Light Outdoor Flushmount. | OUTDOOR | Londontowne | Outdoor Lighting | Black | BK | StoneStrong | [6 empty] | 1 | No | 730 | 2700 | 90 | 9 | 120 | 19 - Integrated | MODS - Modules |  | 10 | 100 | LED | 9 | 9 | 50000 | 0 | [12 empty] | 74.45 | 148.9 | 223.35 | W:6 3/4'' H:11 1/4'' E:8 1/8'' | 4.5 |  |  | 6.75 | 11.25 | Cap Nuts |  |  |  |  | 8.125 | [29 empty] | 8 |  |  |  | Hardwired | 0 | 0 | 0 | 0 | 0 | 0 | 1 | 0 | 0 | 0 | 0 | 014817503210 | 15.38 | 11.5 | 12.5 | 5.1 | 1.279 | 175 | Yes | [9 empty] | cETL Wet | LED Londontowne Outdoor Sconce Black | LED Outdoor Sconce | SRL46 | OL11300BK-LED.jpg | OL11300BK.jpg
OL11300WCT | 1 - Light Outdoor Sconce | The traditional wall lanterns of the Londontowne outdoor lighting collection by Feiss boast 16 panes of glass framed with classic, architectural details to complement the chamfered edges of the stately roof line. Dense bubbles in the Clear Seeded glass subtly obscure lamping. Made of a proprietary composition, the exterior has outstanding strength and durability to withstand harsh elements and a 5-year warranty. Offered with incandescent or integrated LED lamping. Finish options include Black and Weathered Chestnut, and the assortment includes 1-Light Outdoor Wall, medium and large 3-Light Outdoor Wall Lanterns, medium and large 3-Light Outdoor Posts, medium and large 3-Light Outdoor Pendants, an LED Outdoor Post, and a 2-Light Outdoor Flushmount. | OUTDOOR | Londontowne | Outdoor Lighting | Weathered Chestnut | WCT | StoneStrong |  |  |  |  | 1 Medium A19 75w |  | 1 | No | [14 empty] | 0 | [12 empty] | 63.45 | 126.9 | 190.35 | W:6 3/4'' H:11 1/4'' E:8 1/8'' | 4.5 |  |  | 6.75 | 11.25 | Cap Nuts |  |  |  |  | 8.125 | [25 empty] | DP:1 1/2'' W:5'' H:8'' OB DOWN:3'' Irregular |  |  |  | 8 |  |  |  | Hardwired | 0 | 0 | 0 | 0 | 0 | 0 | 0 | 0 | 0 | 0 | 0 | 014817541113 | 15.4 | 11.6 | 12.5 | 5 | 1.292 | 250 | Yes | [9 empty] | cETL Wet | 1L Londontowne Outdoor Sconce Weathered Chestnut | 1 - Light Outdoor Sconce |  | OL11300WCT.jpg | OL11300WCT.jpg
OL11300WCT-LED | LED Outdoor Sconce | The traditional wall lanterns of the Londontowne outdoor lighting collection by Feiss boast 16 panes of glass framed with classic, architectural details to complement the chamfered edges of the stately roof line. Dense bubbles in the Clear Seeded glass subtly obscure lamping. Made of a proprietary composition, the exterior has outstanding strength and durability to withstand harsh elements and a 5-year warranty. Offered with incandescent or integrated LED lamping. Finish options include Black and Weathered Chestnut, and the assortment includes 1-Light Outdoor Wall, medium and large 3-Light Outdoor Wall Lanterns, medium and large 3-Light Outdoor Posts, medium and large 3-Light Outdoor Pendants, an LED Outdoor Post, and a 2-Light Outdoor Flushmount. | OUTDOOR | Londontowne | Outdoor Lighting | Weathered Chestnut | WCT | StoneStrong | [6 empty] | 1 | No | 730 | 2700 | 90 | 9 | 120 | 19 - Integrated | MODS - Modules |  | 10 | 100 | LED | 9 | 9 | 50000 | 0 | [12 empty] | 74.45 | 148.9 | 223.35 | W:6 3/4'' H:11 1/4'' E:8 1/8'' | 4.5 |  |  | 6.75 | 11.25 | Cap Nuts |  |  |  |  | 8.125 | [29 empty] | 8 |  |  |  | Hardwired | 0 | 0 | 0 | 0 | 0 | 0 | 1 | 0 | 0 | 0 | 0 | 014817503227 | 15.38 | 11.5 | 12.5 | 5.1 | 1.279 | 175 | Yes | [9 empty] | cETL Wet | LED Londontowne Outdoor Sconce Weathered Chestnut | LED Outdoor Sconce |  | OL11300WCT-LED.jpg | OL11300WCT.jpg
OL11301BK | 3 - Light Outdoor Sconce | The traditional wall lanterns of the Londontowne outdoor lighting collection by Feiss boast 16 panes of glass framed with classic, architectural details to complement the chamfered edges of the stately roof line. Dense bubbles in the Clear Seeded glass subtly obscure lamping. Made of a proprietary composition, the exterior has outstanding strength and durability to withstand harsh elements and a 5-year warranty. Offered with incandescent or integrated LED lamping. Finish options include Black and Weathered Chestnut, and the assortment includes 1-Light Outdoor Wall, medium and large 3-Light Outdoor Wall Lanterns, medium and large 3-Light Outdoor Posts, medium and large 3-Light Outdoor Pendants, an LED Outdoor Post, and a 2-Light Outdoor Flushmount. | OUTDOOR | Londontowne | Outdoor Lighting | Black | BK | StoneStrong |  |  |  |  | 3 Candelabra B Torpedo 60w |  | 3 | No | [14 empty] | 0 | [12 empty] | 97.95 | 195.9 | 293.85 | W:8 1/4'' H:13 3/4'' E:9 3/4'' | 6.5 |  |  | 8.25 | 13.75 | Cap Nuts |  |  |  |  | 9.75 | [29 empty] | 8 |  |  |  | Hardwired | 0 | 0 | 0 | 0 | 0 | 0 | 0 | 0 | 0 | 0 | 0 | 014817536829 | 17.5 | 14 | 12.25 | 7 | 1.737 | 175 | Yes | [9 empty] | cETL Wet | 3L Londontowne Outdoor Sconce Black | 3 - Light Outdoor Sconce |  | OL11301BK.jpg | OL11301BK.jpg
OL11301BK-LED | LED Outdoor Sconce | The traditional wall lanterns of the Londontowne outdoor lighting collection by Feiss boast 16 panes of glass framed with classic, architectural details to complement the chamfered edges of the stately roof line. Dense bubbles in the Clear Seeded glass subtly obscure lamping. Made of a proprietary composition, the exterior has outstanding strength and durability to withstand harsh elements and a 5-year warranty. Offered with incandescent or integrated LED lamping. Finish options include Black and Weathered Chestnut, and the assortment includes 1-Light Outdoor Wall, medium and large 3-Light Outdoor Wall Lanterns, medium and large 3-Light Outdoor Posts, medium and large 3-Light Outdoor Pendants, an LED Outdoor Post, and a 2-Light Outdoor Flushmount. | OUTDOOR | Londontowne | Outdoor Lighting | Black | BK | StoneStrong | [6 empty] | 1 | No | 1120 | 2700 | 90 | 14 | 120 | 19 - Integrated | MODS - Modules |  | 10 | 100 | LED | 14 | 14 | 50000 | 0 | [12 empty] | 120.95 | 241.9 | 362.85 | W:8 1/4'' H:13 3/4'' E:9 3/4'' | 6 |  |  | 8.25 | 13.75 | Cap Nuts |  |  |  |  | 9.75 | [29 empty] | 8 |  |  |  | Hardwired | 0 | 0 | 0 | 0 | 0 | 0 | 1 | 0 | 0 | 0 | 0 | 014817503234 | 17.5 | 13.5 | 12.5 | 6.8 | 1.709 | 175 | Yes | [9 empty] | cETL Wet | LED Londontowne Outdoor Sconce Black | LED Outdoor Sconce |  | OL11301BK-LED.jpg | OL11301BK.jpg
OL11301WCT | 3 - Light Outdoor Sconce | The traditional wall lanterns of the Londontowne outdoor lighting collection by Feiss boast 16 panes of glass framed with classic, architectural details to complement the chamfered edges of the stately roof line. Dense bubbles in the Clear Seeded glass subtly obscure lamping. Made of a proprietary composition, the exterior has outstanding strength and durability to withstand harsh elements and a 5-year warranty. Offered with incandescent or integrated LED lamping. Finish options include Black and Weathered Chestnut, and the assortment includes 1-Light Outdoor Wall, medium and large 3-Light Outdoor Wall Lanterns, medium and large 3-Light Outdoor Posts, medium and large 3-Light Outdoor Pendants, an LED Outdoor Post, and a 2-Light Outdoor Flushmount. | OUTDOOR | Londontowne | Outdoor Lighting | Weathered Chestnut | WCT | StoneStrong |  |  |  |  | 3 Candelabra B Torpedo 60w |  | 3 | No | [14 empty] | 0 | [12 empty] | 97.95 | 195.9 | 293.85 | W:8 1/4'' H:13 3/4'' E:9 3/4'' | 6.5 |  |  | 8.25 | 13.75 | Cap Nuts |  |  |  |  | 9.75 | [29 empty] | 8 |  |  |  | Hardwired | 0 | 0 | 0 | 0 | 0 | 0 | 0 | 0 | 0 | 0 | 0 | 014817541120 | 17.5 | 14 | 12.5 | 7 | 1.772 | 250 | Yes | [9 empty] | cETL Wet | 3L Londontowne Outdoor Sconce Weathered Chestnut | 3 - Light Outdoor Sconce |  | OL11301WCT.jpg | OL11301WCT.jpg
OL11301WCT-LED | LED Outdoor Sconce | The traditional wall lanterns of the Londontowne outdoor lighting collection by Feiss boast 16 panes of glass framed with classic, architectural details to complement the chamfered edges of the stately roof line. Dense bubbles in the Clear Seeded glass subtly obscure lamping. Made of a proprietary composition, the exterior has outstanding strength and durability to withstand harsh elements and a 5-year warranty. Offered with incandescent or integrated LED lamping. Finish options include Black and Weathered Chestnut, and the assortment includes 1-Light Outdoor Wall, medium and large 3-Light Outdoor Wall Lanterns, medium and large 3-Light Outdoor Posts, medium and large 3-Light Outdoor Pendants, an LED Outdoor Post, and a 2-Light Outdoor Flushmount. | OUTDOOR | Londontowne | Outdoor Lighting | Weathered Chestnut | WCT | StoneStrong | [6 empty] | 1 | No | 1120 | 2700 | 90 | 14 | 120 | 19 - Integrated | MODS - Modules |  | 10 | 100 | LED | 14 | 14 | 50000 | 0 | [12 empty] | 120.95 | 241.9 | 362.85 | W:8 1/4'' H:13 3/4'' E:9 3/4'' | 6 |  |  | 8.25 | 13.75 | Cap Nuts |  |  |  |  | 9.75 | [29 empty] | 8 |  |  |  | Hardwired | 0 | 0 | 0 | 0 | 0 | 0 | 1 | 0 | 0 | 0 | 0 | 014817503258 | 17.5 | 13.5 | 12.5 | 6.8 | 1.709 | 175 | Yes | [9 empty] | cETL Wet | LED Londontowne Outdoor Sconce Weathered Chestnut | LED Outdoor Sconce |  | OL11301WCT-LED.jpg | OL11301WCT.jpg
OL11302BK | 3 - Light Outdoor Sconce | The traditional wall lanterns of the Londontowne outdoor lighting collection by Feiss boast 16 panes of glass framed with classic, architectural details to complement the chamfered edges of the stately roof line. Dense bubbles in the Clear Seeded glass subtly obscure lamping. Made of a proprietary composition, the exterior has outstanding strength and durability to withstand harsh elements and a 5-year warranty. Offered with incandescent or integrated LED lamping. Finish options include Black and Weathered Chestnut, and the assortment includes 1-Light Outdoor Wall, medium and large 3-Light Outdoor Wall Lanterns, medium and large 3-Light Outdoor Posts, medium and large 3-Light Outdoor Pendants, an LED Outdoor Post, and a 2-Light Outdoor Flushmount. | OUTDOOR | Londontowne | Outdoor Lighting | Black | BK | StoneStrong |  |  |  |  | 3 Candelabra B Torpedo 60w |  | 3 | No | [14 empty] | 0 | [12 empty] | 120.95 | 241.9 | 362.85 | W:9 3/4'' H:16'' E:11 1/2'' | 8.6 |  |  | 9.75 | 16 | Cap Nuts |  |  |  |  | 11.5 | [29 empty] | 8 |  |  |  | Hardwired | 0 | 0 | 0 | 0 | 0 | 0 | 0 | 0 | 0 | 0 | 0 | 014817536836 | 20.4 | 16.25 | 15.6 | 9.4 | 2.993 | 250 | Yes | [9 empty] | cETL Wet | 3L Londontowne Outdoor Sconce Black | 3 - Light Outdoor Sconce |  | OL11302BK.jpg | OL11302BK.jpg
OL11302BK-LED | LED Outdoor Sconce | The traditional wall lanterns of the Londontowne outdoor lighting collection by Feiss boast 16 panes of glass framed with classic, architectural details to complement the chamfered edges of the stately roof line. Dense bubbles in the Clear Seeded glass subtly obscure lamping. Made of a proprietary composition, the exterior has outstanding strength and durability to withstand harsh elements and a 5-year warranty. Offered with incandescent or integrated LED lamping. Finish options include Black and Weathered Chestnut, and the assortment includes 1-Light Outdoor Wall, medium and large 3-Light Outdoor Wall Lanterns, medium and large 3-Light Outdoor Posts, medium and large 3-Light Outdoor Pendants, an LED Outdoor Post, and a 2-Light Outdoor Flushmount. | OUTDOOR | Londontowne | Outdoor Lighting | Black | BK | StoneStrong | [6 empty] | 2 | No | 1460 | 2700 | 90 | 9 | 120 | 19 - Integrated | MODS - Modules |  | 10 | 100 | LED | 9 | 9 | 50000 | 0 | [12 empty] | 143.95 | 287.9 | 431.85 | W:9 3/4'' H:16'' E:11 1/2'' | 8.3 |  |  | 9.75 | 16 | Cap Nuts |  |  |  |  | 11.5 | [29 empty] | 8 |  |  |  | Hardwired | 0 | 0 | 0 | 0 | 0 | 0 | 1 | 0 | 0 | 0 | 0 | 014817503265 | 20.25 | 16.25 | 15.5 | 9 | 2.952 | 250 | Yes | [9 empty] | cETL Wet | LED Londontowne Outdoor Sconce Black | LED Outdoor Sconce |  | OL11302BK-LED.jpg | OL11302BK.jpg
OL11302WCT | 3 - Light Outdoor Sconce | The traditional wall lanterns of the Londontowne outdoor lighting collection by Feiss boast 16 panes of glass framed with classic, architectural details to complement the chamfered edges of the stately roof line. Dense bubbles in the Clear Seeded glass subtly obscure lamping. Made of a proprietary composition, the exterior has outstanding strength and durability to withstand harsh elements and a 5-year warranty. Offered with incandescent or integrated LED lamping. Finish options include Black and Weathered Chestnut, and the assortment includes 1-Light Outdoor Wall, medium and large 3-Light Outdoor Wall Lanterns, medium and large 3-Light Outdoor Posts, medium and large 3-Light Outdoor Pendants, an LED Outdoor Post, and a 2-Light Outdoor Flushmount. | OUTDOOR | Londontowne | Outdoor Lighting | Weathered Chestnut | WCT | StoneStrong |  |  |  |  | 3 Candelabra B Torpedo 60w |  | 3 | No | [14 empty] | 0 | [12 empty] | 120.95 | 241.9 | 362.85 | W:9 3/4'' H:16'' E:11 1/2'' | 8.5 |  |  | 9.75 | 16 | Cap Nuts |  |  |  |  | 11.5 | [29 empty] | 8 |  |  |  | Hardwired | 0 | 0 | 0 | 0 | 0 | 0 | 0 | 0 | 0 | 0 | 0 | 014817541137 | 20.4 | 16.25 | 15.6 | 9.4 | 2.993 | 250 | Yes | [9 empty] | cETL Wet | 3L Londontowne Outdoor Sconce Weathered Chestnut | 3 - Light Outdoor Sconce |  | OL11302WCT.jpg | OL11302WCT.jpg
OL11302WCT-LED | LED Outdoor Sconce | The traditional wall lanterns of the Londontowne outdoor lighting collection by Feiss boast 16 panes of glass framed with classic, architectural details to complement the chamfered edges of the stately roof line. Dense bubbles in the Clear Seeded glass subtly obscure lamping. Made of a proprietary composition, the exterior has outstanding strength and durability to withstand harsh elements and a 5-year warranty. Offered with incandescent or integrated LED lamping. Finish options include Black and Weathered Chestnut, and the assortment includes 1-Light Outdoor Wall, medium and large 3-Light Outdoor Wall Lanterns, medium and large 3-Light Outdoor Posts, medium and large 3-Light Outdoor Pendants, an LED Outdoor Post, and a 2-Light Outdoor Flushmount. | OUTDOOR | Londontowne | Outdoor Lighting | Weathered Chestnut | WCT | StoneStrong | [6 empty] | 2 | No | 1460 | 2700 | 90 | 9 | 120 | 19 - Integrated | MODS - Modules |  | 10 | 100 | LED | 9 | 9 | 50000 | 0 | [12 empty] | 143.95 | 287.9 | 431.85 | W:9 3/4'' H:16'' E:11 1/2'' | 8.5 |  |  | 9.75 | 16 | Cap Nuts |  |  |  |  | 11.5 | [29 empty] | 8 |  |  |  | Hardwired | 0 | 0 | 0 | 0 | 0 | 0 | 1 | 0 | 0 | 0 | 0 | 014817499636 | 20.25 | 16.25 | 15.5 | 9 | 2.952 | 250 | Yes | [9 empty] | cETL Wet | LED Londontowne Outdoor Sconce Weathered Chestnut | LED Outdoor Sconce |  | OL11302WCT-LED.jpg | OL11302WCT.jpg
OL11307BK | 3 - Light Outdoor Post | The traditional wall lanterns of the Londontowne outdoor lighting collection by Feiss boast 16 panes of glass framed with classic, architectural details to complement the chamfered edges of the stately roof line. Dense bubbles in the Clear Seeded glass subtly obscure lamping. Made of a proprietary composition, the exterior has outstanding strength and durability to withstand harsh elements and a 5-year warranty. Offered with incandescent or integrated LED lamping. Finish options include Black and Weathered Chestnut, and the assortment includes 1-Light Outdoor Wall, medium and large 3-Light Outdoor Wall Lanterns, medium and large 3-Light Outdoor Posts, medium and large 3-Light Outdoor Pendants, an LED Outdoor Post, and a 2-Light Outdoor Flushmount. | OUTDOOR | Londontowne | Outdoor Lighting | Black | BK | StoneStrong |  |  |  |  | 3 Candelabra B Torpedo 60w |  | 3 | No | [14 empty] | 0 | [12 empty] | 109.45 | 218.9 | 328.35 | L:8 1/4'' W:8 1/4'' H:17'' | 4 |  | 8.25 | 8.25 | 17 | Post | [34 empty] | 12 | Black/White |  |  | Hardwired | 0 | 0 | 0 | 0 | 0 | 0 | 0 | 0 | 0 | 0 | 0 | 014817536843 | 20.5 | 11.6 | 14 | 6.5 | 1.927 | 250 | Yes | [9 empty] | cETL Wet | 3L Londontowne Outdoor Post Black | 3 - Light Outdoor Post |  | OL11307BK.jpg | OL11307BK.jpg
OL11307BK-LED | LED Outdoor Post | The traditional wall lanterns of the Londontowne outdoor lighting collection by Feiss boast 16 panes of glass framed with classic, architectural details to complement the chamfered edges of the stately roof line. Dense bubbles in the Clear Seeded glass subtly obscure lamping. Made of a proprietary composition, the exterior has outstanding strength and durability to withstand harsh elements and a 5-year warranty. Offered with incandescent or integrated LED lamping. Finish options include Black and Weathered Chestnut, and the assortment includes 1-Light Outdoor Wall, medium and large 3-Light Outdoor Wall Lanterns, medium and large 3-Light Outdoor Posts, medium and large 3-Light Outdoor Pendants, an LED Outdoor Post, and a 2-Light Outdoor Flushmount. | OUTDOOR | Londontowne | Outdoor Lighting | Black | BK | StoneStrong | [6 empty] | 1 | No | 1120 | 2700 | 90 | 14 | 120 | 19 - Integrated | MODS - Modules |  | 10 | 100 | LED | 14 | 14 | 50000 | 0 | [12 empty] | 132.45 | 264.9 | 397.35 | W:8 1/4'' H:17'' | 4 |  |  | 8.25 | 17 | Post | [34 empty] | 12 | Black/White |  |  | Hardwired | 0 | 0 | 0 | 0 | 0 | 0 | 1 | 0 | 0 | 0 | 0 | 014817499681 | 20.18 | 13.58 | 11.25 | 6.35 | 1.784 | 250 | Yes | [9 empty] | cETL Wet | LED Londontowne Outdoor Post Black | LED Outdoor Post |  | OL11307BK-LED.jpg | OL11307BK.jpg
OL11307WCT | 3 - Light Outdoor Post | The traditional wall lanterns of the Londontowne outdoor lighting collection by Feiss boast 16 panes of glass framed with classic, architectural details to complement the chamfered edges of the stately roof line. Dense bubbles in the Clear Seeded glass subtly obscure lamping. Made of a proprietary composition, the exterior has outstanding strength and durability to withstand harsh elements and a 5-year warranty. Offered with incandescent or integrated LED lamping. Finish options include Black and Weathered Chestnut, and the assortment includes 1-Light Outdoor Wall, medium and large 3-Light Outdoor Wall Lanterns, medium and large 3-Light Outdoor Posts, medium and large 3-Light Outdoor Pendants, an LED Outdoor Post, and a 2-Light Outdoor Flushmount. | OUTDOOR | Londontowne | Outdoor Lighting | Weathered Chestnut | WCT | StoneStrong |  |  |  |  | 3 Candelabra B Torpedo 60w |  | 3 | No | [14 empty] | 0 | [12 empty] | 109.45 | 218.9 | 328.35 | W:8 1/4'' H:17'' | 4 |  |  | 8.25 | 17 | Post | [34 empty] | 12 | Black/White |  |  | Hardwired | 0 | 0 | 0 | 0 | 0 | 0 | 0 | 0 | 0 | 0 | 0 | 014817541168 | 20.5 | 11.6 | 14 | 6.5 | 1.927 | 250 | Yes | [9 empty] | cETL Wet | 3L Londontowne Outdoor Post Weathered Chestnut | 3 - Light Outdoor Post |  | OL11307WCT.jpg | OL11307WCT.jpg
OL11307WCT-LED | LED Outdoor Post | The traditional wall lanterns of the Londontowne outdoor lighting collection by Feiss boast 16 panes of glass framed with classic, architectural details to complement the chamfered edges of the stately roof line. Dense bubbles in the Clear Seeded glass subtly obscure lamping. Made of a proprietary composition, the exterior has outstanding strength and durability to withstand harsh elements and a 5-year warranty. Offered with incandescent or integrated LED lamping. Finish options include Black and Weathered Chestnut, and the assortment includes 1-Light Outdoor Wall, medium and large 3-Light Outdoor Wall Lanterns, medium and large 3-Light Outdoor Posts, medium and large 3-Light Outdoor Pendants, an LED Outdoor Post, and a 2-Light Outdoor Flushmount. | OUTDOOR | Londontowne | Outdoor Lighting | Weathered Chestnut | WCT | StoneStrong | [6 empty] | 1 | No | 1120 | 2700 | 90 | 14 | 120 | 19 - Integrated | MODS - Modules |  | 10 | 100 | LED | 14 | 14 | 50000 | 0 | [12 empty] | 132.45 | 264.9 | 397.35 | W:8 1/4'' H:17'' | 4 |  |  | 8.25 | 17 | Post | [34 empty] | 12 | Black/White |  |  | Hardwired | 0 | 0 | 0 | 0 | 0 | 0 | 1 | 0 | 0 | 0 | 0 | 014817503272 | 20.25 | 12 | 14.25 | 6.4 | 2.004 | 250 | Yes | [9 empty] | cETL Wet | LED Londontowne Outdoor Post Weathered Chestnut | LED Outdoor Post |  | OL11307WCT-LED.jpg | OL11307WCT.jpg
OL11308BK | 3 - Light Outdoor Post | The traditional wall lanterns of the Londontowne outdoor lighting collection by Feiss boast 16 panes of glass framed with classic, architectural details to complement the chamfered edges of the stately roof line. Dense bubbles in the Clear Seeded glass subtly obscure lamping. Made of a proprietary composition, the exterior has outstanding strength and durability to withstand harsh elements and a 5-year warranty. Offered with incandescent or integrated LED lamping. Finish options include Black and Weathered Chestnut, and the assortment includes 1-Light Outdoor Wall, medium and large 3-Light Outdoor Wall Lanterns, medium and large 3-Light Outdoor Posts, medium and large 3-Light Outdoor Pendants, an LED Outdoor Post, and a 2-Light Outdoor Flushmount. | OUTDOOR | Londontowne | Outdoor Lighting | Black | BK | StoneStrong |  |  |  |  | 3 Candelabra B Torpedo 60w |  | 3 | No | [14 empty] | 0 | [12 empty] | 132.45 | 264.9 | 397.35 | W:9 3/4'' H:19 1/2'' | 6 |  |  | 9.75 | 19.5 | Post | [34 empty] | 12 | Black/White |  |  | Hardwired | 0 | 0 | 0 | 0 | 0 | 0 | 0 | 0 | 0 | 0 | 0 | 014817536850 | 23.38 | 14 | 15.5 | 8.6 | 2.936 | 250 | Yes | [9 empty] | cETL Wet | 3L Londontowne Outdoor Post Black | 3 - Light Outdoor Post |  | OL11308BK.jpg | OL11308BK.jpg
OL11308BK-LED | LED Outdoor Post | The traditional wall lanterns of the Londontowne outdoor lighting collection by Feiss boast 16 panes of glass framed with classic, architectural details to complement the chamfered edges of the stately roof line. Dense bubbles in the Clear Seeded glass subtly obscure lamping. Made of a proprietary composition, the exterior has outstanding strength and durability to withstand harsh elements and a 5-year warranty. Offered with incandescent or integrated LED lamping. Finish options include Black and Weathered Chestnut, and the assortment includes 1-Light Outdoor Wall, medium and large 3-Light Outdoor Wall Lanterns, medium and large 3-Light Outdoor Posts, medium and large 3-Light Outdoor Pendants, an LED Outdoor Post, and a 2-Light Outdoor Flushmount. | OUTDOOR | Londontowne | Outdoor Lighting | Black | BK | StoneStrong | [6 empty] | 2 | No | 1460 | 2700 | 90 | 9 | 120 | 19 - Integrated | MODS - Modules |  | 10 | 100 | LED | 9 | 9 | 50000 | 0 | [12 empty] | 143.95 | 287.9 | 431.85 | W:9 3/4'' H:19 1/2'' | 6 |  |  | 9.75 | 19.5 | Post | [34 empty] | 12 | Black/White |  |  | Hardwired | 0 | 0 | 0 | 0 | 0 | 0 | 1 | 0 | 0 | 0 | 0 | 014817503289 | 23.58 | 13.75 | 15.25 | 8.65 | 2.861 | 250 | Yes | [9 empty] | cETL Wet | LED Londontowne Outdoor Post Black | LED Outdoor Post |  | OL11308BK-LED.jpg | OL11308BK.jpg
OL11308WCT | 3 - Light Outdoor Post | The traditional wall lanterns of the Londontowne outdoor lighting collection by Feiss boast 16 panes of glass framed with classic, architectural details to complement the chamfered edges of the stately roof line. Dense bubbles in the Clear Seeded glass subtly obscure lamping. Made of a proprietary composition, the exterior has outstanding strength and durability to withstand harsh elements and a 5-year warranty. Offered with incandescent or integrated LED lamping. Finish options include Black and Weathered Chestnut, and the assortment includes 1-Light Outdoor Wall, medium and large 3-Light Outdoor Wall Lanterns, medium and large 3-Light Outdoor Posts, medium and large 3-Light Outdoor Pendants, an LED Outdoor Post, and a 2-Light Outdoor Flushmount. | OUTDOOR | Londontowne | Outdoor Lighting | Weathered Chestnut | WCT | StoneStrong |  |  |  |  | 3 Candelabra B Torpedo 60w |  | 3 | No | [14 empty] | 0 | [12 empty] | 132.45 | 264.9 | 397.35 | W:9 3/4'' H:19 1/2'' | 6 |  |  | 9.75 | 19.5 | Post | [34 empty] | 12 | Black/White |  |  | Hardwired | 0 | 0 | 0 | 0 | 0 | 0 | 0 | 0 | 0 | 0 | 0 | 014817541175 | 23.38 | 14 | 15.5 | 8.6 | 2.936 | 250 | Yes | [9 empty] | cETL Wet | 3L Londontowne Outdoor Post Weathered Chestnut | 3 - Light Outdoor Post |  | OL11308WCT.jpg | OL11308WCT.jpg
OL11308WCT-LED | LED Outdoor Post | The traditional wall lanterns of the Londontowne outdoor lighting collection by Feiss boast 16 panes of glass framed with classic, architectural details to complement the chamfered edges of the stately roof line. Dense bubbles in the Clear Seeded glass subtly obscure lamping. Made of a proprietary composition, the exterior has outstanding strength and durability to withstand harsh elements and a 5-year warranty. Offered with incandescent or integrated LED lamping. Finish options include Black and Weathered Chestnut, and the assortment includes 1-Light Outdoor Wall, medium and large 3-Light Outdoor Wall Lanterns, medium and large 3-Light Outdoor Posts, medium and large 3-Light Outdoor Pendants, an LED Outdoor Post, and a 2-Light Outdoor Flushmount. | OUTDOOR | Londontowne | Outdoor Lighting | Weathered Chestnut | WCT | StoneStrong | [6 empty] | 2 | No | 1460 | 2700 | 90 | 9 | 120 | 19 - Integrated | MODS - Modules |  | 10 | 100 | LED | 9 | 9 | 50000 | 0 | [12 empty] | 143.95 | 287.9 | 431.85 | W:9 3/4'' H:19 1/2'' | 6 |  |  | 9.75 | 19.5 | Post | [34 empty] | 12 | Black/White |  |  | Hardwired | 0 | 0 | 0 | 0 | 0 | 0 | 1 | 0 | 0 | 0 | 0 | 014817499728 | 25.58 | 13.75 | 15.25 | 8.5 | 3.104 | 250 | Yes | [9 empty] | cETL Wet | LED Londontowne Outdoor Post Weathered Chestnut | LED Outdoor Post |  | OL11308WCT-LED.jpg | OL11308WCT.jpg
OL11309BK | 3 - Light Outdoor Pendant | The traditional wall lanterns of the Londontowne outdoor lighting collection by Feiss boast 16 panes of glass framed with classic, architectural details to complement the chamfered edges of the stately roof line. Dense bubbles in the Clear Seeded glass subtly obscure lamping. Made of a proprietary composition, the exterior has outstanding strength and durability to withstand harsh elements and a 5-year warranty. Offered with incandescent or integrated LED lamping. Finish options include Black and Weathered Chestnut, and the assortment includes 1-Light Outdoor Wall, medium and large 3-Light Outdoor Wall Lanterns, medium and large 3-Light Outdoor Posts, medium and large 3-Light Outdoor Pendants, an LED Outdoor Post, and a 2-Light Outdoor Flushmount. | OUTDOOR | Londontowne | Outdoor Lighting | Black | BK | StoneStrong |  |  |  |  | 3 Candelabra B Torpedo 60w |  | 3 | No | [14 empty] | 0 | [12 empty] | 109.95 | 219.9 | 329.85 | W:8 1/4'' H:15'' | 5 |  |  | 8.25 | 15 | Center Lock-Up | [34 empty] | 180 | Black | 60 |  | Hardwired | 0 | 0 | 0 | 0 | 0 | 0 | 0 | 0 | 0 | 0 | 0 | 014817536867 | 20.6 | 11.5 | 13.75 | 7.7 | 1.885 | 175 | Yes | [9 empty] | cETL Damp | 3L Londontowne Outdoor Pendant Black | 3 - Light Outdoor Pendant |  | OL11309BK.jpg | OL11309BK.jpg
OL11309BK-LED | LED Outdoor Pendant | The traditional wall lanterns of the Londontowne outdoor lighting collection by Feiss boast 16 panes of glass framed with classic, architectural details to complement the chamfered edges of the stately roof line. Dense bubbles in the Clear Seeded glass subtly obscure lamping. Made of a proprietary composition, the exterior has outstanding strength and durability to withstand harsh elements and a 5-year warranty. Offered with incandescent or integrated LED lamping. Finish options include Black and Weathered Chestnut, and the assortment includes 1-Light Outdoor Wall, medium and large 3-Light Outdoor Wall Lanterns, medium and large 3-Light Outdoor Posts, medium and large 3-Light Outdoor Pendants, an LED Outdoor Post, and a 2-Light Outdoor Flushmount. | OUTDOOR | Londontowne | Outdoor Lighting | Black | BK | StoneStrong | [6 empty] | 1 | No | 1120 | 2700 | 90 | 14 | 120 | 19 - Integrated | MODS - Modules |  | 10 | 100 | LED | 14 | 14 | 50000 | 0 | [12 empty] | 132.95 | 265.9 | 398.85 | W:8 1/4'' H:15'' | 5 |  |  | 8.25 | 15 | Center Lock-Up | [34 empty] | 180 | Black | 60 |  | Hardwired | 0 | 0 | 0 | 0 | 0 | 0 | 1 | 0 | 0 | 0 | 0 | 014817499643 | 20.25 | 12 | 14.25 | 7.4 | 2.004 | 250 | Yes | [9 empty] | cETL Damp | LED Londontowne Outdoor Pendant Black | LED Outdoor Pendant |  | OL11309BK-LED.jpg | OL11309BK.jpg
OL11309WCT | 3 - Light Outdoor Pendant | The traditional wall lanterns of the Londontowne outdoor lighting collection by Feiss boast 16 panes of glass framed with classic, architectural details to complement the chamfered edges of the stately roof line. Dense bubbles in the Clear Seeded glass subtly obscure lamping. Made of a proprietary composition, the exterior has outstanding strength and durability to withstand harsh elements and a 5-year warranty. Offered with incandescent or integrated LED lamping. Finish options include Black and Weathered Chestnut, and the assortment includes 1-Light Outdoor Wall, medium and large 3-Light Outdoor Wall Lanterns, medium and large 3-Light Outdoor Posts, medium and large 3-Light Outdoor Pendants, an LED Outdoor Post, and a 2-Light Outdoor Flushmount. | OUTDOOR | Londontowne | Outdoor Lighting | Weathered Chestnut | WCT | StoneStrong |  |  |  |  | 3 Candelabra B Torpedo 60w |  | 3 | No | [14 empty] | 0 | [12 empty] | 109.95 | 219.9 | 329.85 | W:8 1/4'' H:15'' | 5 |  |  | 8.25 | 15 | Center Lock-Up | [34 empty] | 180 | Black | 60 |  | Hardwired | 0 | 0 | 0 | 0 | 0 | 0 | 0 | 0 | 0 | 0 | 0 | 014817541144 | 20.6 | 11.5 | 13.75 | 7.7 | 1.885 | 175 | Yes | [9 empty] | cETL Damp | 3L Londontowne Outdoor Pendant Weathered Chestnut | 3 - Light Outdoor Pendant |  | OL11309WCT.jpg | OL11309WCT.jpg
OL11309WCT-LED | LED Outdoor Pendant | The traditional wall lanterns of the Londontowne outdoor lighting collection by Feiss boast 16 panes of glass framed with classic, architectural details to complement the chamfered edges of the stately roof line. Dense bubbles in the Clear Seeded glass subtly obscure lamping. Made of a proprietary composition, the exterior has outstanding strength and durability to withstand harsh elements and a 5-year warranty. Offered with incandescent or integrated LED lamping. Finish options include Black and Weathered Chestnut, and the assortment includes 1-Light Outdoor Wall, medium and large 3-Light Outdoor Wall Lanterns, medium and large 3-Light Outdoor Posts, medium and large 3-Light Outdoor Pendants, an LED Outdoor Post, and a 2-Light Outdoor Flushmount. | OUTDOOR | Londontowne | Outdoor Lighting | Weathered Chestnut | WCT | StoneStrong | [6 empty] | 1 | No | 1120 | 2700 | 90 | 14 | 120 | 19 - Integrated | MODS - Modules |  | 10 | 100 | LED | 14 | 14 | 50000 | 0 | [12 empty] | 132.95 | 265.9 | 398.85 | W:8 1/4'' H:15'' | 5 |  |  | 8.25 | 15 | Center Lock-Up | [34 empty] | 180 | Black | 60 |  | Hardwired | 0 | 0 | 0 | 0 | 0 | 0 | 1 | 0 | 0 | 0 | 0 | 014817499650 | 20.25 | 12 | 14.25 | 7.4 | 2.004 | 250 | Yes | [9 empty] | cETL Damp | LED Londontowne Outdoor Pendant Weathered Chestnut | LED Outdoor Pendant |  | OL11309WCT-LED.jpg | OL11309WCT.jpg
OL11311BK | 3 - Light Outdoor Pendant | The traditional wall lanterns of the Londontowne outdoor lighting collection by Feiss boast 16 panes of glass framed with classic, architectural details to complement the chamfered edges of the stately roof line. Dense bubbles in the Clear Seeded glass subtly obscure lamping. Made of a proprietary composition, the exterior has outstanding strength and durability to withstand harsh elements and a 5-year warranty. Offered with incandescent or integrated LED lamping. Finish options include Black and Weathered Chestnut, and the assortment includes 1-Light Outdoor Wall, medium and large 3-Light Outdoor Wall Lanterns, medium and large 3-Light Outdoor Posts, medium and large 3-Light Outdoor Pendants, an LED Outdoor Post, and a 2-Light Outdoor Flushmount. | OUTDOOR | Londontowne | Outdoor Lighting | Black | BK | StoneStrong |  |  |  |  | 3 Candelabra B Torpedo 60w |  | 3 | No | [14 empty] | 0 | [12 empty] | 132.95 | 265.9 | 398.85 | W:9 3/4'' H:17 1/4'' | 7 |  |  | 9.75 | 17.25 | Center Lock-Up | [34 empty] | 180 | Black | 60 |  | Hardwired | 0 | 0 | 0 | 0 | 0 | 0 | 0 | 0 | 0 | 0 | 0 | 014817536874 | 20.1 | 13.75 | 15.5 | 9.3 | 2.479 | 250 | Yes | [9 empty] | cETL Damp | 3L Londontowne Outdoor Pendant Black | 3 - Light Outdoor Pendant |  | OL11311BK.jpg | OL11311BK.jpg
OL11311BK-LED | LED Outdoor Pendant | The traditional wall lanterns of the Londontowne outdoor lighting collection by Feiss boast 16 panes of glass framed with classic, architectural details to complement the chamfered edges of the stately roof line. Dense bubbles in the Clear Seeded glass subtly obscure lamping. Made of a proprietary composition, the exterior has outstanding strength and durability to withstand harsh elements and a 5-year warranty. Offered with incandescent or integrated LED lamping. Finish options include Black and Weathered Chestnut, and the assortment includes 1-Light Outdoor Wall, medium and large 3-Light Outdoor Wall Lanterns, medium and large 3-Light Outdoor Posts, medium and large 3-Light Outdoor Pendants, an LED Outdoor Post, and a 2-Light Outdoor Flushmount. | OUTDOOR | Londontowne | Outdoor Lighting | Black | BK | StoneStrong | [6 empty] | 2 | No | 1460 | 2700 | 90 | 9 | 120 | 19 - Integrated | MODS - Modules |  | 10 | 100 | LED | 9 | 9 | 50000 | 0 | [12 empty] | 161.95 | 323.9 | 485.85 | W:9 3/4'' H:17 1/4'' | 7.2 |  |  | 9.75 | 17.25 | Center Lock-Up | [34 empty] | 180 | Black | 60 |  | Hardwired | 0 | 0 | 0 | 0 | 0 | 0 | 1 | 0 | 0 | 0 | 0 | 014817499667 | 20.5 | 13.75 | 15.38 | 9.4 | 2.509 | 250 | Yes | [9 empty] | cETL Damp | LED Londontowne Outdoor Pendant Black | LED Outdoor Pendant |  | OL11311BK-LED.jpg | OL11311BK.jpg
OL11311WCT | 3 - Light Outdoor Pendant | The traditional wall lanterns of the Londontowne outdoor lighting collection by Feiss boast 16 panes of glass framed with classic, architectural details to complement the chamfered edges of the stately roof line. Dense bubbles in the Clear Seeded glass subtly obscure lamping. Made of a proprietary composition, the exterior has outstanding strength and durability to withstand harsh elements and a 5-year warranty. Offered with incandescent or integrated LED lamping. Finish options include Black and Weathered Chestnut, and the assortment includes 1-Light Outdoor Wall, medium and large 3-Light Outdoor Wall Lanterns, medium and large 3-Light Outdoor Posts, medium and large 3-Light Outdoor Pendants, an LED Outdoor Post, and a 2-Light Outdoor Flushmount. | OUTDOOR | Londontowne | Outdoor Lighting | Weathered Chestnut | WCT | StoneStrong |  |  |  |  | 3 Candelabra B Torpedo 60w |  | 3 | No | [14 empty] | 0 | [12 empty] | 132.95 | 265.9 | 398.85 | W:9 3/4'' H:17 1/4'' | 7 |  |  | 9.75 | 17.25 | Center Lock-Up | [34 empty] | 180 | Black | 60 |  | Hardwired | 0 | 0 | 0 | 0 | 0 | 0 | 0 | 0 | 0 | 0 | 0 | 014817541151 | 20.1 | 13.75 | 15.5 | 9.3 | 2.479 | 250 | Yes | [9 empty] | cETL Damp | 3L Londontowne Outdoor Pendant Weathered Chestnut | 3 - Light Outdoor Pendant |  | OL11311WCT.jpg | OL11311WCT.jpg
OL11311WCT-LED | LED Outdoor Pendant | The traditional wall lanterns of the Londontowne outdoor lighting collection by Feiss boast 16 panes of glass framed with classic, architectural details to complement the chamfered edges of the stately roof line. Dense bubbles in the Clear Seeded glass subtly obscure lamping. Made of a proprietary composition, the exterior has outstanding strength and durability to withstand harsh elements and a 5-year warranty. Offered with incandescent or integrated LED lamping. Finish options include Black and Weathered Chestnut, and the assortment includes 1-Light Outdoor Wall, medium and large 3-Light Outdoor Wall Lanterns, medium and large 3-Light Outdoor Posts, medium and large 3-Light Outdoor Pendants, an LED Outdoor Post, and a 2-Light Outdoor Flushmount. | OUTDOOR | Londontowne | Outdoor Lighting | Weathered Chestnut | WCT | StoneStrong | [6 empty] | 2 | No | 1460 | 2700 | 90 | 9 | 120 | 19 - Integrated | MODS - Modules |  | 10 | 100 | LED | 9 | 9 | 50000 | 0 | [12 empty] | 161.95 | 323.9 | 485.85 | W:9 3/4'' H:17 1/4'' | 7.2 |  |  | 9.75 | 17.25 | Center Lock-Up | [34 empty] | 180 | Black | 60 |  | Hardwired | 0 | 0 | 0 | 0 | 0 | 0 | 1 | 0 | 0 | 0 | 0 | 014817499674 | 20.38 | 15.58 | 15.38 | 9.5 | 2.826 | 250 | Yes | [9 empty] | cETL Damp | LED Londontowne Outdoor Pendant Weathered Chestnut | LED Outdoor Pendant |  | OL11311WCT-LED.jpg | OL11311WCT.jpg
OL11313BK | 2 - Light Outdoor Flush | The traditional wall lanterns of the Londontowne outdoor lighting collection by Feiss boast 16 panes of glass framed with classic, architectural details to complement the chamfered edges of the stately roof line. Dense bubbles in the Clear Seeded glass subtly obscure lamping. Made of a proprietary composition, the exterior has outstanding strength and durability to withstand harsh elements and a 5-year warranty. Offered with incandescent or integrated LED lamping. Finish options include Black and Weathered Chestnut, and the assortment includes 1-Light Outdoor Wall, medium and large 3-Light Outdoor Wall Lanterns, medium and large 3-Light Outdoor Posts, medium and large 3-Light Outdoor Pendants, an LED Outdoor Post, and a 2-Light Outdoor Flushmount. | OUTDOOR | Londontowne | Outdoor Lighting | Black | BK | StoneStrong |  |  |  |  | 2 Medium A19 75w |  | 2 | No | [14 empty] | 0 | [12 empty] | 86.45 | 172.9 | 259.35 | W:11 3/4'' H:5 1/8'' |  |  |  | 11.75 | 5.125 | Key Slots | [34 empty] | 8 |  |  |  | Hardwired | 0 | 0 | 0 | 0 | 0 | 0 | 0 | 0 | 0 | 0 | 0 | 014817536881 | 16.25 | 16.25 | 13.5 | 8.7 | 2.063 | 175 | Yes | [9 empty] | cETL Damp | 2L Londontowne Outdoor Flush | 2 - Light Outdoor Flush |  | OL11313BK.jpg | OL11313BK.jpg
OL11313BK-LED | LED Outdoor Flush | The traditional wall lanterns of the Londontowne outdoor lighting collection by Feiss boast 16 panes of glass framed with classic, architectural details to complement the chamfered edges of the stately roof line. Dense bubbles in the Clear Seeded glass subtly obscure lamping. Made of a proprietary composition, the exterior has outstanding strength and durability to withstand harsh elements and a 5-year warranty. Offered with incandescent or integrated LED lamping. Finish options include Black and Weathered Chestnut, and the assortment includes 1-Light Outdoor Wall, medium and large 3-Light Outdoor Wall Lanterns, medium and large 3-Light Outdoor Posts, medium and large 3-Light Outdoor Pendants, an LED Outdoor Post, and a 2-Light Outdoor Flushmount. | OUTDOOR | Londontowne | Outdoor Lighting | Black | BK | StoneStrong | [6 empty] | 2 | No | 2240 | 2700 | 90 | 14 | 120 | 19 - Integrated | MODS - Modules |  | 10 | 100 | LED | 14 | 14 | 50000 | 0 | [12 empty] | 103.95 | 207.9 | 311.85 | W:11 3/4'' H:5 1/8'' | 7.9 |  |  | 11.75 | 5.125 | Key Slots | [34 empty] | 8 |  |  |  | Hardwired | 0 | 0 | 0 | 0 | 0 | 0 | 1 | 0 | 0 | 0 | 0 | 014817499735 | 15.58 | 16.25 | 14 | 8.6 | 2.051 | 175 | Yes | [9 empty] | cETL Damp | LED Londontowne Outdoor Flush Black | LED Outdoor Flush |  | OL11313BK-LED.jpg | OL11313BK.jpg
OL11313WCT | 2 - Light Outdoor Flush | The traditional wall lanterns of the Londontowne outdoor lighting collection by Feiss boast 16 panes of glass framed with classic, architectural details to complement the chamfered edges of the stately roof line. Dense bubbles in the Clear Seeded glass subtly obscure lamping. Made of a proprietary composition, the exterior has outstanding strength and durability to withstand harsh elements and a 5-year warranty. Offered with incandescent or integrated LED lamping. Finish options include Black and Weathered Chestnut, and the assortment includes 1-Light Outdoor Wall, medium and large 3-Light Outdoor Wall Lanterns, medium and large 3-Light Outdoor Posts, medium and large 3-Light Outdoor Pendants, an LED Outdoor Post, and a 2-Light Outdoor Flushmount. | OUTDOOR | Londontowne | Outdoor Lighting | Weathered Chestnut | WCT | StoneStrong |  |  |  |  | 2 Medium A19 75w |  | 2 | No | [14 empty] | 0 | [12 empty] | 86.45 | 172.9 | 259.35 | W:11 3/4'' H:5 1/8'' |  |  |  | 11.75 | 5.125 | Key Slots | [34 empty] | 8 |  |  |  | Hardwired | 0 | 0 | 0 | 0 | 0 | 0 | 0 | 0 | 0 | 0 | 0 | 014817541182 | 16.25 | 16.25 | 13.5 | 8.7 | 2.063 | 175 | Yes | [9 empty] | cETL Damp | 2L Londontowne Outdoor Flush Weathered Chestnut | 2 - Light Outdoor Flush |  | OL11313WCT.jpg | OL11313WCT.jpg
OL11313WCT-LED | LED Outdoor Flush | The traditional wall lanterns of the Londontowne outdoor lighting collection by Feiss boast 16 panes of glass framed with classic, architectural details to complement the chamfered edges of the stately roof line. Dense bubbles in the Clear Seeded glass subtly obscure lamping. Made of a proprietary composition, the exterior has outstanding strength and durability to withstand harsh elements and a 5-year warranty. Offered with incandescent or integrated LED lamping. Finish options include Black and Weathered Chestnut, and the assortment includes 1-Light Outdoor Wall, medium and large 3-Light Outdoor Wall Lanterns, medium and large 3-Light Outdoor Posts, medium and large 3-Light Outdoor Pendants, an LED Outdoor Post, and a 2-Light Outdoor Flushmount. | OUTDOOR | Londontowne | Outdoor Lighting | Weathered Chestnut | WCT | StoneStrong | [6 empty] | 2 | No | 2240 | 2700 | 90 | 14 | 120 | 19 - Integrated | MODS - Modules |  | 10 | 100 | LED | 14 | 14 | 50000 | 0 | [12 empty] | 103.95 | 207.9 | 311.85 | W:11 3/4'' H:5 1/8'' | 7.9 |  |  | 11.75 | 5.125 | Key Slots | [34 empty] | 8 |  |  |  | Hardwired | 0 | 0 | 0 | 0 | 0 | 0 | 1 | 0 | 0 | 0 | 0 | 014817503296 | 16.58 | 16.25 | 14 | 8.6 | 2.183 | 250 | Yes | [9 empty] | cETL Damp | LED Londontowne Outdoor Flush Weathered Chestnut | LED Outdoor Flush |  | OL11313WCT-LED.jpg | OL11313WCT.jpg
OL11601ORB-LED | 2 - Light ADA Outdoor LED Wall | The Mattix outdoor lighting collection by Feiss combines exemplary engineering and beautiful modern design into wall sconces unlike any others. Vertically recessed LED light softly grazes across recessed inserts, unique with rich texture. The Oil Rubbed Bronze finish of the sleek outer frame is paired with a metal insert specially treated to create a heavily textured, organic pattern. The Painted Silver finish complements a clear glass insert deeply carved, vertically, to suggest a waterfall. While rated for outdoor lighting use, Mattix wall sconces can also be used for indoor applications, such as a media room where soft accent lighting versus task lighting is preferred. The line includes three, varying sizes of outdoor lighting wall sconces. ADA compliant. | OUTDOOR | Mattix | Outdoor Lighting | Oil Rubbed Bronze | ORB | Cast Aluminum |  |  |  |  | 1 Integrated Array 20w |  | 1 | Yes | 1800 | 2700 | 90 | 20 |  | 19 - Integrated | MODS - Modules |  | 10 | 100 | LED |  |  | 50000 | 0 | [12 empty] | 158.48 | 316.96 | 475.44 | W:6'' H:14 3/8'' E:3 1/2'' | 6 |  |  | 6 | 14.375 | Universal Mounting Plate |  |  |  |  | 3.5 | [25 empty] | DP:1'' W:5 3/4'' H:7 7/8'' OB DOWN:7 1/4'' Rectangular |  |  |  | 8 |  |  |  | Hardwired | 1 | 0 | 0 | 0 | 0 | 0 | 1 | 0 | 0 | 0 | 0 | 014817565744 | 19.25 | 10 | 7.5 | 7.4 | 0.836 | 100 | Yes | [9 empty] | cETL Wet | MATTIX 14.5IN O.WALL LED O.RBD BZ | 2 - Light Outdoor Wall Lantern |  | OL11601ORB-LED.jpg | OL11601ORBLED.jpg
OL11601PSI-LED | 2 - Light Outdoor LED Wall Lantern | The Mattix outdoor lighting collection by Feiss combines exemplary engineering and beautiful modern design into wall sconces unlike any others. Vertically recessed LED light softly grazes across recessed inserts, unique with rich texture. The Oil Rubbed Bronze finish of the sleek outer frame is paired with a metal insert specially treated to create a heavily textured, organic pattern. The Painted Silver finish complements a clear glass insert deeply carved, vertically, to suggest a waterfall. While rated for outdoor lighting use, Mattix wall sconces can also be used for indoor applications, such as a media room where soft accent lighting versus task lighting is preferred. The line includes three, varying sizes of outdoor lighting wall sconces. ADA compliant. | OUTDOOR | Mattix | Outdoor Lighting | Painted Silver | PSI | Cast Aluminum |  |  |  |  | 1 Integrated Array 20w |  | 1 | Yes | 1800 | 2700 | 90 | 20 |  | 19 - Integrated | MODS - Modules |  | 10 | 100 | LED |  |  | 50000 | 0 | [12 empty] | 134.5 | 269 | 403.5 | L:14 1/2'' W:6'' H:7'' E:3 1/2'' | 6.5 |  | 14.5 | 6 | 7 | Universal Mounting Plate |  |  |  |  | 3.5 | [25 empty] | DP:1'' W:5 3/4'' H:7 7/8'' OB DOWN:7 1/4'' Rectangular |  |  |  | 8 |  |  |  | Hardwired | 1 | 0 | 0 | 0 | 0 | 0 | 1 | 0 | 0 | 0 | 0 | 014817565607 | 19.25 | 10 | 7.5 | 7.2 | 0.836 | 100 | Yes | [9 empty] | cETL Wet | MATTIX 14.5IN O.WALL LED PAINT SLV | 2 - Light Outdoor Wall Lantern |  | OL11601PSI-LED.jpg | OL11601PSILED.jpg
OL11602ORB-LED | 4 - Light ADA Outdoor LED Wall | The Mattix outdoor lighting collection by Feiss combines exemplary engineering and beautiful modern design into wall sconces unlike any others. Vertically recessed LED light softly grazes across recessed inserts, unique with rich texture. The Oil Rubbed Bronze finish of the sleek outer frame is paired with a metal insert specially treated to create a heavily textured, organic pattern. The Painted Silver finish complements a clear glass insert deeply carved, vertically, to suggest a waterfall. While rated for outdoor lighting use, Mattix wall sconces can also be used for indoor applications, such as a media room where soft accent lighting versus task lighting is preferred. The line includes three, varying sizes of outdoor lighting wall sconces. ADA compliant. | OUTDOOR | Mattix | Outdoor Lighting | Oil Rubbed Bronze | ORB | Cast Aluminum |  |  |  |  | 1 Integrated Array 40w |  | 1 | Yes | 3600 | 2700 | 90 | 40 |  | 19 - Integrated | MODS - Modules |  | 10 | 100 | LED |  |  | 50000 | 0 | [12 empty] | 276.95 | 553.9 | 830.85 | L:25 1/2'' W:6'' H:7'' E:3 1/2'' | 10 |  | 25.5 | 6 | 7 | Universal Mounting Plate |  |  |  |  | 3.5 | [25 empty] | DP:1'' W:5 3/4'' H:16 7/8'' OB DOWN:12 1/2'' Rectangular |  |  |  | 8 |  |  |  | Hardwired | 1 | 0 | 0 | 0 | 0 | 0 | 1 | 0 | 0 | 0 | 0 | 014817565737 | 30.5 | 9.75 | 7.5 | 13 | 1.291 | 93 | Yes | [9 empty] | cETL Wet | MATTIX 25.5IN O.WALL LED O.RBD BZ | 4 - Light Outdoor Wall Lantern |  | OL11602ORB-LED.png | OL11602ORBLED.jpg
OL11602PSI-LED | 4 - Light Outdoor LED Wall Lantern | The Mattix outdoor lighting collection by Feiss combines exemplary engineering and beautiful modern design into wall sconces unlike any others. Vertically recessed LED light softly grazes across recessed inserts, unique with rich texture. The Oil Rubbed Bronze finish of the sleek outer frame is paired with a metal insert specially treated to create a heavily textured, organic pattern. The Painted Silver finish complements a clear glass insert deeply carved, vertically, to suggest a waterfall. While rated for outdoor lighting use, Mattix wall sconces can also be used for indoor applications, such as a media room where soft accent lighting versus task lighting is preferred. The line includes three, varying sizes of outdoor lighting wall sconces. ADA compliant. | OUTDOOR | Mattix | Outdoor Lighting | Painted Silver | PSI | Cast Aluminum |  |  |  |  | 1 Integrated Array 40w |  | 1 | Yes | 3600 | 2700 | 90 | 40 |  | 19 - Integrated | MODS - Modules |  | 10 | 100 | LED |  |  | 50000 | 0 | [12 empty] | 239.5 | 479 | 718.5 | L:25 1/2'' W:6'' H:7'' E:3 1/2'' | 9.6 |  | 25.5 | 6 | 7 | Universal Mounting Plate |  |  |  |  | 3.5 | [25 empty] | DP:1'' W:5 3/4'' H:16 7/8'' OB DOWN:12 1/2'' Rectangular |  |  |  | 8 |  |  |  | Hardwired | 1 | 0 | 0 | 0 | 0 | 0 | 1 | 0 | 0 | 0 | 0 | 014817565614 | 31 | 9.75 | 7.5 | 12.4 | 1.312 | 100 | Yes | [9 empty] | cETL Wet | MATTIX 25.5IN O.WALL LED PAINT SLV | 4 - Light Outdoor Wall Lantern |  | OL11602PSI-LED.jpg | OL11602PSILED.jpg
OL11603ORB-LED | 6 - Light Outdoor Wall Lantern | The Mattix outdoor lighting collection by Feiss combines exemplary engineering and beautiful modern design into wall sconces unlike any others. Vertically recessed LED light softly grazes across recessed inserts, unique with rich texture. The Oil Rubbed Bronze finish of the sleek outer frame is paired with a metal insert specially treated to create a heavily textured, organic pattern. The Painted Silver finish complements a clear glass insert deeply carved, vertically, to suggest a waterfall. While rated for outdoor lighting use, Mattix wall sconces can also be used for indoor applications, such as a media room where soft accent lighting versus task lighting is preferred. The line includes three, varying sizes of outdoor lighting wall sconces. ADA compliant. | OUTDOOR | Mattix | Outdoor Lighting | Oil Rubbed Bronze | ORB | Cast Aluminum |  |  |  |  | 1 Integrated Array 60w |  | 1 | Yes | 5400 | 2700 | 90 | 60 |  | 19 - Integrated | MODS - Modules |  | 10 | 100 | LED |  |  | 50000 | 0 | [12 empty] | 369.45 | 738.9 | 1108.35 | L:36 1/2'' W:6'' H:7'' E:3 1/2'' | 13 |  | 36.5 | 6 | 7 | Universal Mounting Plate |  |  |  |  | 3.5 | [25 empty] | DP:1'' W:5 3/4'' H:24 3/4'' OB DOWN:18 1/8'' Rectangular |  |  |  | 8 |  |  |  | Hardwired | 1 | 0 | 0 | 0 | 0 | 0 | 1 | 0 | 0 | 0 | 0 | 014817565751 | 42 | 10 | 7.5 | 18.5 | 1.823 | 93 | Yes | [9 empty] | cETL Wet | MATTIX 36.5IN O.WALL LED O.RBD BZ | 6 - Light Outdoor Wall Lantern |  | OL11603ORB-LED.jpg | OL11603ORBLED.jpg
OL12000ORB | 1 - Light Bluffton Outdoor Wall Sconce | Inspired by mountain luxe trends, the transitional Bluffton lighting collection by Feiss has a perforated screen shade much like that of a cozy fireplace—with decorative hooks and rods adding to the unique, rustic details. Using antique-style bulbs furthers the warm and inviting look. | OUTDOOR | Bluffton | Outdoor Lighting | Oil Rubbed Bronze | ORB | Steel / Aluminum / Glass | Clear Glass |  |  |  | 1 Medium A19 100w |  | 1 | No | [14 empty] | 0 | [12 empty] | 126.95 | 253.9 | 380.85 | W:6 1/8'' H:15 7/8'' E:8 1/2'' - 8 1/2'' | 5.83 |  |  | 6.125 | 15.875 | Other |  |  |  |  | 8.5 - 8.5 | [25 empty] | DP:7/8'' W:5'' H:7'' OB UP:3 1/4'' OB DOWN:12 5/8'' Rectangular |  |  |  | 8 | Black/White |  |  | Hardwired | 0 | 0 | 0 | 0 | 0 | 0 | 0 | 0 | 0 | 0 | 0 | 014817523478 | 19.25 | 9.75 | 11.75 | 7.02 | 1.276 | 175 | Yes | [8 empty] | ETL Wet |  | OUTDOOR LANTERN WALL SCONCE | 1 - Light Bluffton Outdoor Wall Sconce |  | WB1718ORB.jpg | OL12000ORB.jpg
OL12001ORB | 1 - Light Bluffton Outdoor Wall Sconce | Inspired by mountain luxe trends, the transitional Bluffton lighting collection by Feiss has a perforated screen shade much like that of a cozy fireplace—with decorative hooks and rods adding to the unique, rustic details. Using antique-style bulbs furthers the warm and inviting look. | OUTDOOR | Bluffton | Outdoor Lighting | Oil Rubbed Bronze | ORB |  | Clear Glass |  |  |  | 1 Medium A19 100w |  | 1 | No | [14 empty] | 0 | [12 empty] | 149.95 | 299.9 | 449.85 | W:7 1/4'' H:18 1/2'' E:9'' - 9'' | 7.59 |  |  | 7.25 | 18.5 | Other |  |  |  |  | 2020-09-09 | [25 empty] | DP:7/8'' W:5'' H:7'' OB UP:3 1/4'' OB DOWN:15 1/4'' Rectangular |  |  |  | 8 | Black/White |  |  | Hardwired | 0 | 0 | 0 | 0 | 0 | 0 | 0 | 0 | 0 | 0 | 0 | 014817523485 | 22.25 | 10.75 | 12.5 | 9.2 | 1.73 | 175 | Yes | [8 empty] | C-UL-US Wet |  | OUTDOOR LANTERN WALL SCONCE | 1 - Light Bluffton Outdoor Wall Sconce |  | OL12001ORB.jpg | OL12001ORB.jpg
OL12014ORB | 5 - Light Bluffton Outdoor Hanging | Inspired by mountain luxe trends, the transitional Bluffton lighting collection by Feiss has a perforated screen shade much like that of a cozy fireplace—with decorative hooks and rods adding to the unique, rustic details. Using antique-style bulbs furthers the warm and inviting look. | OUTDOOR | Bluffton | Outdoor Lighting | Oil Rubbed Bronze | ORB |  | Clear Glass |  |  |  | 5 Medium A19 60w |  | 5 | No | [14 empty] | 0 | [12 empty] | 274.5 | 549 | 823.5 | D:15'' H:24 3/4'' O:81 1/2'' | 27.72 | 15 |  |  | 24.75 | Universal Mounting Plate |  | 27.5 | 81.5 | 27.5 - 81.5 | [25 empty] | D:5'' H:5/8'' Round |  |  |  |  | 180 | Brown |  |  | Hardwired | 0 | 0 | 0 | 0 | 0 | 0 | 0 | 0 | 0 | 0 | 0 | 014817523515 | 30 | 23 | 20 | 34.6 | 7.986 | 175 | Yes | [8 empty] | C-UL-US Damp |  | OUTDOOR LANTERN HANGING | 5 - Light Bluffton Outdoor Hanging |  | F29305ORB.jpg | OL12014ORB.jpg
OL12800TXB-L1 | 1 - Light Outdoor Wall Lantern | The transitional McHenry lighting collection by Feiss not only features energy-efficient LED lighting, it’s made of StoneStrong material for added strength, durability and longevity. All McHenry products feature advanced, warm-on-dim technology with a color temperature that warms when dimmed, from 2700K to 2200K. The fixtures feature panes of Clear Seeded glass which subtly reveal White Opal inner glass, and the framed architectural details complement the chamfered edges of the roof line, all in a Textured Black finish. McHenry has a 5-year warranty, and is recommended for coastal areas. | OUTDOOR | McHenry | Outdoor Lighting | Textured Black | TXB | StoneStrong | Undefined Glass | L:2.75" W:3.875" H:8.25" |  |  | 1 Integrated Array 9w |  | 1 | Yes | 700 | 2700 | 90 | 9 | 120 | 19 - Integrated | MODS - Modules |  |  |  |  | 9 | 9 | 50000 | 0 | [12 empty] | 109.45 | 218.9 | 328.35 | L:11 1/8'' W:7'' H:7'' E:5 1/2'' | 3.4 |  | 11.125 | 7 | 7 | Universal Mounting Plate |  |  |  |  | 5.5 | [25 empty] | DP:3/4'' W:6 3/8'' H:8 1/8'' OB DOWN:6 1/8'' Rectangular |  |  |  | 8 |  |  |  | Hardwired | 0 | 0 | 0 | 0 | 1 | 0 | 0 | 0 | 0 | 0 | 0 | 014817582277 | 16.25 | 10.25 | 10.25 | 6.4 | 0.988 | 125 | Yes | [9 empty] | cETL Wet | SM MCHENRY LED O.WALL TXT BLK | 1 - Light Outdoor Wall Lantern |  | OL12800TXB-L1.jpg | OL12800TXBL1.jpg
OL12801TXB-L1 | 1 - Light Outdoor Wall Lantern | The transitional McHenry lighting collection by Feiss not only features energy-efficient LED lighting, it’s made of StoneStrong material for added strength, durability and longevity. All McHenry products feature advanced, warm-on-dim technology with a color temperature that warms when dimmed, from 2700K to 2200K. The fixtures feature panes of Clear Seeded glass which subtly reveal White Opal inner glass, and the framed architectural details complement the chamfered edges of the roof line, all in a Textured Black finish. McHenry has a 5-year warranty, and is recommended for coastal areas. | OUTDOOR | McHenry | Outdoor Lighting | Textured Black | TXB | StoneStrong | Undefined Glass | L:3.5" W:4.75" H:9.75" |  |  | 1 Integrated Array 14w |  | 1 | Yes | 1000 | 2700 | 90 | 14 | 120 | 19 - Integrated | MODS - Modules |  |  |  |  | 14 | 14 | 50000 | 0 | [12 empty] | 138.45 | 276.9 | 415.35 | L:13'' W:8 1/4'' H:8 1/4'' E:6 1/2'' | 5.2 |  | 13 | 8.25 | 8.25 | Universal Mounting Plate |  |  |  |  | 6.5 | [25 empty] | DP:7/8'' W:7 5/8'' H:9 5/8'' OB DOWN:7 1/4'' Rectangular |  |  |  | 8 |  |  |  | Hardwired | 0 | 0 | 0 | 0 | 1 | 0 | 0 | 0 | 0 | 0 | 0 | 014817582284 | 19 | 11.75 | 11.75 | 9.2 | 1.518 | 125 | Yes | [9 empty] | cETL Wet | MD MCHENRY LED O.WALL TXT BLK | 1 - Light Outdoor Wall Lantern |  | OL12801TXB-L1.jpg | OL12801TXBL1.jpg
OL12802TXB-L1 | 1 - Light Outdoor Wall Lantern | The transitional McHenry lighting collection by Feiss not only features energy-efficient LED lighting, it’s made of StoneStrong material for added strength, durability and longevity. All McHenry products feature advanced, warm-on-dim technology with a color temperature that warms when dimmed, from 2700K to 2200K. The fixtures feature panes of Clear Seeded glass which subtly reveal White Opal inner glass, and the framed architectural details complement the chamfered edges of the roof line, all in a Textured Black finish. McHenry has a 5-year warranty, and is recommended for coastal areas. | OUTDOOR | McHenry | Outdoor Lighting | Textured Black | TXB | StoneStrong | Undefined Glass | L:3.5" W:4.75" H:14.25" |  |  | 1 Integrated Array 14w |  | 1 | Yes | 1000 | 2700 | 90 | 14 | 120 | 19 - Integrated | MODS - Modules |  |  |  |  | 14 | 14 | 50000 | 0 | [12 empty] | 174.98 | 349.96 | 524.94 | L:17 1/4'' W:8 1/4'' H:8'' E:6 1/2'' | 7.8 |  | 17.25 | 8.25 | 8 | Universal Mounting Plate |  |  |  |  | 6.5 | [25 empty] | DP:7/8'' W:7 5/8'' H:14 1/4'' OB DOWN:9 1/2'' Rectangular |  |  |  | 8 |  |  |  | Hardwired | 0 | 0 | 0 | 0 | 1 | 0 | 0 | 0 | 0 | 0 | 0 | 014817582291 | 23.25 | 12 | 12 | 11.8 | 1.938 | 125 | Yes | [9 empty] | cETL Wet | LG MCHENRY LED O.WALL TXT BLK | 1 - Light Outdoor Wall Lantern |  | OL12802TXB-L1.jpg | OL12802TXBL1.jpg
OL12807TXB-L1 | 1 - Light Outdoor Post Lantern | The transitional McHenry lighting collection by Feiss not only features energy-efficient LED lighting, it’s made of StoneStrong material for added strength, durability and longevity. All McHenry products feature advanced, warm-on-dim technology with a color temperature that warms when dimmed, from 2700K to 2200K. The fixtures feature panes of Clear Seeded glass which subtly reveal White Opal inner glass, and the framed architectural details complement the chamfered edges of the roof line, all in a Textured Black finish. McHenry has a 5-year warranty, and is recommended for coastal areas. | OUTDOOR | McHenry | Outdoor Lighting | Textured Black | TXB | StoneStrong | Undefined Glass | L:4.5" W:0.125" H:11" |  |  | 1 Integrated Array 14w |  | 1 | No | 1000 | 2700 | 90 | 14 | 120 | 19 - Integrated | MODS - Modules |  |  |  |  | 14 | 14 | 50000 | 0 | [12 empty] | 138.45 | 276.9 | 415.35 | L:6 1/2'' W:8 1/4'' H:16 5/8'' | 5.4 |  | 6.5 | 8.25 | 16.625 | Universal Mounting Plate | [31 empty] | D:3'' H:3 1/2'' Round |  |  | 8 |  |  |  | Hardwired | 0 | 0 | 0 | 0 | 1 | 0 | 0 | 0 | 0 | 0 | 0 | 014817582307 | 20 | 15.5 | 10.75 | 9.4 | 1.929 | 175 | Yes | [9 empty] | cETL Wet | MD MCHENRY LED O.POST TXT BLK | 1 - Light Outdoor Post Lantern |  | OL12807TXB-L1.jpg | OL12807TXBL1.jpg
OL12809TXB-L1 | 1 - Light Outdoor Pendant Lantern | The transitional McHenry lighting collection by Feiss not only features energy-efficient LED lighting, it’s made of StoneStrong material for added strength, durability and longevity. All McHenry products feature advanced, warm-on-dim technology with a color temperature that warms when dimmed, from 2700K to 2200K. The fixtures feature panes of Clear Seeded glass which subtly reveal White Opal inner glass, and the framed architectural details complement the chamfered edges of the roof line, all in a Textured Black finish. McHenry has a 5-year warranty, and is recommended for coastal areas. | OUTDOOR | McHenry | Outdoor Lighting | Textured Black | TXB | StoneStrong | Undefined Glass | L:3.5" W:4.75" H:9.75" |  |  | 1 Integrated Array 14w |  | 1 | Yes | 1000 | 2700 | 90 | 14 | 120 | 19 - Integrated | MODS - Modules |  |  |  |  | 14 | 14 | 50000 | 0 | [12 empty] | 138.95 | 277.9 | 416.85 | L:6 1/2'' W:8 1/4'' H:13 1/4'' O:70 1/2'' | 6.6 |  | 6.5 | 8.25 | 13.25 | Universal Mounting Plate |  |  | 70.5 | [26 empty] | D:5 1/8'' H:1'' Round |  |  |  |  | 180 | Black |  |  | Hardwired | 0 | 0 | 0 | 0 | 1 | 0 | 0 | 0 | 0 | 0 | 0 | 014817582314 | 21.25 | 12 | 12 | 10.6 | 1.771 | 125 | Yes | [9 empty] | cETL Damp | MD MCHENRY LED O.PEND TXT BLK | 1 - Light Outdoor Pendant Lantern |  | OL12809TXB-L1.jpg | OL12809TXBL1.jpg
OL12813TXB-L1 | 2 - Light Outdoor Flush Mount | The transitional McHenry lighting collection by Feiss not only features energy-efficient LED lighting, it’s made of StoneStrong material for added strength, durability and longevity. All McHenry products feature advanced, warm-on-dim technology with a color temperature that warms when dimmed, from 2700K to 2200K. The fixtures feature panes of Clear Seeded glass which subtly reveal White Opal inner glass, and the framed architectural details complement the chamfered edges of the roof line, all in a Textured Black finish. McHenry has a 5-year warranty, and is recommended for coastal areas. | CEILING | McHenry | Outdoor Lighting | Textured Black | TXB | StoneStrong | Undefined Glass | L:8.5" W:8.5" H:4.375" |  |  | 2 Integrated Array 14w |  | 2 | No | 1000 | 2700 | 90 | 28 | 120 | 19 - Integrated | MODS - Modules |  | 10 | 100 | LED | 28 | 28 | 50000 | 0 | [12 empty] | 138.95 | 277.9 | 416.85 | L:13'' W:13'' H:6'' | 5.8 |  | 13 | 13 | 6 | Cap Nuts | [29 empty] | DP:13'' W:13'' H:1 3/8'' Rectangular |  |  |  |  | 8 |  |  |  | Hardwired | 0 | 0 | 0 | 0 | 1 | 0 | 0 | 0 | 0 | 0 | 0 | 014817582321 | 16.5 | 16.5 | 12 | 11 | 1.891 | 175 | Yes | [9 empty] | cETL Damp | 13in MCHENRY LED O.FLSH TXT BLK | 2 - Light Outdoor Flush Mount |  | OL12813TXB-L1.jpg | OL12813TXBL1.jpg
OL12900TXB | 1 - Light Outdoor Wall Lantern | The classic, rectangular silhouette of the Roscoe lighting collection from Feiss is a modern take on a vintage coach lantern. Striated details frame the recessed White Opal Glass panel, while the rectangular handle detail on top completes the transitional design. Each lantern is composed of Feiss' proprietary StoneStrong composition (with a 5-year warranty) for supreme strength, durability, and longevity. The Roscoe collection includes three different sized lanterns, a hanging lantern and a post/pier lantern. | OUTDOOR | Roscoe | Outdoor Lighting | Textured Black | TXB | StoneStrong | White Opal Etched Glass | L:4" W:3.5" H:8.125" |  |  | 1 Medium A19 60w |  | 1 | No | [14 empty] | 0 | [12 empty] | 57.45 | 114.9 | 172.35 | W:6 3/8'' H:11 1/2'' E:6'' | 4.5 |  |  | 6.375 | 11.5 | Key Slots |  |  |  |  | 6 | [25 empty] | DP:3/4'' W:5'' H:6 1/2'' OB DOWN:6 1/2'' Rectangular |  |  |  | 8 |  |  |  | Hardwired | 0 | 0 | 0 | 0 | 0 | 0 | 0 | 0 | 0 | 0 | 0 | 014817567311 | 16.5 | 9.5 | 9.5 | 5.4 | 0.862 | 125 | Yes | [9 empty] | cETL Wet | SM O.WALL TXTR BLK | 1 - Light Outdoor Wall Lantern |  | OL12900TXB.jpg | OL12900TXB.jpg
OL12901TXB | 1 - Light Outdoor Wall Lantern | The classic, rectangular silhouette of the Roscoe lighting collection from Feiss is a modern take on a vintage coach lantern. Striated details frame the recessed White Opal Glass panel, while the rectangular handle detail on top completes the transitional design. Each lantern is composed of Feiss' proprietary StoneStrong composition (with a 5-year warranty) for supreme strength, durability, and longevity. The Roscoe collection includes three different sized lanterns, a hanging lantern and a post/pier lantern. | OUTDOOR | Roscoe | Outdoor Lighting | Textured Black | TXB | StoneStrong | White Opal Etched Glass | L:4.75" W:3.75" H:9.75" |  |  | 1 Medium A19 75w |  | 1 | No | [14 empty] | 0 | [12 empty] | 81.98 | 163.96 | 245.94 | W:7 1/2'' H:13 1/2'' E:7'' | 6.5 |  |  | 7.5 | 13.5 | Key Slots |  |  |  |  | 7 | [25 empty] | DP:1'' W:6'' H:7 3/4'' OB DOWN:8'' Rectangular |  |  |  | 8 |  |  |  | Hardwired | 0 | 0 | 0 | 0 | 0 | 0 | 0 | 0 | 0 | 0 | 0 | 014817567328 | 18.5 | 11 | 11 | 7.7 | 1.295 | 175 | Yes | [9 empty] | cETL Wet | MD O.WALL TXTR BLK | 1 - Light Outdoor Wall Lantern |  | OL12901TXB.jpg | OL12901TXB.jpg
OL12902TXB | 1 - Light Outdoor Wall Lantern | The classic, rectangular silhouette of the Roscoe lighting collection from Feiss is a modern take on a vintage coach lantern. Striated details frame the recessed White Opal Glass panel, while the rectangular handle detail on top completes the transitional design. Each lantern is composed of Feiss' proprietary StoneStrong composition (with a 5-year warranty) for supreme strength, durability, and longevity. The Roscoe collection includes three different sized lanterns, a hanging lantern and a post/pier lantern. | OUTDOOR | Roscoe | Outdoor Lighting | Textured Black | TXB | StoneStrong | White Opal Etched Glass | L:5.5" W:4.5" H:14.25" |  |  | 1 Medium A19 75w |  | 1 | No | [14 empty] | 0 | [12 empty] | 114.95 | 229.9 | 344.85 | W:8 1/2'' H:18 1/4'' E:8'' | 8 |  |  | 8.5 | 18.25 | Key Slots |  |  |  |  | 8 | [25 empty] | DP:1'' W:6'' H:7 3/4'' OB DOWN:10'' Rectangular |  |  |  | 8 |  |  |  | Hardwired | 0 | 0 | 0 | 0 | 0 | 0 | 0 | 0 | 0 | 0 | 0 | 014817567335 | 22.75 | 12 | 11.5 | 10.9 | 1.817 | 125 | Yes | [9 empty] | cETL Wet | LG O.WALL TXTR BLK | 1 - Light Outdoor Wall Lantern |  | OL12902TXB.jpg | OL12902TXB.jpg
OL12907TXB | 1 - Light Outdoor Post Lantern | The classic, rectangular silhouette of the Roscoe lighting collection from Feiss is a modern take on a vintage coach lantern. Striated details frame the recessed White Opal Glass panel, while the rectangular handle detail on top completes the transitional design. Each lantern is composed of Feiss' proprietary StoneStrong composition (with a 5-year warranty) for supreme strength, durability, and longevity. The Roscoe collection includes three different sized lanterns, a hanging lantern and a post/pier lantern. | OUTDOOR | Roscoe | Outdoor Lighting | Textured Black | TXB | StoneStrong | White Opal Etched Glass | L:4.75" W:3.75" H:10.5" |  |  | 1 Medium A19 75w |  | 1 | No | [14 empty] | 0 | [12 empty] | 85.95 | 171.9 | 257.85 | L:7 1/2'' W:7 1/2'' H:16 1/2'' | 5 |  | 7.5 | 7.5 | 16.5 | Post | [31 empty] | D:3'' H:3 1/2'' Round |  |  | 12 | Black/White |  |  | Hardwired | 0 | 0 | 0 | 0 | 0 | 0 | 0 | 0 | 0 | 0 | 0 | 014817567342 | 22.25 | 11 | 9.5 | 6.5 | 1.346 | 175 | Yes | [9 empty] | cETL Wet | MD O.POST TXTR BLK | 1 - Light Outdoor Post Lantern |  | OL12907TXB.jpg | OL12907TXB.jpg
OL12909TXB | 1 - Light Outdoor Pendant | The classic, rectangular silhouette of the Roscoe lighting collection from Feiss is a modern take on a vintage coach lantern. Striated details frame the recessed White Opal Glass panel, while the rectangular handle detail on top completes the transitional design. Each lantern is composed of Feiss' proprietary StoneStrong composition (with a 5-year warranty) for supreme strength, durability, and longevity. The Roscoe collection includes three different sized lanterns, a hanging lantern and a post/pier lantern. | OUTDOOR | Roscoe | Outdoor Lighting | Textured Black | TXB | StoneStrong | White Opal Etched Glass | L:4.75" W:3.75" H:9.75" |  |  | 1 Medium A19 75w |  | 1 | No | [14 empty] | 0 | [12 empty] | 98.45 | 196.9 | 295.35 | L:7 1/2'' W:7 1/2'' H:12 1/4'' O:69 1/4'' | 6 |  | 7.5 | 7.5 | 12.25 | Swivel |  |  | 69.25 | 21.25 - 69.25 | [25 empty] | D:5 1/4'' H:3 1/4'' Round |  |  |  |  | 180 | Black |  |  | Hardwired | 0 | 0 | 0 | 0 | 0 | 0 | 0 | 0 | 0 | 0 | 0 | 014817567359 | 17.5 | 10.75 | 10.75 | 7.8 | 1.17 | 125 | Yes | [9 empty] | cETL Damp | MD O.PEND TXTR BLK | 1 - Light Outdoor Pendant |  | OL12909TXB.jpg | OL12909TXB.jpg
OL13100PTBZ | 1 - Light Outdoor Wall Lantern | Inspired by a beautiful church, the Oakmont outdoor collection by Feiss boasts incredible details, from the steeply pitched roofline and softly curved glass panels to an angular backplate, lovely curved arm extension and classic finials. A new Patina Bronze finish paired with Clear Seeded glass give this stately collection old world charm. The full offering includes extra small one-light, small two-light, medium three-light and large three-light outdoor wall lanterns, a three-light outdoor post lantern, and a three-light outdoor pendant. Cast aluminum construction ensures durability. Wet Rated. | OUTDOOR | Oakmont | Outdoor Lighting | Patina Bronze | PTBZ | Cast Aluminum | Clear Seeded Glass |  |  |  | 1 Medium A19 60w |  | 1 | No | [14 empty] | 0 | [12 empty] | 63.45 | 126.9 | 190.35 | W:6 1/2'' H:10 3/4'' E:8'' | 2.86 |  |  | 6.5 | 10.75 | Set Screw(s) |  |  |  |  | 8 | [25 empty] | DP:3/4'' W:5'' H:6 1/2'' OB DOWN:3 7/8'' Rectangular |  |  |  | 8 |  |  |  | Hardwired | 0 | 0 | 0 | 0 | 0 | 0 | 0 | 0 | 0 | 0 | 0 | 014817570977 | 16 | 12.5 | 10.5 | 4.5 | 1.215 | 250 | Yes | [9 empty] | cETL Wet | OAKMONT 1L XS WALL PAT BRZ | 1 - Light Outdoor Wall Lantern |  | OL13100PTBZ.jpg | OL13100PTBZ.jpg
OL13101PTBZ | 2 - Light Outdoor Wall Lantern | Inspired by a beautiful church, the Oakmont outdoor collection by Feiss boasts incredible details, from the steeply pitched roofline and softly curved glass panels to an angular backplate, lovely curved arm extension and classic finials. A new Patina Bronze finish paired with Clear Seeded glass give this stately collection old world charm. The full offering includes extra small one-light, small two-light, medium three-light and large three-light outdoor wall lanterns, a three-light outdoor post lantern, and a three-light outdoor pendant. Cast aluminum construction ensures durability. Wet Rated. | OUTDOOR | Oakmont | Outdoor Lighting | Patina Bronze | PTBZ | Cast Aluminum | Clear Seeded Glass |  |  |  | 2 Candelabra B10 Torpedo 60w |  | 2 | No | [14 empty] | 0 | [12 empty] | 116.98 | 233.96 | 350.94 | W:10'' H:26 1/2'' E:12 3/8'' | 8.14 |  |  | 10 | 26.5 | Set Screw(s) |  |  |  |  | 12.375 | [25 empty] | DP:1'' W:5 7/8'' H:13'' OB DOWN:13 1/4'' Rectangular |  |  |  | 8 |  |  |  | Hardwired | 0 | 0 | 0 | 0 | 0 | 0 | 0 | 0 | 0 | 0 | 0 | 014817570984 | 22.75 | 16.75 | 14.25 | 11.2 | 3.142 | 250 | Yes | [9 empty] | cETL Wet | OAKMONT 2L SM WALL PAT BRZ | 2 - Light Outdoor Wall Lantern |  | OL13101PTBZ.jpg | OL13101PTBZ.jpg
OL13102PTBZ | 3 - Light Outdoor Wall Lantern | Inspired by a beautiful church, the Oakmont outdoor collection by Feiss boasts incredible details, from the steeply pitched roofline and softly curved glass panels to an angular backplate, lovely curved arm extension and classic finials. A new Patina Bronze finish paired with Clear Seeded glass give this stately collection old world charm. The full offering includes extra small one-light, small two-light, medium three-light and large three-light outdoor wall lanterns, a three-light outdoor post lantern, and a three-light outdoor pendant. Cast aluminum construction ensures durability. Wet Rated. | OUTDOOR | Oakmont | Outdoor Lighting | Patina Bronze | PTBZ | Cast Aluminum | Clear Seeded Glass |  |  |  | 3 Candelabra B10 Torpedo 60w |  | 3 | No | [14 empty] | 0 | [12 empty] | 172.95 | 345.9 | 518.85 | W:12'' H:33 7/8'' E:14 3/4'' | 13.64 |  |  | 12 | 33.875 | Set Screw(s) |  |  |  |  | 14.75 | [25 empty] | DP:1 1/8'' W:7'' H:17 3/8'' OB DOWN:16 7/8'' Rectangular |  |  |  | 8 |  |  |  | Hardwired | 0 | 0 | 0 | 0 | 0 | 0 | 0 | 0 | 0 | 0 | 0 | 014817570991 | 28.75 | 20.5 | 16.5 | 18.4 | 5.628 | 250 | Yes | [9 empty] | cETL Wet | OAKMONT 3L MD WALL PAT BRZ | 3 - Light Outdoor Wall Lantern |  | OL13102PTBZ.jpg | OL13102PTBZ.jpg
OL13103PTBZ | 4 - Light Outdoor Wall Lantern | Inspired by a beautiful church, the Oakmont outdoor collection by Feiss boasts incredible details, from the steeply pitched roofline and softly curved glass panels to an angular backplate, lovely curved arm extension and classic finials. A new Patina Bronze finish paired with Clear Seeded glass give this stately collection old world charm. The full offering includes extra small one-light, small two-light, medium three-light and large three-light outdoor wall lanterns, a three-light outdoor post lantern, and a three-light outdoor pendant. Cast aluminum construction ensures durability. Wet Rated. | OUTDOOR | Oakmont | Outdoor Lighting | Patina Bronze | PTBZ | Cast Aluminum | Clear Seeded Glass |  |  |  | 4 Candelabra B10 Torpedo 60w |  | 4 | No | [14 empty] | 0 | [12 empty] | 345.95 | 691.9 | 1037.85 | W:16'' H:43 5/8'' E:19 3/4'' | 24.42 |  |  | 16 | 43.625 | Set Screw(s) |  |  |  |  | 19.75 | [25 empty] | DP:1 1/2'' W:9 3/8'' H:21 5/8'' OB DOWN:21 5/8'' Rectangular |  |  |  | 8 |  |  |  | Hardwired | 0 | 0 | 0 | 0 | 0 | 0 | 0 | 0 | 0 | 0 | 0 | 014817571004 | 36 | 24.75 | 20.5 | 32.3 | 10.57 | 250 | Yes | [9 empty] | cETL Wet | OAKMONT 4L LG WALL PAT BRZ | 4 - Light Outdoor Wall Lantern |  | OL13103PTBZ.jpg | OL13103PTBZ.jpg
OL13107PTBZ | 3 - Light Outdoor Post Lantern | Inspired by a beautiful church, the Oakmont outdoor collection by Feiss boasts incredible details, from the steeply pitched roofline and softly curved glass panels to an angular backplate, lovely curved arm extension and classic finials. A new Patina Bronze finish paired with Clear Seeded glass give this stately collection old world charm. The full offering includes extra small one-light, small two-light, medium three-light and large three-light outdoor wall lanterns, a three-light outdoor post lantern, and a three-light outdoor pendant. Cast aluminum construction ensures durability. Wet Rated. | OUTDOOR | Oakmont | Outdoor Lighting | Patina Bronze | PTBZ | Cast Aluminum | Clear Seeded Glass |  |  |  | 3 Candelabra B10 Torpedo 60w |  | 3 | No | [14 empty] | 0 | [12 empty] | 172.95 | 345.9 | 518.85 | L:12'' W:12'' H:29 1/4'' | 9.46 |  | 12 | 12 | 29.25 | Set Screw(s) | [31 empty] | D:3'' H:3'' Round |  |  | 8 |  |  |  | Hardwired | 0 | 0 | 0 | 0 | 0 | 0 | 0 | 0 | 0 | 0 | 0 | 014817571011 | 25.25 | 16.25 | 15.25 | 12.7 | 3.621 | 250 | Yes | [9 empty] | cETL Wet | OAKMONT 3L MD POST PAT BRZ | 3 - Light Outdoor Post Lantern |  | OL13107PTBZ.jpg | OL13107PTBZ.jpg
OL13109PTBZ | 3 - Light Outdoor Pendant Lantern | Inspired by a beautiful church, the Oakmont outdoor collection by Feiss boasts incredible details, from the steeply pitched roofline and softly curved glass panels to an angular backplate, lovely curved arm extension and classic finials. A new Patina Bronze finish paired with Clear Seeded glass give this stately collection old world charm. The full offering includes extra small one-light, small two-light, medium three-light and large three-light outdoor wall lanterns, a three-light outdoor post lantern, and a three-light outdoor pendant. Cast aluminum construction ensures durability. Wet Rated. | OUTDOOR | Oakmont | Outdoor Lighting | Patina Bronze | PTBZ | Cast Aluminum | Clear Seeded Glass |  |  |  | 3 Candelabra B10 Torpedo 60w |  | 3 | No | [14 empty] | 0 | [12 empty] | 173.45 | 346.9 | 520.35 | L:12'' W:12'' H:28 1/4'' O:90 1/2'' | 11.22 |  | 12 | 12 | 28.25 | Center Lock-Up |  |  | 90.5 | [26 empty] | D:4 3/4'' H:1'' Round |  |  |  |  | 180 | Brown | 60 |  | Hardwired | 0 | 0 | 0 | 0 | 0 | 0 | 0 | 0 | 0 | 0 | 0 | 014817571028 | 28.75 | 17.25 | 16.5 | 15.1 | 4.736 | 250 | Yes | [9 empty] | cETL Damp | OAKMONT 3L MD PEND PAT BRZ | 3 - Light Outdoor Pendant Lantern |  | OL13109PTBZ.jpg | OL13109PTBZ.jpg
OL13200ANBZ | 3 - Light Outdoor Wall Lantern | A subtle interplay of traditional design elements and nautical influences creates the charming visual approach to the Wellsworth outdoor collection by Feiss. Available in three finishes and two different aesthetics. Antique Bronze finish paired with Clear Seeded glass creates a more traditional look to these outdoor light fixtures; while Burnished Brass and Painted Brushed Steel finish coupled with Clear glass reflects a more contemporary approach. The Wellsworth collection includes a 3-light outdoor pendant, a 3-light outdoor post lantern, and 3-light small and medium outdoor lanterns, as well as a 4-light large outdoor lantern. Cast aluminum construction ensures durability. Wet Rated. | OUTDOOR | Wellsworth | Outdoor Lighting | Antique Bronze | ANBZ | Cast Aluminum | Clear Seeded Glass |  |  |  | 3 Candelabra B10 Torpedo 60w |  | 3 | No | [14 empty] | 0 | [12 empty] | 143.95 | 287.9 | 431.85 | L:18 1/4'' W:8 1/2'' H:6 1/2'' E:7 1/2'' | 7.26 |  | 18.25 | 8.5 | 6.5 | Set Screw(s) |  |  |  |  | 7.5 | [25 empty] | DP:3/4'' W:4 7/8'' H:8 1/2'' OB UP:9 7/8'' Rectangular |  |  |  | 8 |  |  |  | Hardwired | 0 | 0 | 0 | 0 | 0 | 0 | 0 | 0 | 0 | 0 | 0 | 014817571042 | 21.75 | 13.5 | 11.25 | 9.6 | 1.912 | 175 | Yes | [9 empty] | cETL Wet | WELLSWORTH 3L SM WALL ANT BRZ | 3 - Light Outdoor Wall Lantern |  | OL13200ANBZ.jpg | OL13200ANBZ.jpg
OL13200PBS | 3 - Light Outdoor Wall Lantern | A subtle interplay of traditional design elements and nautical influences creates the charming visual approach to the Wellsworth outdoor collection by Feiss. Available in three finishes and two different aesthetics. Antique Bronze finish paired with Clear Seeded glass creates a more traditional look to these outdoor light fixtures; while Burnished Brass and Painted Brushed Steel finish coupled with Clear glass reflects a more contemporary approach. The Wellsworth collection includes a 3-light outdoor pendant, a 3-light outdoor post lantern, and 3-light small and medium outdoor lanterns, as well as a 4-light large outdoor lantern. Cast aluminum construction ensures durability. Wet Rated. | OUTDOOR | Wellsworth | Outdoor Lighting | Painted Brushed Steel | PBS | Cast Aluminum | Clear Glass |  |  |  | 3 Candelabra B10 Torpedo 60w |  | 3 | No | [14 empty] | 0 | [12 empty] | 143.95 | 287.9 | 431.85 | W:8 1/2'' H:18 1/4'' E:7 1/2'' | 7.26 |  |  | 8.5 | 18.25 | Set Screw(s) |  |  |  |  | 7.5 | [25 empty] | DP:3/4'' W:4 7/8'' H:8 1/2'' OB UP:9 7/8'' Rectangular |  |  |  | 8 |  |  |  | Hardwired | 0 | 0 | 0 | 0 | 0 | 0 | 0 | 0 | 0 | 0 | 0 | 014817571035 | 21.75 | 13.5 | 11.25 | 9.6 | 1.912 | 175 | Yes | [9 empty] | cETL Wet | WELLSWORTH 3L SM WALL P.B.STL | 3 - Light Outdoor Wall Lantern |  | OL13200PBS.jpg | OL13200PBS.jpg
OL13200PDB | 3 - Light Outdoor Wall Lantern | A subtle interplay of traditional design elements and nautical influences creates the charming visual approach to the Wellsworth outdoor collection by Feiss. Available in three finishes and two different aesthetics. Antique Bronze finish paired with Clear Seeded glass creates a more traditional look to these outdoor light fixtures; while Burnished Brass and Painted Brushed Steel finish coupled with Clear glass reflects a more contemporary approach. The Wellsworth collection includes a 3-light outdoor pendant, a 3-light outdoor post lantern, and 3-light small and medium outdoor lanterns, as well as a 4-light large outdoor lantern. Cast aluminum construction ensures durability. Wet Rated. | OUTDOOR | Wellsworth | Outdoor Lighting | Painted Distressed Brass | PDB | Cast Aluminum | Clear Glass |  |  |  | 3 Candelabra B10 Torpedo 60w |  | 3 | No | [14 empty] | 0 | [12 empty] | 143.95 | 287.9 | 431.85 | W:8 1/2'' H:18 1/4'' E:7 1/2'' | 7.26 |  |  | 8.5 | 18.25 | Set Screw(s) |  |  |  |  | 7.5 | [25 empty] | DP:3/4'' W:4 7/8'' H:8 1/2'' OB UP:9 7/8'' Rectangular |  |  |  | 8 | Black/White |  |  | Hardwired | 0 | 0 | 0 | 0 | 0 | 0 | 0 | 0 | 0 | 0 | 0 | 014817598025 | 21.5 | 11.5 | 12.75 | 9.4 | 1.824 | 175 | Yes | [9 empty] | cETL Wet | WELLSWORTH 3L SM WALL PDB | 3 - Light Outdoor Wall Lantern |  | OL13200PDB.jpg | OL13200PDB.jpg
OL13201ANBZ | 3 - Light Outdoor Wall Lantern | A subtle interplay of traditional design elements and nautical influences creates the charming visual approach to the Wellsworth outdoor collection by Feiss. Available in three finishes and two different aesthetics. Antique Bronze finish paired with Clear Seeded glass creates a more traditional look to these outdoor light fixtures; while Burnished Brass and Painted Brushed Steel finish coupled with Clear glass reflects a more contemporary approach. The Wellsworth collection includes a 3-light outdoor pendant, a 3-light outdoor post lantern, and 3-light small and medium outdoor lanterns, as well as a 4-light large outdoor lantern. Cast aluminum construction ensures durability. Wet Rated. | OUTDOOR | Wellsworth | Outdoor Lighting | Antique Bronze | ANBZ | Cast Aluminum | Clear Seeded Glass |  |  |  | 3 Candelabra B10 Torpedo 60w |  | 3 | No | [14 empty] | 0 | [12 empty] | 201.45 | 402.9 | 604.35 | W:10 1/2'' H:22 1/2'' E:9 1/8'' | 11.44 |  |  | 10.5 | 22.5 | Set Screw(s) |  |  |  |  | 9.125 | [25 empty] | DP:1'' W:6'' H:10 1/2'' OB UP:12 1/8'' Rectangular |  |  |  | 8 |  |  |  | Hardwired | 0 | 0 | 0 | 0 | 0 | 0 | 0 | 0 | 0 | 0 | 0 | 014817571066 | 26 | 15.25 | 13.25 | 13.7 | 3.04 | 175 | Yes | [9 empty] | cETL Wet | WELLSWORTH 3L MD WALL ANT BRZ | 3 - Light Outdoor Wall Lantern |  | OL13201ANBZ.jpg | OL13201ANBZ.jpg
OL13201PBS | 3 - Light Outdoor Wall Lantern | A subtle interplay of traditional design elements and nautical influences creates the charming visual approach to the Wellsworth outdoor collection by Feiss. Available in three finishes and two different aesthetics. Antique Bronze finish paired with Clear Seeded glass creates a more traditional look to these outdoor light fixtures; while Burnished Brass and Painted Brushed Steel finish coupled with Clear glass reflects a more contemporary approach. The Wellsworth collection includes a 3-light outdoor pendant, a 3-light outdoor post lantern, and 3-light small and medium outdoor lanterns, as well as a 4-light large outdoor lantern. Cast aluminum construction ensures durability. Wet Rated. | OUTDOOR | Wellsworth | Outdoor Lighting | Painted Brushed Steel | PBS | Cast Aluminum | Clear Glass |  |  |  | 3 Candelabra B10 Torpedo 60w |  | 3 | No | [14 empty] | 0 | [12 empty] | 201.45 | 402.9 | 604.35 | W:10 1/2'' H:22 3/4'' E:9'' | 11.44 |  |  | 10.5 | 22.75 | Set Screw(s) |  |  |  |  | 9 | [25 empty] | DP:1'' W:6'' H:10 1/2'' OB UP:12 1/8'' Rectangular |  |  |  | 8 |  |  |  | Hardwired | 0 | 0 | 0 | 0 | 0 | 0 | 0 | 0 | 0 | 0 | 0 | 014817571059 | 26 | 15.25 | 13.25 | 13.7 | 3.04 | 175 | Yes | [9 empty] | cETL Wet | WELLSWORTH 3L MD WALL P.B.STL | 3 - Light Outdoor Wall Lantern |  | OL13201PBS.jpg | OL13201PBS.jpg
OL13201PDB | 3 - Light Outdoor Wall Lantern | A subtle interplay of traditional design elements and nautical influences creates the charming visual approach to the Wellsworth outdoor collection by Feiss. Available in three finishes and two different aesthetics. Antique Bronze finish paired with Clear Seeded glass creates a more traditional look to these outdoor light fixtures; while Burnished Brass and Painted Brushed Steel finish coupled with Clear glass reflects a more contemporary approach. The Wellsworth collection includes a 3-light outdoor pendant, a 3-light outdoor post lantern, and 3-light small and medium outdoor lanterns, as well as a 4-light large outdoor lantern. Cast aluminum construction ensures durability. Wet Rated. | OUTDOOR | Wellsworth | Outdoor Lighting | Painted Distressed Brass | PDB | Cast Aluminum | Clear Glass |  |  |  | 3 Candelabra B10 Torpedo 60w |  | 3 | No | [14 empty] | 0 | [12 empty] | 201.45 | 402.9 | 604.35 | W:10 1/2'' H:22 1/2'' E:9 1/8'' | 11.44 |  |  | 10.5 | 22.5 | Set Screw(s) |  |  |  |  | 9.125 | [25 empty] | DP:1'' W:6'' H:10 1/2'' OB UP:12 1/8'' Rectangular |  |  |  | 8 | Black/White |  |  | Hardwired | 0 | 0 | 0 | 0 | 0 | 0 | 0 | 0 | 0 | 0 | 0 | 014817598018 | 26 | 13.25 | 15 | 14.2 | 2.99 | 175 | Yes | [9 empty] | cETL Wet | WELLSWORTH 3L MD WALL PDB | 3 - Light Outdoor Wall Lantern |  | OL13201PDB.jpg | OL13201PDB.jpg
OL13202ANBZ | 4 - Light Outdoor Wall Lantern | A subtle interplay of traditional design elements and nautical influences creates the charming visual approach to the Wellsworth outdoor collection by Feiss. Available in three finishes and two different aesthetics. Antique Bronze finish paired with Clear Seeded glass creates a more traditional look to these outdoor light fixtures; while Burnished Brass and Painted Brushed Steel finish coupled with Clear glass reflects a more contemporary approach. The Wellsworth collection includes a 3-light outdoor pendant, a 3-light outdoor post lantern, and 3-light small and medium outdoor lanterns, as well as a 4-light large outdoor lantern. Cast aluminum construction ensures durability. Wet Rated. | OUTDOOR | Wellsworth | Outdoor Lighting | Antique Bronze | ANBZ | Cast Aluminum | Clear Seeded Glass |  |  |  | 4 Candelabra B10 Torpedo 60w |  | 4 | No | [14 empty] | 0 | [12 empty] | 288.45 | 576.9 | 865.35 | W:12 1/2'' H:26 7/8'' E:10 7/8'' | 15.4 |  |  | 12.5 | 26.875 | Set Screw(s) |  |  |  |  | 10.875 | [25 empty] | DP:1'' W:7 1/8'' H:12'' OB UP:14 1/4'' Rectangular |  |  |  | 8 |  |  |  | Hardwired | 0 | 0 | 0 | 0 | 0 | 0 | 0 | 0 | 0 | 0 | 0 | 014817571080 | 30.25 | 18.75 | 16.25 | 21.4 | 5.334 | 175 | Yes | [9 empty] | cETL Wet | WELLSWORTH 4L LG WALL ANT BRZ | 4 - Light Outdoor Wall Lantern |  | OL13202ANBZ.jpg | OL13202ANBZ.jpg
OL13202PBS | 4 - Light Outdoor Wall Lantern | A subtle interplay of traditional design elements and nautical influences creates the charming visual approach to the Wellsworth outdoor collection by Feiss. Available in three finishes and two different aesthetics. Antique Bronze finish paired with Clear Seeded glass creates a more traditional look to these outdoor light fixtures; while Burnished Brass and Painted Brushed Steel finish coupled with Clear glass reflects a more contemporary approach. The Wellsworth collection includes a 3-light outdoor pendant, a 3-light outdoor post lantern, and 3-light small and medium outdoor lanterns, as well as a 4-light large outdoor lantern. Cast aluminum construction ensures durability. Wet Rated. | OUTDOOR | Wellsworth | Outdoor Lighting | Painted Brushed Steel | PBS | Cast Aluminum | Clear Glass |  |  |  | 4 Candelabra B10 Torpedo 60w |  | 4 | No | [14 empty] | 0 | [12 empty] | 288.45 | 576.9 | 865.35 | W:12 1/2'' H:26 7/8'' E:10 7/8'' | 15.4 |  |  | 12.5 | 26.875 | Set Screw(s) |  |  |  |  | 10.875 | [25 empty] | DP:1'' W:7 1/8'' H:12'' OB UP:14 1/4'' Rectangular |  |  |  | 8 |  |  |  | Hardwired | 0 | 0 | 0 | 0 | 0 | 0 | 0 | 0 | 0 | 0 | 0 | 014817571073 | 30.5 | 18.75 | 16.5 | 20.6 | 5.461 | 250 | Yes | [9 empty] | cETL Wet | WELLSWORTH 4L LG WALL P.B.STL | 4 - Light Outdoor Wall Lantern |  | OL13202PBS.jpg | OL13202PBS.jpg
OL13202PDB | 4 - Light Outdoor Wall Lantern | A subtle interplay of traditional design elements and nautical influences creates the charming visual approach to the Wellsworth outdoor collection by Feiss. Available in three finishes and two different aesthetics. Antique Bronze finish paired with Clear Seeded glass creates a more traditional look to these outdoor light fixtures; while Burnished Brass and Painted Brushed Steel finish coupled with Clear glass reflects a more contemporary approach. The Wellsworth collection includes a 3-light outdoor pendant, a 3-light outdoor post lantern, and 3-light small and medium outdoor lanterns, as well as a 4-light large outdoor lantern. Cast aluminum construction ensures durability. Wet Rated. | OUTDOOR | Wellsworth | Outdoor Lighting | Painted Distressed Brass | PDB | Cast Aluminum | Clear Glass |  |  |  | 4 Candelabra B10 Torpedo 60w |  | 4 | No | [14 empty] | 0 | [12 empty] | 288.45 | 576.9 | 865.35 | W:12 1/2'' H:26 7/8'' E:10 7/8'' | 15.4 |  |  | 12.5 | 26.875 | Set Screw(s) |  |  |  |  | 10.875 | [25 empty] | DP:1'' W:7 1/8'' H:12'' OB UP:14 1/4'' Rectangular |  |  |  | 8 | Black/White |  |  | Hardwired | 0 | 0 | 0 | 0 | 0 | 0 | 0 | 0 | 0 | 0 | 0 | 014817598001 | 30 | 16.5 | 18.5 | 22 | 5.299 | 175 | Yes | [9 empty] | cETL Wet | WELLSWORTH 4L LG WALL PDB | 4 - Light Outdoor Wall Lantern |  | OL13202PDB.jpg | OL13202PDB.jpg
OL13207ANBZ | 3 - Light Post Lantern | A subtle interplay of traditional design elements and nautical influences creates the charming visual approach to the Wellsworth outdoor collection by Feiss. Available in three finishes and two different aesthetics. Antique Bronze finish paired with Clear Seeded glass creates a more traditional look to these outdoor light fixtures; while Burnished Brass and Painted Brushed Steel finish coupled with Clear glass reflects a more contemporary approach. The Wellsworth collection includes a 3-light outdoor pendant, a 3-light outdoor post lantern, and 3-light small and medium outdoor lanterns, as well as a 4-light large outdoor lantern. Cast aluminum construction ensures durability. Wet Rated. | OUTDOOR | Wellsworth | Outdoor Lighting | Antique Bronze | ANBZ | Cast Aluminum | Clear Seeded Glass |  |  |  | 3 Candelabra B10 Torpedo 60w |  | 3 | No | [14 empty] | 0 | [12 empty] | 201.45 | 402.9 | 604.35 | L:6 1/8'' W:8 1/2'' H:20 3/4'' | 5.94 |  | 6.125 | 8.5 | 20.75 | Post | [31 empty] | D:3'' H:2 1/2'' Round |  |  | 12 |  |  |  | Hardwired | 0 | 0 | 0 | 0 | 0 | 0 | 0 | 0 | 0 | 0 | 0 | 014817571103 | 25.5 | 11.25 | 11.25 | 8.2 | 1.868 | 175 | Yes | [9 empty] | cETL Wet | WELLSWORTH 3L MD POST ANT BRZ | 3 - Light Post Lantern |  | OL13207ANBZ.jpg | OL13207ANBZ.jpg
OL13207PBS | 3 - Light Post Lantern | A subtle interplay of traditional design elements and nautical influences creates the charming visual approach to the Wellsworth outdoor collection by Feiss. Available in three finishes and two different aesthetics. Antique Bronze finish paired with Clear Seeded glass creates a more traditional look to these outdoor light fixtures; while Burnished Brass and Painted Brushed Steel finish coupled with Clear glass reflects a more contemporary approach. The Wellsworth collection includes a 3-light outdoor pendant, a 3-light outdoor post lantern, and 3-light small and medium outdoor lanterns, as well as a 4-light large outdoor lantern. Cast aluminum construction ensures durability. Wet Rated. | OUTDOOR | Wellsworth | Outdoor Lighting | Painted Brushed Steel | PBS | Cast Aluminum | Clear Glass |  |  |  | 3 Candelabra B10 Torpedo 60w |  | 3 | No | [14 empty] | 0 | [12 empty] | 201.45 | 402.9 | 604.35 | L:6 1/8'' W:8 1/2'' H:20 3/4'' | 5.94 |  | 6.125 | 8.5 | 20.75 | Post | [31 empty] | D:3'' H:2 1/2'' Round |  |  | 12 |  |  |  | Hardwired | 0 | 0 | 0 | 0 | 0 | 0 | 0 | 0 | 0 | 0 | 0 | 014817571097 | 25.5 | 11.25 | 11.25 | 8.2 | 1.868 | 175 | Yes | [9 empty] | cETL Wet | WELLSWORTH 3L MD POST P.B.STL | 3 - Light Post Lantern |  | OL13207PBS.jpg | OL13207PBS.jpg
OL13207PDB | 3 - Light Post Lantern | A subtle interplay of traditional design elements and nautical influences creates the charming visual approach to the Wellsworth outdoor collection by Feiss. Available in three finishes and two different aesthetics. Antique Bronze finish paired with Clear Seeded glass creates a more traditional look to these outdoor light fixtures; while Burnished Brass and Painted Brushed Steel finish coupled with Clear glass reflects a more contemporary approach. The Wellsworth collection includes a 3-light outdoor pendant, a 3-light outdoor post lantern, and 3-light small and medium outdoor lanterns, as well as a 4-light large outdoor lantern. Cast aluminum construction ensures durability. Wet Rated. | OUTDOOR | Wellsworth | Outdoor Lighting | Painted Distressed Brass | PDB | Cast Aluminum | Clear Glass |  |  |  | 3 Candelabra B10 Torpedo 60w |  | 3 | No | [14 empty] | 0 | [12 empty] | 201.45 | 402.9 | 604.35 | L:6 1/8'' W:8 1/2'' H:20 3/4'' | 5.94 |  | 6.125 | 8.5 | 20.75 | Post | [31 empty] | D:3'' H:2 1/2'' Round |  |  | 12 | Black/White |  |  | Hardwired | 0 | 0 | 0 | 0 | 0 | 0 | 0 | 0 | 0 | 0 | 0 | 014817597998 | 25.5 | 11.25 | 11.25 | 8.2 | 1.868 | 175 | Yes | [9 empty] | cETL Wet | WELLSWORTH 3L MD POST PDB | 3 - Light Post Lantern |  | OL13207PDB.jpg | OL13207PDB.jpg
OL13209ANBZ | 3 - Light Outdoor Pendant Lantern | A subtle interplay of traditional design elements and nautical influences creates the charming visual approach to the Wellsworth outdoor collection by Feiss. Available in three finishes and two different aesthetics. Antique Bronze finish paired with Clear Seeded glass creates a more traditional look to these outdoor light fixtures; while Burnished Brass and Painted Brushed Steel finish coupled with Clear glass reflects a more contemporary approach. The Wellsworth collection includes a 3-light outdoor pendant, a 3-light outdoor post lantern, and 3-light small and medium outdoor lanterns, as well as a 4-light large outdoor lantern. Cast aluminum construction ensures durability. Wet Rated. | OUTDOOR | Wellsworth | Outdoor Lighting | Antique Bronze | ANBZ | Cast Aluminum | Clear Seeded Glass |  |  |  | 3 Candelabra B10 Torpedo 60w |  | 3 | No | [14 empty] | 0 | [12 empty] | 202.45 | 404.9 | 607.35 | L:6 1/8'' W:8 1/2'' H:18 3/4'' O:64'' | 6.82 |  | 6.125 | 8.5 | 18.75 | Center Lock-Up |  |  | 64 | 27.875 - 63.875 | [25 empty] | D:5 1/8'' H:1'' Round |  |  |  |  | 180 |  |  |  | Hardwired | 0 | 0 | 0 | 0 | 0 | 0 | 0 | 0 | 0 | 0 | 0 | 014817571127 | 25.5 | 11.5 | 11.25 | 8.2 | 1.909 | 175 | Yes | [9 empty] | cETL Damp | WELLSWORTH 3L MD PEND ANT BRZ | 3 - Light Outdoor Pendant Lantern |  | OL13209ANBZ.jpg | OL13209ANBZ.jpg
OL13209PBS | 3 - Light Outdoor Pendant Lantern | A subtle interplay of traditional design elements and nautical influences creates the charming visual approach to the Wellsworth outdoor collection by Feiss. Available in three finishes and two different aesthetics. Antique Bronze finish paired with Clear Seeded glass creates a more traditional look to these outdoor light fixtures; while Burnished Brass and Painted Brushed Steel finish coupled with Clear glass reflects a more contemporary approach. The Wellsworth collection includes a 3-light outdoor pendant, a 3-light outdoor post lantern, and 3-light small and medium outdoor lanterns, as well as a 4-light large outdoor lantern. Cast aluminum construction ensures durability. Wet Rated. | OUTDOOR | Wellsworth | Outdoor Lighting | Painted Brushed Steel | PBS | Cast Aluminum | Clear Glass |  |  |  | 3 Candelabra B10 Torpedo 60w |  | 3 | No | [14 empty] | 0 | [12 empty] | 202.45 | 404.9 | 607.35 | L:6 1/8'' W:8 1/2'' H:18 3/4'' O:64'' | 6.82 |  | 6.125 | 8.5 | 18.75 | Center Lock-Up |  |  | 64 | 27.875 - 63.875 | [25 empty] | D:5 1/8'' H:1'' Round |  |  |  |  | 180 |  |  |  | Hardwired | 0 | 0 | 0 | 0 | 0 | 0 | 0 | 0 | 0 | 0 | 0 | 014817571110 | 22.75 | 12.25 | 11.75 | 9.6 | 1.895 | 175 | Yes | [9 empty] | cETL Damp | WELLSWORTH 3L MD PEND P.B.STL | 3 - Light Outdoor Pendant Lantern |  | OL13209PBS.jpg | OL13209PBS.jpg
OL13209PDB | 3 - Light Outdoor Pendant Lantern | A subtle interplay of traditional design elements and nautical influences creates the charming visual approach to the Wellsworth outdoor collection by Feiss. Available in three finishes and two different aesthetics. Antique Bronze finish paired with Clear Seeded glass creates a more traditional look to these outdoor light fixtures; while Burnished Brass and Painted Brushed Steel finish coupled with Clear glass reflects a more contemporary approach. The Wellsworth collection includes a 3-light outdoor pendant, a 3-light outdoor post lantern, and 3-light small and medium outdoor lanterns, as well as a 4-light large outdoor lantern. Cast aluminum construction ensures durability. Wet Rated. | OUTDOOR | Wellsworth | Outdoor Lighting | Painted Distressed Brass | PDB | Cast Aluminum | Clear Glass |  |  |  | 3 Candelabra B10 Torpedo 60w |  | 3 | No | [14 empty] | 0 | [12 empty] | 202.45 | 404.9 | 607.35 | L:6 1/8'' W:8 1/2'' H:18 3/4'' O:64'' | 6.82 |  | 6.125 | 8.5 | 18.75 | Center Lock-Up |  |  | 64 | 27.875 - 63.875 | [25 empty] | D:5 1/8'' H:1'' Round |  |  |  |  | 180 | Clear Silver |  |  | Hardwired | 0 | 0 | 0 | 0 | 0 | 0 | 0 | 0 | 0 | 0 | 0 | 014817597981 | 22.75 | 12.5 | 11.75 | 9.6 | 1.934 | 175 | Yes | [9 empty] | cETL Damp | WELLSWORTH 3L MD PEND PDB | 3 - Light Outdoor Pendant Lantern |  | OL13209PDB.jpg | OL13209PDB.jpg
OL13300ABLK | 1 - Light Outdoor Wall Lantern | With a soft, updated approach to the clean lines of the Prairie design style, the Hodges outdoor collection by Feiss has a simple yet refined farmhouse look. Great craftsmanship and technique is applied to bend the metal roofline and to create the loop at the crown. A new Ash Black finish combined with Clear Seeded glass panels provides a warm welcome. Constructed of a proprietary StoneStrong material for added strength, durability and longevity, the collection offers a 5-year warranty. The Hodges Outdoor Collection includes small, medium and large 1-light outdoor wall lanterns, a 1-light outdoor post lantern, and a 1-light outdoor pendant. Wet Rated. | OUTDOOR | Hodges | Outdoor Lighting | Ash Black | ABLK | StoneStrong | Clear Seeded Glass |  |  |  | 1 Medium A19 60w |  | 1 | No | [14 empty] | 0 | [12 empty] | 45.95 | 91.9 | 137.85 | W:7'' H:11 3/4'' E:7'' | 3.74 |  |  | 7 | 11.75 | Set Screw(s) |  |  |  |  | 7 | [25 empty] | DP:2'' W:4 3/4'' H:8 1/4'' OB DOWN:7 1/2'' Round |  |  |  | 8 |  |  |  | Hardwired | 0 | 0 | 0 | 0 | 0 | 0 | 0 | 0 | 0 | 0 | 0 | 014817571134 | 12.5 | 10.5 | 11.5 | 5 | 0.873 | 175 | Yes | [9 empty] | cETL Wet | HODGES 1L SM WALL ASH BLK | 1 - Light Outdoor Wall Lantern |  | OL13300ABLK.jpg | OL13300ABLK.jpg
OL13301ABLK | 1 - Light Outdoor Wall Lantern | With a soft, updated approach to the clean lines of the Prairie design style, the Hodges outdoor collection by Feiss has a simple yet refined farmhouse look. Great craftsmanship and technique is applied to bend the metal roofline and to create the loop at the crown. A new Ash Black finish combined with Clear Seeded glass panels provides a warm welcome. Constructed of a proprietary StoneStrong material for added strength, durability and longevity, the collection offers a 5-year warranty. The Hodges Outdoor Collection includes small, medium and large 1-light outdoor wall lanterns, a 1-light outdoor post lantern, and a 1-light outdoor pendant. Wet Rated. | OUTDOOR | Hodges | Outdoor Lighting | Ash Black | ABLK | StoneStrong | Clear Seeded Glass |  |  |  | 1 Medium A19 60w |  | 1 | No | [14 empty] | 0 | [12 empty] | 69.45 | 138.9 | 208.35 | W:9'' H:13 3/4'' E:7'' | 5.06 |  |  | 9 | 13.75 | Set Screw(s) |  |  |  |  | 7 | [25 empty] | DP:2'' W:5 1/4'' H:10'' OB DOWN:8 3/4'' Rectangular |  |  |  | 8 |  |  |  | Hardwired | 0 | 0 | 0 | 0 | 0 | 0 | 0 | 0 | 0 | 0 | 0 | 014817571141 | 14 | 12.5 | 11.75 | 6.5 | 1.19 | 175 | Yes | [9 empty] | cETL Wet | HODGES 1L MD WALL ASH BLK | 1 - Light Outdoor Wall Lantern |  | OL13301ABLK.jpg | OL13301ABLK.jpg
OL13302ABLK | 1 - Light Outdoor Wall Lantern | With a soft, updated approach to the clean lines of the Prairie design style, the Hodges outdoor collection by Feiss has a simple yet refined farmhouse look. Great craftsmanship and technique is applied to bend the metal roofline and to create the loop at the crown. A new Ash Black finish combined with Clear Seeded glass panels provides a warm welcome. Constructed of a proprietary StoneStrong material for added strength, durability and longevity, the collection offers a 5-year warranty. The Hodges Outdoor Collection includes small, medium and large 1-light outdoor wall lanterns, a 1-light outdoor post lantern, and a 1-light outdoor pendant. Wet Rated. | OUTDOOR | Hodges | Outdoor Lighting | Ash Black | ABLK | StoneStrong | Clear Seeded Glass |  |  |  | 1 Medium A19 60w |  | 1 | No | [14 empty] | 0 | [12 empty] | 103.45 | 206.9 | 310.35 | W:10 3/4'' H:16 1/4'' E:7 3/4'' | 6.6 |  |  | 10.75 | 16.25 | Set Screw(s) |  |  |  |  | 7.75 | [25 empty] | DP:2 3/4'' W:6 3/4'' H:15'' OB DOWN:10 1/4'' Rectangular |  |  |  | 8 |  |  |  | Hardwired | 0 | 0 | 0 | 0 | 0 | 0 | 0 | 0 | 0 | 0 | 0 | 014817571158 | 16.5 | 13.5 | 12 | 8.8 | 1.547 | 175 | Yes | [9 empty] | cETL Wet | HODGES 1L LG WALL ASH BLK | 1 - Light Outdoor Wall Lantern |  | OL13302ABLK.jpg | OL13302ABLK.jpg
OL13307ABLK | 1 - Light Outdoor Post Lantern | With a soft, updated approach to the clean lines of the Prairie design style, the Hodges outdoor collection by Feiss has a simple yet refined farmhouse look. Great craftsmanship and technique is applied to bend the metal roofline and to create the loop at the crown. A new Ash Black finish combined with Clear Seeded glass panels provides a warm welcome. Constructed of a proprietary StoneStrong material for added strength, durability and longevity, the collection offers a 5-year warranty. The Hodges Outdoor Collection includes small, medium and large 1-light outdoor wall lanterns, a 1-light outdoor post lantern, and a 1-light outdoor pendant. Wet Rated. | OUTDOOR | Hodges | Outdoor Lighting | Ash Black | ABLK | StoneStrong | Clear Seeded Glass |  |  |  | 1 Medium A19 60w |  | 1 | No | [14 empty] | 0 | [12 empty] | 114.95 | 229.9 | 344.85 | L:7 1/2'' W:10 3/4'' H:19 3/4'' | 5.5 |  | 7.5 | 10.75 | 19.75 | Set Screw(s) | [31 empty] | D:3'' H:3'' Round |  |  | 8 |  |  |  | Hardwired | 0 | 0 | 0 | 0 | 0 | 0 | 0 | 0 | 0 | 0 | 0 | 014817571165 | 19.5 | 13.5 | 12 | 7.9 | 1.828 | 175 | Yes | [9 empty] | cETL Wet | HODGES 1L MD POST ASH BLK | 1 - Light Outdoor Post Lantern |  | OL13307ABLK.jpg | OL13307ABLK.jpg
OL13503ANBZ | 4 - Light Outdoor Wall Lantern | The Herald outdoor collection by Feiss is rich with heritage and design details, like the vented crown, curved piping extending from the backplate and gently tapered glass panels. The combination of a new Antique Bronze finish, Clear Seeded glass shades and candelabra lamping celebrate this period-inspired, yet universal design. The outdoor collection offers small (13 inches high with 1-light), medium (18-inches high with 3-light), large (21 inches high with 4-light) and extra-large (27 inches high with 4-light) outdoor wall lanterns, as well as a 3-light outdoor post lantern and a 3-light outdoor pendant. Cast aluminum construction ensures durability. Wet Rated. | OUTDOOR | Herald | Outdoor Lighting | Antique Bronze | ANBZ | Cast Aluminum | Clear Seeded Glass |  |  |  | 4 Candelabra B10 Torpedo 60w |  | 4 | No | [14 empty] | 0 | [12 empty] | 249.5 | 499 | 748.5 | W:14 1/2'' H:27'' E:17 3/4'' | 17.6 |  |  | 14.5 | 27 | Set Screw(s) |  |  |  |  | 17.75 | [25 empty] | DP:1'' W:6 1/2'' H:12 1/2'' OB DOWN:18 3/4'' Rectangular |  |  |  | 8 |  |  |  | Hardwired | 0 | 0 | 0 | 0 | 0 | 0 | 0 | 0 | 0 | 0 | 0 | 014817571219 | 31 | 21 | 18 | 24 | 6.781 | 250 | Yes | [9 empty] | cETL Wet | HERALD 4L XL WALL ANT BRZ | 4 - Light Outdoor Wall Lantern |  | OL13503ANBZ.jpg | OL13503ANBZ.jpg
OL13600ANBZ | 1 - Light Outdoor Wall Lantern | The Prairie style is known for simple, linear design elements often influenced by Asian characteristics, and the Glenview outdoor collection by Feiss delivers that look with its streamlined frame and subtly detailed, flat roofline. A new gilded Antique Bronze finish brings a refreshing and stylish tone to dress up outdoor spaces. The open bottom ensure the low-maintenance fixture is easy to clean. Fixtures offered in the Glenview Collection include small one-light wall lantern (10 inches high), medium one-light wall lantern (12 inches high), large one-light wall lantern (14 inches high), and extra-large one-light wall lantern (18 inches high), an one-light outdoor post lantern and an one-light outdoor pendant. Cast aluminum construction ensures durability. Wet Rated. (This collection was previously known as the Chappman collection.) | OUTDOOR | Glenview | Outdoor Lighting | Antique Bronze | ANBZ | Cast Aluminum | Clear Glass |  |  |  | 1 Medium A19 60w |  | 1 | No | [14 empty] | 0 | [12 empty] | 45.95 | 91.9 | 137.85 | W:6 1/2'' H:10'' E:7'' | 3.74 |  |  | 6.5 | 10 | Set Screw(s) |  |  |  |  | 7 | [25 empty] | DP:1/2'' W:4 1/2'' H:7'' OB DOWN:5'' Rectangular |  |  |  | 8 |  |  |  |  | 0 | 0 | 0 | 0 | 0 | 0 | 0 | 0 | 0 | 0 | 0 | 014817571240 | 13 | 11.75 | 10 | 4.8 | 0.884 | 175 | Yes | [9 empty] | cETL Wet | GLENVIEW 1L SM WALL ANT BRZ | 1 - Light Outdoor Wall Lantern |  | OL13600ANBZ.jpg | OL13600ANBZ.jpg
OL13601ANBZ | 1 - Light Outdoor Wall Lantern | The Prairie style is known for simple, linear design elements often influenced by Asian characteristics, and the Glenview outdoor collection by Feiss delivers that look with its streamlined frame and subtly detailed, flat roofline. A new gilded Antique Bronze finish brings a refreshing and stylish tone to dress up outdoor spaces. The open bottom ensure the low-maintenance fixture is easy to clean. Fixtures offered in the Glenview Collection include small one-light wall lantern (10 inches high), medium one-light wall lantern (12 inches high), large one-light wall lantern (14 inches high), and extra-large one-light wall lantern (18 inches high), an one-light outdoor post lantern and an one-light outdoor pendant. Cast aluminum construction ensures durability. Wet Rated. (This collection was previously known as the Chappman collection.) | OUTDOOR | Glenview | Outdoor Lighting | Antique Bronze | ANBZ | Cast Aluminum | Clear Glass |  |  |  | 1 Medium A19 60w |  | 1 | No | [14 empty] | 0 | [12 empty] | 69.45 | 138.9 | 208.35 | W:7 3/4'' H:12'' E:8 1/2'' | 5.06 |  |  | 7.75 | 12 | Set Screw(s) |  |  |  |  | 8.5 | [25 empty] | DP:1/2'' W:5'' H:8 1/2'' OB DOWN:6'' Rectangular |  |  |  | 8 |  |  |  |  | 0 | 0 | 0 | 0 | 0 | 0 | 0 | 0 | 0 | 0 | 0 | 014817571257 | 16.25 | 12 | 11 | 6.8 | 1.241 | 175 | Yes | [9 empty] | cETL Wet | GLENVIEW 1L MD WALL ANT BRZ | 1 - Light Outdoor Wall Lantern |  | OL13601ANBZ.jpg | OL13601ANBZ.jpg
OL13602ANBZ | 1 - Light Outdoor Wall Lantern | The Prairie style is known for simple, linear design elements often influenced by Asian characteristics, and the Glenview outdoor collection by Feiss delivers that look with its streamlined frame and subtly detailed, flat roofline. A new gilded Antique Bronze finish brings a refreshing and stylish tone to dress up outdoor spaces. The open bottom ensure the low-maintenance fixture is easy to clean. Fixtures offered in the Glenview Collection include small one-light wall lantern (10 inches high), medium one-light wall lantern (12 inches high), large one-light wall lantern (14 inches high), and extra-large one-light wall lantern (18 inches high), an one-light outdoor post lantern and an one-light outdoor pendant. Cast aluminum construction ensures durability. Wet Rated. (This collection was previously known as the Chappman collection.) | OUTDOOR | Glenview | Outdoor Lighting | Antique Bronze | ANBZ | Cast Aluminum | Clear Glass |  |  |  | 1 Medium A19 60w |  | 1 | No | [14 empty] | 0 | [12 empty] | 103.45 | 206.9 | 310.35 | W:9'' H:14 3/4'' E:9 3/4'' | 8.36 |  |  | 9 | 14.75 | Set Screw(s) |  |  |  |  | 9.75 | [25 empty] | DP:1/2'' W:6'' H:10'' OB DOWN:7 1/2'' Rectangular |  |  |  | 8 |  |  |  |  | 0 | 0 | 0 | 0 | 0 | 0 | 0 | 0 | 0 | 0 | 0 | 014817571264 | 20 | 14 | 12 | 10.3 | 1.944 | 175 | Yes | [9 empty] | cETL Wet | GLENVIEW 1L LG WALL ANT BRZ | 1 - Light Outdoor Wall Lantern |  | OL13602ANBZ.jpg | OL13602ANBZ.jpg
OL13603ANBZ | 1 - Light Outdoor Wall Lantern | The Prairie style is known for simple, linear design elements often influenced by Asian characteristics, and the Glenview outdoor collection by Feiss delivers that look with its streamlined frame and subtly detailed, flat roofline. A new gilded Antique Bronze finish brings a refreshing and stylish tone to dress up outdoor spaces. The open bottom ensure the low-maintenance fixture is easy to clean. Fixtures offered in the Glenview Collection include small one-light wall lantern (10 inches high), medium one-light wall lantern (12 inches high), large one-light wall lantern (14 inches high), and extra-large one-light wall lantern (18 inches high), an one-light outdoor post lantern and an one-light outdoor pendant. Cast aluminum construction ensures durability. Wet Rated. (This collection was previously known as the Chappman collection.) | OUTDOOR | Glenview | Outdoor Lighting | Antique Bronze | ANBZ | Cast Aluminum | Clear Glass |  |  |  | 1 Medium A19 75w |  | 1 | No | [14 empty] | 0 | [12 empty] | 172.95 | 345.9 | 518.85 | W:11 1/4'' H:18 1/2'' E:12 1/4'' | 13.2 |  |  | 11.25 | 18.5 | Set Screw(s) |  |  |  |  | 12.25 | [25 empty] | DP:1/2'' W:6 1/2'' H:11 1/2'' OB DOWN:9 1/4'' Rectangular |  |  |  | 8 |  |  |  | Hardwired | 0 | 0 | 0 | 0 | 0 | 0 | 0 | 0 | 0 | 0 | 0 | 014817571271 | 22.25 | 17.75 | 15.5 | 15.2 | 3.543 | 175 | Yes | [9 empty] | cETL Wet | GLENVIEW 1L XL WALL ANT BRZ | 1 - Light Outdoor Wall Lantern |  | OL13603ANBZ.jpg | OL13603ANBZ.jpg
OL13607ANBZ | 1 - Light Outdoor Post Lantern | The Prairie style is known for simple, linear design elements often influenced by Asian characteristics, and the Glenview outdoor collection by Feiss delivers that look with its streamlined frame and subtly detailed, flat roofline. A new gilded Antique Bronze finish brings a refreshing and stylish tone to dress up outdoor spaces. The open bottom ensure the low-maintenance fixture is easy to clean. Fixtures offered in the Glenview Collection include small one-light wall lantern (10 inches high), medium one-light wall lantern (12 inches high), large one-light wall lantern (14 inches high), and extra-large one-light wall lantern (18 inches high), an one-light outdoor post lantern and an one-light outdoor pendant. Cast aluminum construction ensures durability. Wet Rated. (This collection was previously known as the Chappman collection.) | OUTDOOR | Glenview | Outdoor Lighting | Antique Bronze | ANBZ | Cast Aluminum | Clear Glass |  |  |  | 1 Medium A19 60w |  | 1 | No | [14 empty] | 0 | [12 empty] | 114.95 | 229.9 | 344.85 | L:6 3/4'' W:7 3/4'' H:16 3/4'' | 8.36 |  | 6.75 | 7.75 | 16.75 | Post | [31 empty] | D:3'' H:3'' Round |  |  | 12 |  |  |  | Hardwired | 0 | 0 | 0 | 0 | 0 | 0 | 0 | 0 | 0 | 0 | 0 | 014817571288 | 22.5 | 14 | 12.5 | 9.7 | 2.279 | 175 | Yes | [9 empty] | cETL Wet | GLENVIEW 1L MD POST ANT BRZ | 1 - Light Outdoor Post Lantern |  | OL13607ANBZ.jpg | OL13607ANBZ.jpg
OL13609ANBZ | 1 - Light Outdoor Pendant Lantern | The Prairie style is known for simple, linear design elements often influenced by Asian characteristics, and the Glenview outdoor collection by Feiss delivers that look with its streamlined frame and subtly detailed, flat roofline. A new gilded Antique Bronze finish brings a refreshing and stylish tone to dress up outdoor spaces. The open bottom ensure the low-maintenance fixture is easy to clean. Fixtures offered in the Glenview Collection include small one-light wall lantern (10 inches high), medium one-light wall lantern (12 inches high), large one-light wall lantern (14 inches high), and extra-large one-light wall lantern (18 inches high), an one-light outdoor post lantern and an one-light outdoor pendant. Cast aluminum construction ensures durability. Wet Rated. (This collection was previously known as the Chappman collection.) | OUTDOOR | Glenview | Outdoor Lighting | Antique Bronze | ANBZ | Cast Aluminum | Clear Glass |  |  |  | 1 Medium A19 60w |  | 1 | No | [14 empty] | 0 | [12 empty] | 103.95 | 207.9 | 311.85 | L:6 3/4'' W:7 3/4'' H:13'' O:58 1/2'' | 5.5 |  | 6.75 | 7.75 | 13 | Center Lock-Up |  |  | 58.5 | 22.5 - 58.5 | [25 empty] | D:5'' H:1'' Round |  |  |  |  | 180 |  |  |  | Hardwired | 0 | 0 | 0 | 0 | 0 | 0 | 0 | 0 | 0 | 0 | 0 | 014817571295 | 16 | 12.75 | 11.25 | 7.4 | 1.328 | 175 | Yes | [9 empty] | cETL Damp | GLENVIEW 1L MD PEND ANT BRZ | 1 - Light Outdoor Pendant Lantern |  | OL13609ANBZ.jpg | OL13609ANBZ.jpg
OL13700ANBZ-L1 | 1 - Light Outdoor LED Wall Lantern | The Urbandale outdoor collection by Feiss has a modern design which features beveled edges achieved with the fine precision of crisp die-cast construction. Both incandescent and LED versions are available, and each offer slightly different aesthetic. The incandescent version is offered in the Antique Bronze finish which nicely contrasts with the Painted Burnished Brass finish on the squared-off candle holders and Clear Seeded glass to subtly obscure the light source. The LED version is offered in an Antique Bronze finish with Clear Water glass. | OUTDOOR | Urbandale | Outdoor Lighting | Antique Bronze | ANBZ | StoneStrong | Undefined Glass |  |  |  | 1 Integrated Array 9w |  | 1 | Yes | 1000 | 2700 | 90 | 9 | 120 | 19 - Integrated | MODS - Modules |  |  |  |  | 9 | 9 | 50000 | 0 | [12 empty] | 97.95 | 195.9 | 293.85 | W:6'' H:10'' E:4 3/4'' | 3.96 |  |  | 6 | 10 | Set Screw(s) |  |  |  |  | 4.75 | [25 empty] | DP:1/2'' W:5 3/4'' H:6 3/4'' OB DOWN:5'' Rectangular |  |  |  | 8 |  |  |  | Hardwired | 0 | 0 | 0 | 0 | 1 | 0 | 1 | 0 | 0 | 0 | 0 | 014817582338 | 12.75 | 10 | 8.75 | 4.8 | 0.646 | 125 | Yes | [9 empty] | cETL Wet | URBANDALE 1L SM LED WALL A.BZ | 1 - Light Outdoor LED Wall Lantern |  | OL13700ANBZ-L1.jpg | OL13700ANBZL1.jpg
OL13701ANBZ-L1 | 1 - Light Outdoor LED Wall Lantern | The Urbandale outdoor collection by Feiss has a modern design which features beveled edges achieved with the fine precision of crisp die-cast construction. Both incandescent and LED versions are available, and each offer slightly different aesthetic. The incandescent version is offered in the Antique Bronze finish which nicely contrasts with the Painted Burnished Brass finish on the squared-off candle holders and Clear Seeded glass to subtly obscure the light source. The LED version is offered in an Antique Bronze finish with Clear Water glass. | OUTDOOR | Urbandale | Outdoor Lighting | Antique Bronze | ANBZ | StoneStrong | Undefined Glass |  |  |  | 1 Integrated Array 14w |  | 1 | Yes | 1000 | 2700 | 90 | 14 | 120 | 19 - Integrated | MODS - Modules |  |  |  |  | 14 | 14 | 50000 | 0 | [12 empty] | 126.95 | 253.9 | 380.85 | W:8'' H:13'' E:6'' | 6.07 |  |  | 8 | 13 | Set Screw(s) |  |  |  |  | 6 | [25 empty] | DP:1/2'' W:7 1/2'' H:8 1/4'' OB DOWN:6 1/2'' Rectangular |  |  |  | 8 |  |  |  | Hardwired | 0 | 0 | 0 | 0 | 1 | 0 | 1 | 0 | 0 | 0 | 0 | 014817582345 | 16.25 | 11 | 11.5 | 8 | 1.19 | 125 | Yes | [9 empty] | cETL Wet | URBANDALE 1L MD LED WALL ANBZ | 1 - Light Outdoor LED Wall Lantern |  | OL13701ANBZ-L1.jpg | OL13701ANBZL1.jpg
OL13702ANBZ-L1 | 1 - Light Outdoor LED Wall Lantern | The Urbandale outdoor collection by Feiss has a modern design which features beveled edges achieved with the fine precision of crisp die-cast construction. Both incandescent and LED versions are available, and each offer slightly different aesthetic. The incandescent version is offered in the Antique Bronze finish which nicely contrasts with the Painted Burnished Brass finish on the squared-off candle holders and Clear Seeded glass to subtly obscure the light source. The LED version is offered in an Antique Bronze finish with Clear Water glass. | OUTDOOR | Urbandale | Outdoor Lighting | Antique Bronze | ANBZ | StoneStrong | Undefined Glass |  |  |  | 1 Integrated Array 26w |  | 1 | Yes | 1915 | 2700 | 90 | 26 | 120 | 19 - Integrated | MODS - Modules |  |  |  |  | 26 | 26 | 50000 | 0 | [12 empty] | 172.95 | 345.9 | 518.85 | W:10'' H:16 1/4'' E:8'' | 11.88 |  |  | 10 | 16.25 | Set Screw(s) |  |  |  |  | 8 | [25 empty] | DP:1/2'' W:9 1/2'' H:10'' OB DOWN:8'' Rectangular |  |  |  | 8 |  |  |  | Hardwired | 0 | 0 | 0 | 0 | 1 | 0 | 1 | 0 | 0 | 0 | 0 | 014817582352 | 19.5 | 14 | 13.5 | 15 | 2.133 | 125 | Yes | [9 empty] | cETL Wet | URBANDALE 1L LG LED WALL A.BZ | 1 - Light Outdoor LED Wall Lantern |  | OL13702ANBZ-L1.jpg | OL13702ANBZL1.jpg
OL13703ANBZ-L1 | 1 - Light Outdoor LED Wall Lantern | The Urbandale outdoor collection by Feiss has a modern design which features beveled edges achieved with the fine precision of crisp die-cast construction. Both incandescent and LED versions are available, and each offer slightly different aesthetic. The incandescent version is offered in the Antique Bronze finish which nicely contrasts with the Painted Burnished Brass finish on the squared-off candle holders and Clear Seeded glass to subtly obscure the light source. The LED version is offered in an Antique Bronze finish with Clear Water glass. | OUTDOOR | Urbandale | Outdoor Lighting | Antique Bronze | ANBZ | StoneStrong | Undefined Glass |  |  |  | 1 Integrated Array 26w |  | 1 | Yes | 1915 | 2700 | 90 | 26 | 120 | 19 - Integrated | MODS - Modules |  |  |  |  | 26 | 26 | 50000 | 0 | [12 empty] | 242.45 | 484.9 | 727.35 | W:10'' H:23'' E:8'' | 17.38 |  |  | 10 | 23 | Set Screw(s) |  |  |  |  | 8 | [25 empty] | DP:1/2'' W:9 1/2'' H:18 3/4'' OB DOWN:11 1/2'' Rectangular |  |  |  | 8 |  |  |  | Hardwired | 0 | 0 | 0 | 0 | 1 | 0 | 1 | 0 | 0 | 0 | 0 | 014817582369 | 27.75 | 15.25 | 15 | 21.1 | 3.674 | 175 | Yes | [9 empty] | cETL Wet | URBANDALE 1L XL LED WALL A.BZ | 1 - Light Outdoor LED Wall Lantern |  | OL13703ANBZ-L1.jpg | OL13703ANBZL1.jpg
OL13707ANBZ-L1 | 1 - Light Outdoor LED Post Lantern | The Urbandale outdoor collection by Feiss has a modern design which features beveled edges achieved with the fine precision of crisp die-cast construction. Both incandescent and LED versions are available, and each offer slightly different aesthetic. The incandescent version is offered in the Antique Bronze finish which nicely contrasts with the Painted Burnished Brass finish on the squared-off candle holders and Clear Seeded glass to subtly obscure the light source. The LED version is offered in an Antique Bronze finish with Clear Water glass. | OUTDOOR | Urbandale | Outdoor Lighting | Antique Bronze | ANBZ | StoneStrong | Undefined Glass |  |  |  | 1 Integrated Array 26w |  | 1 | Yes | 1915 | 2700 | 90 | 26 | 120 | 19 - Integrated | MODS - Modules |  |  |  |  | 26 | 26 | 50000 | 0 | [12 empty] | 199.98 | 399.96 | 599.94 | L:7 1/2'' W:10'' H:18 3/4'' | 8.8 |  | 7.5 | 10 | 18.75 | Post | [31 empty] | D:3'' H:3'' Round |  |  | 12 |  |  |  | Hardwired | 0 | 0 | 0 | 0 | 1 | 0 | 1 | 0 | 0 | 0 | 0 | 014817582376 | 22.5 | 13 | 13.25 | 11.6 | 2.243 | 175 | Yes | [9 empty] | cETL Wet | URBANDALE 1L LG LED POST A.BZ | 1 - Light Outdoor LED Post Lantern |  | OL13707ANBZ-L1.jpg | OL13707ANBZL1.jpg
OL13800ANBZ/PBB | 1 - Light Outdoor Wall Lantern | The Urbandale outdoor collection by Feiss has a modern design which features beveled edges achieved with the fine precision of crisp die-cast construction. Both incandescent and LED versions are available, and each offer slightly different aesthetic. The incandescent version is offered in the Antique Bronze finish which nicely contrasts with the Painted Burnished Brass finish on the squared-off candle holders and Clear Seeded glass to subtly obscure the light source. The LED version is offered in an Antique Bronze finish with Clear Water glass. | OUTDOOR | Urbandale | Outdoor Lighting | Antique Bronze / Painted Burnished Brass | ANBZ/PBB | StoneStrong | Clear Seeded Glass |  |  |  | 1 Candelabra B10 Torpedo 60w |  | 1 | No | [14 empty] | 0 | [12 empty] | 85.95 | 171.9 | 257.85 | W:6'' H:10'' E:4 3/4'' | 3.96 |  |  | 6 | 10 | Set Screw(s) |  |  |  |  | 4.75 | [25 empty] | DP:1/2'' W:5 3/4'' H:6 3/4'' OB DOWN:5'' Rectangular |  |  |  | 8 |  |  |  | Hardwired | 0 | 0 | 0 | 0 | 0 | 0 | 0 | 0 | 0 | 0 | 0 | 014817571356 | 13 | 8.75 | 9.75 | 4.9 | 0.642 | 125 | Yes | [9 empty] | cETL Wet | URBANDALE 1L SM WALL ANBZ | 1 - Light Outdoor Wall Lantern |  | OL13800ANBZPBB.jpg | OL13800ANBZPBB.jpg
OL13801ANBZ/PBB | 2 - Light Outdoor Wall Lantern | The Urbandale outdoor collection by Feiss has a modern design which features beveled edges achieved with the fine precision of crisp die-cast construction. Both incandescent and LED versions are available, and each offer slightly different aesthetic. The incandescent version is offered in the Antique Bronze finish which nicely contrasts with the Painted Burnished Brass finish on the squared-off candle holders and Clear Seeded glass to subtly obscure the light source. The LED version is offered in an Antique Bronze finish with Clear Water glass. | OUTDOOR | Urbandale | Outdoor Lighting | Antique Bronze / Painted Burnished Brass | ANBZ/PBB | StoneStrong | Clear Seeded Glass |  |  |  | 2 Candelabra B10 Torpedo 60w |  | 2 | No | [14 empty] | 0 | [12 empty] | 114.95 | 229.9 | 344.85 | W:8'' H:13'' E:6'' | 6.73 |  |  | 8 | 13 | Set Screw(s) |  |  |  |  | 6 | [25 empty] | DP:1/2'' W:7 1/2'' H:8 1/4'' OB DOWN:6 1/2'' Rectangular |  |  |  | 8 |  |  |  | Hardwired | 0 | 0 | 0 | 0 | 0 | 0 | 0 | 0 | 0 | 0 | 0 | 014817571363 | 16.25 | 11 | 11.75 | 8.7 | 1.215 | 125 | Yes | [9 empty] | cETL Wet | URBANDALE 2L MD WALL ANBZ | 2 - Light Outdoor Wall Lantern |  | OL13801ANBZPBB.jpg | OL13801ANBZPBB.jpg
OL13802ANBZ/PBB | 2 - Light Outdoor Wall Lantern | The Urbandale outdoor collection by Feiss has a modern design which features beveled edges achieved with the fine precision of crisp die-cast construction. Both incandescent and LED versions are available, and each offer slightly different aesthetic. The incandescent version is offered in the Antique Bronze finish which nicely contrasts with the Painted Burnished Brass finish on the squared-off candle holders and Clear Seeded glass to subtly obscure the light source. The LED version is offered in an Antique Bronze finish with Clear Water glass. | OUTDOOR | Urbandale | Outdoor Lighting | Antique Bronze / Painted Burnished Brass | ANBZ/PBB | StoneStrong | Clear Seeded Glass |  |  |  | 2 Candelabra B10 Torpedo 60w |  | 2 | No | [14 empty] | 0 | [12 empty] | 143.95 | 287.9 | 431.85 | W:10'' H:16 1/4'' E:8'' | 11.22 |  |  | 10 | 16.25 | Set Screw(s) |  |  |  |  | 8 | [25 empty] | DP:1/2'' W:9 1/2'' H:10'' OB DOWN:8'' Rectangular |  |  |  | 8 |  |  |  | Hardwired | 0 | 0 | 0 | 0 | 0 | 0 | 0 | 0 | 0 | 0 | 0 | 014817571370 | 19.5 | 13.5 | 14 | 14.2 | 2.133 | 125 | Yes | [9 empty] | cETL Wet | URBANDALE 2L LG LED WALL A.BZ | 2 - Light Outdoor Wall Lantern |  | OL13802ANBZPBB.jpg | OL13802ANBZPBB.jpg
OL13803ANBZ/PBB | 2 - Light Outdoor Wall Lantern | The Urbandale outdoor collection by Feiss has a modern design which features beveled edges achieved with the fine precision of crisp die-cast construction. Both incandescent and LED versions are available, and each offer slightly different aesthetic. The incandescent version is offered in the Antique Bronze finish which nicely contrasts with the Painted Burnished Brass finish on the squared-off candle holders and Clear Seeded glass to subtly obscure the light source. The LED version is offered in an Antique Bronze finish with Clear Water glass. | OUTDOOR | Urbandale | Outdoor Lighting | Antique Bronze / Painted Burnished Brass | ANBZ/PBB | StoneStrong | Clear Seeded Glass |  |  |  | 2 Candelabra B10 Torpedo 60w |  | 2 | No | [14 empty] | 0 | [12 empty] | 230.45 | 460.9 | 691.35 | W:10'' H:23'' E:8'' | 18.7 |  |  | 10 | 23 | Set Screw(s) |  |  |  |  | 8 | [25 empty] | DP:1/2'' W:9 1/2'' H:18 3/4'' OB DOWN:11 1/2'' Rectangular |  |  |  | 8 |  |  |  | Hardwired | 0 | 0 | 0 | 0 | 0 | 0 | 0 | 0 | 0 | 0 | 0 | 014817571394 | 28 | 15.5 | 15 | 20.8 | 3.767 | 175 | Yes | [9 empty] | cETL Wet | URBANDALE 2L XL LED WALL A.BZ | 2 - Light Outdoor Wall Lantern |  | OL13803ANBZPBB.jpg | OL13803ANBZPBB.jpg
OL13807ANBZ/PBB | 2 - Light Outdoor Post Lantern | The Urbandale outdoor collection by Feiss has a modern design which features beveled edges achieved with the fine precision of crisp die-cast construction. Both incandescent and LED versions are available, and each offer slightly different aesthetic. The incandescent version is offered in the Antique Bronze finish which nicely contrasts with the Painted Burnished Brass finish on the squared-off candle holders and Clear Seeded glass to subtly obscure the light source. The LED version is offered in an Antique Bronze finish with Clear Water glass. | OUTDOOR | Urbandale | Outdoor Lighting | Antique Bronze / Painted Burnished Brass | ANBZ/PBB | StoneStrong | Clear Seeded Glass |  |  |  | 2 Candelabra B10 Torpedo 60w |  | 2 | No | [14 empty] | 0 | [12 empty] | 161.45 | 322.9 | 484.35 | L:7 1/2'' W:10'' H:18 3/4'' | 7.92 |  | 7.5 | 10 | 18.75 | Post | [31 empty] | D:3'' H:3'' Round |  |  | 12 |  |  |  | Hardwired | 0 | 0 | 0 | 0 | 0 | 0 | 0 | 0 | 0 | 0 | 0 | 014817571387 | 21.5 | 13.25 | 13.25 | 11.3 | 2.184 | 175 | Yes | [9 empty] | cETL Wet | URBANDALE 2L LG LED POST A.BZ | 2 - Light Outdoor Post Lantern |  | OL13807ANBZPBB.jpg | OL13807ANBZPBB.jpg
OL13900PBS | 1 - Light Outdoor Wall Lantern | Taking inspiration from both industrial and nautical design and boasting two finishes Burnished Brass or Painted Brushed Steel, the Boynton outdoor collection by Feiss makes a style statement that is equally suited for use indoors or out. Boynton has arm extension, like a shepherd’s crook, and handle details that hold the fixture firmly in place. Constructed of a proprietary StoneStrong material for added strength, durability and longevity, the collection offers a 5-year warranty. The full collection is composed of small, medium and large one-light outdoor wall lanterns; small, medium and large one-light outdoor pendants; as well as small and medium one-light outdoor post lanterns. | OUTDOOR | Boynton | Outdoor Lighting | Painted Brushed Steel | PBS | StoneStrong | Clear Seeded Glass | D:3.625" H:5.25" |  |  | 1 Medium A19 75w |  | 1 | No | [14 empty] | 0 | [12 empty] | 63.45 | 126.9 | 190.35 | W:9'' H:10 3/4'' E:10 3/4'' | 3.08 |  |  | 9 | 10.75 | Set Screw(s) |  |  |  |  | 10.75 | [25 empty] | DP:1'' W:5'' H:5'' OB DOWN:3 1/4'' Square |  |  |  | 8 |  |  |  | Hardwired | 0 | 0 | 0 | 0 | 0 | 0 | 0 | 0 | 0 | 0 | 0 | 014817571400 | 16 | 12.5 | 10.5 | 4.7 | 1.215 | 250 | Yes | [9 empty] | cETL Wet | BOYNTON 1L SM WALL P.B.STL | 1 - Light Outdoor Wall Lantern |  | OL13900PBS.jpg | OL13900PBS.jpg
OL13900PDB | 1 - Light Outdoor Wall Lantern | Taking inspiration from both industrial and nautical design and boasting two finishes Burnished Brass or Painted Brushed Steel, the Boynton outdoor collection by Feiss makes a style statement that is equally suited for use indoors or out. Boynton has arm extension, like a shepherd’s crook, and handle details that hold the fixture firmly in place. Constructed of a proprietary StoneStrong material for added strength, durability and longevity, the collection offers a 5-year warranty. The full collection is composed of small, medium and large one-light outdoor wall lanterns; small, medium and large one-light outdoor pendants; as well as small and medium one-light outdoor post lanterns. | OUTDOOR | Boynton | Outdoor Lighting | Painted Distressed Brass | PDB | StoneStrong | Clear Seeded Glass | D:3.625" H:8.125" |  |  | 1 Medium A19 75w |  | 1 | No | [14 empty] | 0 | [12 empty] | 63.45 | 126.9 | 190.35 | W:9'' H:10 3/4'' E:10 5/8'' | 3.08 |  |  | 9 | 10.75 | Set Screw(s) |  |  |  |  | 10.625 | [25 empty] | DP:1'' W:5'' H:5'' OB DOWN:3 1/4'' Square |  |  |  | 8 | Black/White |  |  | Hardwired | 0 | 0 | 0 | 0 | 0 | 0 | 0 | 0 | 0 | 0 | 0 | 014817598070 | 15.5 | 12.5 | 10.25 | 4.6 | 1.149 | 175 | Yes | [9 empty] | cETL Wet | BOYNTON 1L SM WALL PDB | 1 - Light Outdoor Wall Lantern |  | OL13900PDB.jpg | OL13900PDB.jpg
OL13901PBS | 1 - Light Outdoor Wall Lantern | Taking inspiration from both industrial and nautical design and boasting two finishes Burnished Brass or Painted Brushed Steel, the Boynton outdoor collection by Feiss makes a style statement that is equally suited for use indoors or out. Boynton has arm extension, like a shepherd’s crook, and handle details that hold the fixture firmly in place. Constructed of a proprietary StoneStrong material for added strength, durability and longevity, the collection offers a 5-year warranty. The full collection is composed of small, medium and large one-light outdoor wall lanterns; small, medium and large one-light outdoor pendants; as well as small and medium one-light outdoor post lanterns. | OUTDOOR | Boynton | Outdoor Lighting | Painted Brushed Steel | PBS | StoneStrong | Clear Seeded Glass | D:4.25" H:9.75" |  |  | 1 Medium A19 75w |  | 1 | No | [14 empty] | 0 | [12 empty] | 91.95 | 183.9 | 275.85 | W:10 1/2'' H:13'' E:12 1/4'' | 3.74 |  |  | 10.5 | 13 | Set Screw(s) |  |  |  |  | 12.25 | [25 empty] | DP:1'' W:5'' H:5'' OB DOWN:4'' Square |  |  |  | 8 |  |  |  | Hardwired | 0 | 0 | 0 | 0 | 0 | 0 | 0 | 0 | 0 | 0 | 0 | 014817571417 | 17.75 | 14 | 11.25 | 6.2 | 1.618 | 250 | Yes | [9 empty] | cETL Wet | BOYNTON 1L MD WALL P.B.STL | 1 - Light Outdoor Wall Lantern |  | OL13901PBS.jpg | OL13901PBS.jpg
OL13901PDB | 1 - Light Outdoor Wall Lantern | Taking inspiration from both industrial and nautical design and boasting two finishes Burnished Brass or Painted Brushed Steel, the Boynton outdoor collection by Feiss makes a style statement that is equally suited for use indoors or out. Boynton has arm extension, like a shepherd’s crook, and handle details that hold the fixture firmly in place. Constructed of a proprietary StoneStrong material for added strength, durability and longevity, the collection offers a 5-year warranty. The full collection is composed of small, medium and large one-light outdoor wall lanterns; small, medium and large one-light outdoor pendants; as well as small and medium one-light outdoor post lanterns. | OUTDOOR | Boynton | Outdoor Lighting | Painted Distressed Brass | PDB | StoneStrong | Clear Seeded Glass | D:4.25" H:9.75" |  |  | 1 Medium A19 75w |  | 1 | No | [14 empty] | 0 | [12 empty] | 91.95 | 183.9 | 275.85 | W:10 1/2'' H:12 7/8'' E:12 1/8'' | 3.74 |  |  | 10.5 | 12.875 | Set Screw(s) |  |  |  |  | 12.125 | [25 empty] | DP:1'' W:5 7/8'' H:5 7/8'' OB UP:3 7/8'' Square |  |  |  | 8 | Black/White |  |  | Hardwired | 0 | 0 | 0 | 0 | 0 | 0 | 0 | 0 | 0 | 0 | 0 | 014817598063 | 17.5 | 14.25 | 10.75 | 5.9 | 1.551 | 250 | Yes | [9 empty] | cETL Wet | BOYNTON 1L MD WALL PDB | 1 - Light Outdoor Wall Lantern |  | OL13901PDB.jpg | OL13901PDB.jpg
OL13902PBS | 1 - Light Outdoor Wall Lantern | Taking inspiration from both industrial and nautical design and boasting two finishes Burnished Brass or Painted Brushed Steel, the Boynton outdoor collection by Feiss makes a style statement that is equally suited for use indoors or out. Boynton has arm extension, like a shepherd’s crook, and handle details that hold the fixture firmly in place. Constructed of a proprietary StoneStrong material for added strength, durability and longevity, the collection offers a 5-year warranty. The full collection is composed of small, medium and large one-light outdoor wall lanterns; small, medium and large one-light outdoor pendants; as well as small and medium one-light outdoor post lanterns. | OUTDOOR | Boynton | Outdoor Lighting | Painted Brushed Steel | PBS | StoneStrong | Clear Seeded Glass | D:5" H:11.5" |  |  | 1 Medium A19 75w |  | 1 | No | [14 empty] | 0 | [12 empty] | 114.95 | 229.9 | 344.85 | W:12 1/2'' H:15 1/2'' E:14 1/4'' | 5.94 |  |  | 12.5 | 15.5 | Set Screw(s) |  |  |  |  | 14.25 | [25 empty] | DP:1'' W:6 1/4'' H:6 1/4'' OB DOWN:4 1/2'' Square |  |  |  | 8 |  |  |  | Hardwired | 0 | 0 | 0 | 0 | 0 | 0 | 0 | 0 | 0 | 0 | 0 | 014817571424 | 20.75 | 15.75 | 12.75 | 8.5 | 2.411 | 250 | Yes | [9 empty] | cETL Wet | BOYNTON 1L LG WALL P.B.STL | 1 - Light Outdoor Wall Lantern |  | OL13902PBS.jpg | OL13902PBS.jpg
OL13902PDB | 1 - Light Outdoor Wall Lantern | Taking inspiration from both industrial and nautical design and boasting two finishes Burnished Brass or Painted Brushed Steel, the Boynton outdoor collection by Feiss makes a style statement that is equally suited for use indoors or out. Boynton has arm extension, like a shepherd’s crook, and handle details that hold the fixture firmly in place. Constructed of a proprietary StoneStrong material for added strength, durability and longevity, the collection offers a 5-year warranty. The full collection is composed of small, medium and large one-light outdoor wall lanterns; small, medium and large one-light outdoor pendants; as well as small and medium one-light outdoor post lanterns. | OUTDOOR | Boynton | Outdoor Lighting | Painted Distressed Brass | PDB | StoneStrong | Clear Seeded Glass | D:5" H:11.5" |  |  | 1 Medium A19 75w |  | 1 | No | [14 empty] | 0 | [12 empty] | 114.95 | 229.9 | 344.85 | W:12 1/2'' H:15 3/8'' E:14 1/4'' | 5.94 |  |  | 12.5 | 15.375 | Set Screw(s) |  |  |  |  | 14.25 | [25 empty] | DP:1'' W:5 7/8'' H:5 7/8'' OB UP:4 5/8'' Square |  |  |  | 8 | Black/White |  |  | Hardwired | 0 | 0 | 0 | 0 | 0 | 0 | 0 | 0 | 0 | 0 | 0 | 014817598056 | 20.5 | 15.75 | 12.5 | 8.5 | 2.336 | 250 | Yes | [9 empty] | cETL Wet | BOYNTON 1L LG WALL PDB | 1 - Light Outdoor Wall Lantern |  | OL13902PDB.jpg | OL13902PDB.jpg
OL13907PBS | 1 - Light Outdoor Post Lantern | Taking inspiration from both industrial and nautical design and boasting two finishes Burnished Brass or Painted Brushed Steel, the Boynton outdoor collection by Feiss makes a style statement that is equally suited for use indoors or out. Boynton has arm extension, like a shepherd’s crook, and handle details that hold the fixture firmly in place. Constructed of a proprietary StoneStrong material for added strength, durability and longevity, the collection offers a 5-year warranty. The full collection is composed of small, medium and large one-light outdoor wall lanterns; small, medium and large one-light outdoor pendants; as well as small and medium one-light outdoor post lanterns. | OUTDOOR | Boynton | Outdoor Lighting | Painted Brushed Steel | PBS | StoneStrong | Clear Seeded Glass | D:3.625" H:8" |  |  | 1 Medium A19 75w |  | 1 | No | [14 empty] | 0 | [12 empty] | 97.95 | 195.9 | 293.85 | L:9 3/4'' W:9'' H:21'' | 2.86 |  | 9.75 | 9 | 21 | Post | [31 empty] | D:3'' H:3'' Round |  |  | 12 |  |  |  | Hardwired | 0 | 0 | 0 | 0 | 0 | 0 | 0 | 0 | 0 | 0 | 0 | 014817571462 | 24.75 | 12.75 | 12.25 | 6.5 | 2.237 | 250 | Yes | [9 empty] | cETL Wet | BOYNTON 1L SM POST P.B.STL | 1 - Light Outdoor Post Lantern |  | OL13907PBS.jpg | OL13907PBS.jpg
OL13908PBS | 1 - Light Outdoor Post Lantern | Taking inspiration from both industrial and nautical design and boasting two finishes Burnished Brass or Painted Brushed Steel, the Boynton outdoor collection by Feiss makes a style statement that is equally suited for use indoors or out. Boynton has arm extension, like a shepherd’s crook, and handle details that hold the fixture firmly in place. Constructed of a proprietary StoneStrong material for added strength, durability and longevity, the collection offers a 5-year warranty. The full collection is composed of small, medium and large one-light outdoor wall lanterns; small, medium and large one-light outdoor pendants; as well as small and medium one-light outdoor post lanterns. | OUTDOOR | Boynton | Outdoor Lighting | Painted Brushed Steel | PBS | StoneStrong | Clear Seeded Glass | D:4.25" H:9.75" |  |  | 1 Medium A19 75w |  | 1 | No | [14 empty] | 0 | [12 empty] | 114.95 | 229.9 | 344.85 | L:11 1/2'' W:10 1/2'' H:24 1/2'' | 3.87 |  | 11.5 | 10.5 | 24.5 | Post | [31 empty] | D:3'' H:3'' Round |  |  | 12 |  |  |  | Hardwired | 0 | 0 | 0 | 0 | 0 | 0 | 0 | 0 | 0 | 0 | 0 | 014817571479 | 28 | 14.75 | 14 | 8.8 | 3.346 | 250 | Yes | [9 empty] | cETL Wet | BOYNTON 1L MD POST P.B.STL | 1 - Light Outdoor Post Lantern |  | OL13908PBS.jpg | OL13908PBS.jpg
OL13908PDB | 1 - Light Outdoor Post Lantern | Taking inspiration from both industrial and nautical design and boasting two finishes Burnished Brass or Painted Brushed Steel, the Boynton outdoor collection by Feiss makes a style statement that is equally suited for use indoors or out. Boynton has arm extension, like a shepherd’s crook, and handle details that hold the fixture firmly in place. Constructed of a proprietary StoneStrong material for added strength, durability and longevity, the collection offers a 5-year warranty. The full collection is composed of small, medium and large one-light outdoor wall lanterns; small, medium and large one-light outdoor pendants; as well as small and medium one-light outdoor post lanterns. | OUTDOOR | Boynton | Outdoor Lighting | Painted Distressed Brass | PDB | StoneStrong | Clear Seeded Glass | D:4.25" H:9.75" |  |  | 1 Medium A19 75w |  | 1 | No | [14 empty] | 0 | [12 empty] | 114.95 | 229.9 | 344.85 | L:11 1/2'' W:10 1/2'' H:24 1/2'' | 3.87 |  | 11.5 | 10.5 | 24.5 | Post | [31 empty] | D:3'' H:3'' Round |  |  | 12 | Black/White |  |  | Hardwired | 0 | 0 | 0 | 0 | 0 | 0 | 0 | 0 | 0 | 0 | 0 | 014817598049 | 27.5 | 14.75 | 13.5 | 7.6 | 3.169 | 250 | Yes | [9 empty] | cETL Wet | BOYNTON 1L MD POST PDB | 1 - Light Outdoor Post Lantern |  | OL13908PDB.jpg | OL13908PDB.jpg
OL13909PBS | 1 - Light Outdoor Pendant Lantern | Taking inspiration from both industrial and nautical design and boasting two finishes Burnished Brass or Painted Brushed Steel, the Boynton outdoor collection by Feiss makes a style statement that is equally suited for use indoors or out. Boynton has arm extension, like a shepherd’s crook, and handle details that hold the fixture firmly in place. Constructed of a proprietary StoneStrong material for added strength, durability and longevity, the collection offers a 5-year warranty. The full collection is composed of small, medium and large one-light outdoor wall lanterns; small, medium and large one-light outdoor pendants; as well as small and medium one-light outdoor post lanterns. | OUTDOOR | Boynton | Outdoor Lighting | Painted Brushed Steel | PBS | StoneStrong | Clear Seeded Glass | D:3.625" H:8.125" |  |  | 1 Medium A19 75w |  | 1 | No | [14 empty] | 0 | [12 empty] | 86.45 | 172.9 | 259.35 | D:9'' H:11'' O:56 1/4'' | 2.86 | 9 |  |  | 11 | Center Lock-Up |  |  | 56.25 | 20.25 - 56.25 | [25 empty] | D:5'' H:1'' Round |  |  |  |  | 180 |  |  |  | Hardwired | 0 | 0 | 0 | 0 | 0 | 0 | 0 | 0 | 0 | 0 | 0 | 014817571431 | 14.5 | 12 | 10.75 | 5.5 | 1.082 | 175 | Yes | [9 empty] | cETL Damp | BOYNTON 1L SM PEND P.B.STL | 1 - Light Outdoor Pendant Lantern |  | OL13909PBS.jpg | OL13909PBS.jpg
OL13911PBS | 1 - Light Outdoor Pendant Lantern | Taking inspiration from both industrial and nautical design and boasting two finishes Burnished Brass or Painted Brushed Steel, the Boynton outdoor collection by Feiss makes a style statement that is equally suited for use indoors or out. Boynton has arm extension, like a shepherd’s crook, and handle details that hold the fixture firmly in place. Constructed of a proprietary StoneStrong material for added strength, durability and longevity, the collection offers a 5-year warranty. The full collection is composed of small, medium and large one-light outdoor wall lanterns; small, medium and large one-light outdoor pendants; as well as small and medium one-light outdoor post lanterns. | OUTDOOR | Boynton | Outdoor Lighting | Painted Brushed Steel | PBS | StoneStrong | Clear Seeded Glass | D:4.25" H:9.75" |  |  | 1 Medium A19 75w |  | 1 | No | [14 empty] | 0 | [12 empty] | 109.95 | 219.9 | 329.85 | D:10 1/2'' H:13'' O:58 1/4'' | 3.74 | 10.5 |  |  | 13 | Center Lock-Up |  |  | 58.25 | 22.25 - 58.25 | [25 empty] | D:5'' H:1'' Round |  |  |  |  | 180 |  |  |  | Hardwired | 0 | 0 | 0 | 0 | 0 | 0 | 0 | 0 | 0 | 0 | 0 | 014817571448 | 16 | 13.75 | 12.75 | 6.9 | 1.623 | 175 | Yes | [9 empty] | cETL Damp | BOYNTON 1L MD PEND P.B.STL | 1 - Light Outdoor Pendant Lantern |  | OL13911PBS.jpg | OL13911PBS.jpg
OL13912PBS | 1 - Light Outdoor Pendant Lantern | Taking inspiration from both industrial and nautical design and boasting two finishes Burnished Brass or Painted Brushed Steel, the Boynton outdoor collection by Feiss makes a style statement that is equally suited for use indoors or out. Boynton has arm extension, like a shepherd’s crook, and handle details that hold the fixture firmly in place. Constructed of a proprietary StoneStrong material for added strength, durability and longevity, the collection offers a 5-year warranty. The full collection is composed of small, medium and large one-light outdoor wall lanterns; small, medium and large one-light outdoor pendants; as well as small and medium one-light outdoor post lanterns. | OUTDOOR | Boynton | Outdoor Lighting | Painted Brushed Steel | PBS | StoneStrong | Clear Seeded Glass |  |  |  | 1 Medium A19 75w |  | 1 | No | [14 empty] | 0 | [12 empty] | 121.45 | 242.9 | 364.35 | D:12 1/2'' H:15 1/2'' O:61 3/4'' | 5.28 | 12.5 |  |  | 15.5 | Center Lock-Up |  |  | 61.75 | 25.75 - 61.75 | [25 empty] | D:5'' H:1'' Round |  |  |  |  | 180 |  |  |  | Hardwired | 0 | 0 | 0 | 0 | 0 | 0 | 0 | 0 | 0 | 0 | 0 | 014817571455 | 18.75 | 15.5 | 14 | 8.3 | 2.355 | 250 | Yes | [9 empty] | cETL Damp | BOYNTON 1L LG PEND P.B.STL | 1 - Light Outdoor Pendant Lantern |  | OL13912PBS.jpg | OL13912PBS.jpg
OL13912PDB | 1 - Light Outdoor Pendant Lantern | Taking inspiration from both industrial and nautical design and boasting two finishes Burnished Brass or Painted Brushed Steel, the Boynton outdoor collection by Feiss makes a style statement that is equally suited for use indoors or out. Boynton has arm extension, like a shepherd’s crook, and handle details that hold the fixture firmly in place. Constructed of a proprietary StoneStrong material for added strength, durability and longevity, the collection offers a 5-year warranty. The full collection is composed of small, medium and large one-light outdoor wall lanterns; small, medium and large one-light outdoor pendants; as well as small and medium one-light outdoor post lanterns. | OUTDOOR | Boynton | Outdoor Lighting | Painted Distressed Brass | PDB | StoneStrong | Clear Seeded Glass | D:5" H:11.5" |  |  | 1 Medium A19 75w |  | 1 | No | [14 empty] | 0 | [12 empty] | 145.45 | 290.9 | 436.35 | D:12 1/2'' H:15 1/2'' O:61 3/4'' | 5.28 | 12.5 |  |  | 15.5 | Center Lock-Up |  |  | 61.75 | 24.625 - 60.625 | [25 empty] | D:5'' H:1'' Round |  |  |  |  | 180 | Clear Silver |  |  | Hardwired | 0 | 0 | 0 | 0 | 0 | 0 | 0 | 0 | 0 | 0 | 0 | 014817598032 | 18.75 | 15.5 | 14 | 8.3 | 2.355 | 250 | Yes | [9 empty] | cETL Damp | BOYNTON 1L LG PEND PDB | 1 - Light Outdoor Pendant Lantern |  | OL13912PDB.jpg | OL13912PDB.jpg
OL14100ANBZ-L1 | 1 - Light LED Outdoor Wall Lantern | The Bennie collection of contemporary outdoor wall sconces boasts an integrated LED module tucked into the crown of the fixture, shining light downward through a Clear Water glass shade. A warmer look is offered with a new Antique Bronze finish, or a more modern twist with a new Painted Brushed Steel finish. The advanced LED module has warm-on-dim technology which warms in color when dimmed, going from 2700K to 2200K. Cast aluminum construction ensures durability. Wet Rated. | OUTDOOR | Bennie | Outdoor Lighting | Antique Bronze | ANBZ | Cast Aluminum | Undefined Glass |  |  |  | 1 Integrated Array 14w |  | 1 | Yes | 1000 | 2700 | 90 | 14 | 120 | 19 - Integrated | MODS - Modules |  |  |  |  | 14 | 14 | 50000 | 0 | [12 empty] | 58 | 116 | 174 | W:6'' H:8'' E:4'' | 2.2 |  |  | 6 | 8 | Set Screw(s) |  |  |  |  | 4 | [25 empty] | DP:1/2'' W:6'' H:8'' OB DOWN:4'' Rectangular |  |  |  | 8 |  |  |  | Hardwired | 1 | 0 | 0 | 0 | 1 | 0 | 0 | 0 | 0 | 0 | 0 | 014817582383 | 13 | 8.75 | 7.75 | 3.1 | 0.51 | 125 | Yes | [9 empty] | cETL Wet | BENNIE 1L SM LED WALL ANT BRZ | 1 - Light LED Outdoor Wall Lantern |  | OL14100ANBZ-L1.jpg | OL14100ANBZL1.jpg
OL14300ANBZ | 1 - Light Wall Lantern | The nautical-inspired Newport outdoor lighting is complete with lighthouse details including a vented top and a detailed cast frame surrounding an inner Opal Etched glass inner shade. Newport is available in either Painted Silver or Antique Bronze outdoor finishes and is made of StoneStrong - a unique synthetic composition that is made tough enough to withstand harsh environmental conditions, making it a great choice for Coastal applications. | OUTDOOR | Newport | Outdoor Lighting | Antique Bronze | ANBZ | StoneStrong | Clear Seeded Glass | D:4.375" H:6.25" |  |  | 1 Medium A19 75w |  | 1 | No | [14 empty] | 0 | [12 empty] | 69.45 | 138.9 | 208.35 | W:6 1/4'' H:9'' E:7 5/8'' | 2.9 |  |  | 6.25 | 9 | Screw(s) |  |  |  |  | 7.625 | [25 empty] | DP:1 1/8'' W:5 3/4'' H:6'' OB UP:4 1/8'' Rectangular |  |  |  | 8 |  |  |  | Hardwired | 0 | 0 | 0 | 0 | 0 | 0 | 0 | 0 | 0 | 0 | 0 | 014817581140 | 12.75 | 10.75 | 10 | 4.7 | 0.793 | 175 | Yes | [9 empty] | cUL Wet | NEWPORT 1L LANTERN ANBZ | 1 - Light Wall Lantern |  | OL14300ANBZ.jpg | OL14300ANBZ.jpg
OL14300PBS | 1 - Light Wall Lantern | The nautical-inspired Newport outdoor lighting is complete with lighthouse details including a vented top and a detailed cast frame surrounding an inner Opal Etched glass inner shade. Newport is available in either Painted Silver or Antique Bronze outdoor finishes and is made of StoneStrong - a unique synthetic composition that is made tough enough to withstand harsh environmental conditions, making it a great choice for Coastal applications. | OUTDOOR | Newport | Outdoor Lighting | Painted Brushed Steel | PBS | StoneStrong | Etched Glass | D:4.375" H:6.875" |  |  | 1 Medium A19 75w |  | 1 | No | [14 empty] | 0 | [12 empty] | 69.45 | 138.9 | 208.35 | W:6 1/4'' H:9'' E:7 5/8'' | 2 |  |  | 6.25 | 9 | Screw(s) |  |  |  |  | 7.625 | [25 empty] | W:5 3/4'' H:6'' OB UP:4 1/8'' Rectangular |  |  |  | 8 |  |  |  | Hardwired | 0 | 0 | 0 | 0 | 0 | 0 | 0 | 0 | 0 | 0 | 0 | 014817573930 | 12.75 | 11 | 10 | 4.3 | 0.812 | 175 | Yes | [9 empty] | cUL Wet | NEWPORT 1L LANTERN P.B.STL | 1 - Light Wall Lantern |  | OL14300PBS.jpg | OL14300PBS.jpg
OL14301ANBZ | 1 - Light Wall Lantern | The nautical-inspired Newport outdoor lighting is complete with lighthouse details including a vented top and a detailed cast frame surrounding an inner Opal Etched glass inner shade. Newport is available in either Painted Silver or Antique Bronze outdoor finishes and is made of StoneStrong - a unique synthetic composition that is made tough enough to withstand harsh environmental conditions, making it a great choice for Coastal applications. | OUTDOOR | Newport | Outdoor Lighting | Antique Bronze | ANBZ | StoneStrong | Clear Seeded Glass | D:5.75" H:10.375" |  |  | 1 Medium A19 75w |  | 1 | No | [14 empty] | 0 | [12 empty] | 114.95 | 229.9 | 344.85 | W:7 1/2'' H:13'' E:8 7/8'' | 4.66 |  |  | 7.5 | 13 | Screw(s) |  |  |  |  | 8.875 | [25 empty] | DP:1 1/8'' W:5 3/4'' H:6'' OB UP:4 1/2'' Rectangular |  |  |  | 8 |  |  |  | Hardwired | 0 | 0 | 0 | 0 | 0 | 0 | 0 | 0 | 0 | 0 | 0 | 014817581157 | 17 | 12.25 | 11.5 | 6.8 | 1.386 | 175 | Yes | [9 empty] | cETL Wet | NEWPORT 1L WALL LNTRN ANBZ | 1 - Light Wall Lantern |  | OL14301ANBZ.jpg | OL14301ANBZ.jpg
OL14301PBS | 1 - Light Wall Lantern | The nautical-inspired Newport outdoor lighting is complete with lighthouse details including a vented top and a detailed cast frame surrounding an inner Opal Etched glass inner shade. Newport is available in either Painted Silver or Antique Bronze outdoor finishes and is made of StoneStrong - a unique synthetic composition that is made tough enough to withstand harsh environmental conditions, making it a great choice for Coastal applications. | OUTDOOR | Newport | Outdoor Lighting | Painted Brushed Steel | PBS | StoneStrong | Etched Glass | D:5.75" H:10.375" |  |  | 1 Medium A19 75w |  | 1 | No | [14 empty] | 0 | [12 empty] | 114.95 | 229.9 | 344.85 | W:7 1/2'' H:13'' E:8 7/8'' | 4.22 |  |  | 7.5 | 13 | Screw(s) |  |  |  |  | 8.875 | [25 empty] | W:5 3/4'' H:6'' OB UP:4 5/8'' Rectangular |  |  |  | 8 |  |  |  | Hardwired | 0 | 0 | 0 | 0 | 0 | 0 | 0 | 0 | 0 | 0 | 0 | 014817573947 | 17 | 12.5 | 11.5 | 6.7 | 1.414 | 175 | Yes | [9 empty] | cUL Wet | NEWPORT 1L LANTERN P.B.STL | 1 - Light Wall Lantern |  | OL14301PBS.jpg | OL14301PBS.jpg
OL14302ANBZ | 3 - Light Wall Lantern | The nautical-inspired Newport outdoor lighting is complete with lighthouse details including a vented top and a detailed cast frame surrounding an inner Opal Etched glass inner shade. Newport is available in either Painted Silver or Antique Bronze outdoor finishes and is made of StoneStrong - a unique synthetic composition that is made tough enough to withstand harsh environmental conditions, making it a great choice for Coastal applications. | OUTDOOR | Newport | Outdoor Lighting | Antique Bronze | ANBZ | StoneStrong | Clear Seeded Glass | D:7.125" H:12.75" |  |  | 3 Candelabra Torpedo 60w |  | 3 | No | [14 empty] | 0 | [12 empty] | 184.95 | 369.9 | 554.85 | W:9 1/4'' H:16'' E:10 7/8'' | 7.9 |  |  | 9.25 | 16 | Screw(s) |  |  |  |  | 10.875 | [25 empty] | DP:1 1/8'' W:6 7/8'' H:7 1/2'' OB UP:5 5/8'' Rectangular |  |  |  | 8 |  |  |  | Hardwired | 0 | 0 | 0 | 0 | 0 | 0 | 0 | 0 | 0 | 0 | 0 | 014817581164 | 19.5 | 14.25 | 13 | 10.8 | 2.09 | 175 | Yes | [9 empty] | cETL Wet | NEWPORT 3L WALL LNTRN ANBZ | 3 - Light Wall Lantern |  | OL14302ANBZ.jpg | OL14302ANBZ.jpg
OL14302PBS | 1 - Light Wall Lantern | The nautical-inspired Newport outdoor lighting is complete with lighthouse details including a vented top and a detailed cast frame surrounding an inner Opal Etched glass inner shade. Newport is available in either Painted Silver or Antique Bronze outdoor finishes and is made of StoneStrong - a unique synthetic composition that is made tough enough to withstand harsh environmental conditions, making it a great choice for Coastal applications. | OUTDOOR | Newport | Outdoor Lighting | Painted Brushed Steel | PBS | StoneStrong | Etched Glass | D:7.25" H:12.75" |  |  | 1 Medium A19 75w |  | 1 | No | [14 empty] | 0 | [12 empty] | 184.95 | 369.9 | 554.85 | W:9 1/4'' H:15 7/8'' E:10 7/8'' | 6.67 |  |  | 9.25 | 15.875 | Screw(s) |  |  |  |  | 10.875 | [25 empty] | W:6 7/8'' H:7 1/2'' OB UP:5 5/8'' Rectangular |  |  |  | 8 |  |  |  | Hardwired | 0 | 0 | 0 | 0 | 0 | 0 | 0 | 0 | 0 | 0 | 0 | 014817573954 | 19.75 | 14.25 | 13.25 | 10.4 | 2.158 | 175 | Yes | [9 empty] | cUL Wet | NEWPORT 1L LANTERN P.B.STL | 1 - Light Wall Lantern |  | OL14302PBS.jpg | OL14302PBS.jpg
OL14303ANBZ | 4 - Light Wall Lantern | The nautical-inspired Newport outdoor lighting is complete with lighthouse details including a vented top and a detailed cast frame surrounding an inner Opal Etched glass inner shade. Newport is available in either Painted Silver or Antique Bronze outdoor finishes and is made of StoneStrong - a unique synthetic composition that is made tough enough to withstand harsh environmental conditions, making it a great choice for Coastal applications. | OUTDOOR | Newport | Outdoor Lighting | Antique Bronze | ANBZ | StoneStrong | Clear Seeded Glass | D:8.375" H:16.375" |  |  | 4 Candelabra Torpedo 60w |  | 4 | No | [14 empty] | 0 | [12 empty] | 288.45 | 576.9 | 865.35 | W:10 1/2'' H:19 7/8'' E:12 1/8'' | 10.6 |  |  | 10.5 | 19.875 | Screw(s) |  |  |  |  | 12.125 | [25 empty] | DP:1 1/8'' W:6 7/8'' H:7 1/2'' OB UP:6 1/8'' Rectangular |  |  |  | 8 |  |  |  | Hardwired | 0 | 0 | 0 | 0 | 0 | 0 | 0 | 0 | 0 | 0 | 0 | 014817581171 | 27 | 24.25 | 14 | 16.6 | 5.305 | 250 | Yes | [9 empty] | cETL Wet | NEWPORT 4L WALL LNTRN ANBZ | 4 - Light Wall Lantern |  | OL14303ANBZ.jpg | OL14303ANBZ.jpg
OL14303PBS | 2 - Light Wall Lantern | The nautical-inspired Newport outdoor lighting is complete with lighthouse details including a vented top and a detailed cast frame surrounding an inner Opal Etched glass inner shade. Newport is available in either Painted Silver or Antique Bronze outdoor finishes and is made of StoneStrong - a unique synthetic composition that is made tough enough to withstand harsh environmental conditions, making it a great choice for Coastal applications. | OUTDOOR | Newport | Outdoor Lighting | Painted Brushed Steel | PBS | StoneStrong | Etched Glass | D:8.375" H:16.375" |  |  | 2 Medium A19 75w |  | 2 | No | [14 empty] | 0 | [12 empty] | 288.45 | 576.9 | 865.35 | W:10 1/2'' H:19 7/8'' E:12 1/8'' | 10.6 |  |  | 10.5 | 19.875 | Screw(s) |  |  |  |  | 12.125 | [25 empty] | W:6 7/8'' H:7 1/2'' OB UP:6'' Rectangular |  |  |  | 8 |  |  |  | Hardwired | 0 | 0 | 0 | 0 | 0 | 0 | 0 | 0 | 0 | 0 | 0 | 014817573961 | 26.5 | 24.25 | 14 | 15.9 | 5.206 | 250 | Yes | [9 empty] | cUL Wet | NEWPORT 2L LANTERN P.B.STL | 2 - Light Wall Lantern |  | OL14303PBS.jpg | OL14303PBS.jpg
OL14307ANBZ | 3 - Light Post Lantern | The nautical-inspired Newport outdoor lighting is complete with lighthouse details including a vented top and a detailed cast frame surrounding an inner Opal Etched glass inner shade. Newport is available in either Painted Silver or Antique Bronze outdoor finishes and is made of StoneStrong - a unique synthetic composition that is made tough enough to withstand harsh environmental conditions, making it a great choice for Coastal applications. | OUTDOOR | Newport | Outdoor Lighting | Antique Bronze | ANBZ | StoneStrong | Clear Seeded Glass | D:7.125" H:12.75" |  |  | 3 Candelabra Torpedo 60w |  | 3 | No | [14 empty] | 0 | [12 empty] | 184.95 | 369.9 | 554.85 | D:9 1/4'' H:18 1/2'' | 7.9 | 9.25 |  |  | 18.5 | Post | [31 empty] | D:3'' Round |  |  | 8 |  |  |  | Hardwired | 0 | 0 | 0 | 0 | 0 | 0 | 0 | 0 | 0 | 0 | 0 | 014817581188 | 23.75 | 12.25 | 13.25 | 8.3 | 2.231 | 250 | Yes | [9 empty] | cETL Wet | NEWORT 3L POST LNTRN ANBZ | 3 - Light Post Lantern |  | OL14307ANBZ.jpg | OL14307ANBZ.jpg
OL14307PBS | 1 - Light Post Lantern | The nautical-inspired Newport outdoor lighting is complete with lighthouse details including a vented top and a detailed cast frame surrounding an inner Opal Etched glass inner shade. Newport is available in either Painted Silver or Antique Bronze outdoor finishes and is made of StoneStrong - a unique synthetic composition that is made tough enough to withstand harsh environmental conditions, making it a great choice for Coastal applications. | OUTDOOR | Newport | Outdoor Lighting | Painted Brushed Steel | PBS | StoneStrong | Etched Glass | D:7.25" H:12.75" |  |  | 1 Medium A19 75w |  | 1 | No | [14 empty] | 0 | [12 empty] | 184.95 | 369.9 | 554.85 | D:9 1/4'' H:18 1/2'' | 6.7 | 9.25 |  |  | 18.5 | Post | [34 empty] | 8 |  |  |  | Hardwired | 0 | 0 | 0 | 0 | 0 | 0 | 0 | 0 | 0 | 0 | 0 | 014817573978 | 24 | 13.5 | 12.25 | 8.7 | 2.297 | 250 | Yes | [9 empty] | cUL Wet | NEWPORT 1L POST P.B.STL | 1 - Light Post Lantern |  | OL14307PBS.jpg | OL14307PBS.jpg
OL14309ANBZ | 1 - Light Hanging Lantern | The nautical-inspired Newport outdoor lighting is complete with lighthouse details including a vented top and a detailed cast frame surrounding an inner Opal Etched glass inner shade. Newport is available in either Painted Silver or Antique Bronze outdoor finishes and is made of StoneStrong - a unique synthetic composition that is made tough enough to withstand harsh environmental conditions, making it a great choice for Coastal applications. | OUTDOOR | Newport | Outdoor Lighting | Antique Bronze | ANBZ | StoneStrong | Clear Seeded Glass | D:7.125" H:12.75" |  |  | 1 Medium A19 75w |  | 1 | No | [14 empty] | 0 | [12 empty] | 185.45 | 370.9 | 556.35 | D:9 1/4'' H:18 1/2'' O:83 7/8'' | 5.1 | 9.25 |  |  | 18.5 | Screw Collar - Chain |  |  | 83.875 | [26 empty] | D:5 1/8'' H:1 1/8'' Round |  |  |  |  | 180 | Black | 60 |  | Hardwired | 0 | 0 | 0 | 0 | 0 | 0 | 0 | 0 | 0 | 0 | 0 | 014817581195 | 21.25 | 14 | 12.5 | 9.8 | 2.152 | 175 | Yes | [9 empty] | cETL Damp | NEWPORT 1L HANGING LNTRN ANBZ | 1 - Light Hanging Lantern |  | OL14309ANBZ.jpg | OL14309ANBZ.jpg
OL14309PBS | 1 - Light Hanging Lantern | The nautical-inspired Newport outdoor lighting is complete with lighthouse details including a vented top and a detailed cast frame surrounding an inner Opal Etched glass inner shade. Newport is available in either Painted Silver or Antique Bronze outdoor finishes and is made of StoneStrong - a unique synthetic composition that is made tough enough to withstand harsh environmental conditions, making it a great choice for Coastal applications. | OUTDOOR | Newport | Outdoor Lighting | Painted Brushed Steel | PBS | StoneStrong | Etched Glass | D:7.25" H:12.75" |  |  | 1 Medium A19 75w |  | 1 | No | [14 empty] | 0 | [12 empty] | 185.45 | 370.9 | 556.35 | D:9 1/4'' H:18 1/2'' | 12 | 9.25 |  |  | 18.5 | Screw Collar - Chain | [29 empty] | D:5 1/8'' H:1 1/8'' Round |  |  |  |  | 180 | Clear Silver | 60 |  | Hardwired | 0 | 0 | 0 | 0 | 0 | 0 | 0 | 0 | 0 | 0 | 0 | 014817573985 | 21.25 | 14 | 12.25 | 10.6 | 2.109 | 175 | Yes | [9 empty] | cUL Damp | NEWPORT 1L PENDANT P.B.STL | 1 - Light Hanging Lantern |  | OL14309PBS.jpg | OL14309PBS.jpg
OL14310DWZ | 3 - Light Wall Lantern | Patrice showcases Feiss' Collection's unwavering commitment to robust construction and craftsmanship. Using our NEW Deep Abyss finish, Patrice is heavily textured and tactile, appearing as though it was pulled from a shipwreck. This humble design with its oval motifs is fitting for a wide range of decor. Patrice also features three outdoor fixtures with a rustic Dark Weathered Zinc finish. The outdoor chandeliers include glass candle covers to protect the lamping. All Patrice chandeliers are damp-rated for use in indoor and covered outdoor spaces. | OUTDOOR | Patrice | Outdoor Lighting | Dark Weathered Zinc | DWZ | Steel |  |  |  |  | 3 Candelabra Torpedo 60w |  | 3 | No | [14 empty] | 0 | [12 empty] | 138.45 | 276.9 | 415.35 | W:9'' H:22 1/2'' E:5 1/8'' | 8 |  |  | 9 | 22.5 | Cap Nuts |  |  |  |  | 5.125 | [25 empty] | DP:3/4'' W:8 3/8'' H:22 3/8'' OB UP:10 1/4'' Rectangular |  |  |  | 8 |  |  |  | Hardwired | 0 | 0 | 0 | 0 | 0 | 0 | 0 | 0 | 0 | 0 | 0 | 014817580549 | 27 | 12.75 | 9.5 | 11.6 | 1.893 | 125 | Yes | [9 empty] | cETL Wet | PATRICE 3L WALL LANTERN DWZ | 3 - Light Wall Lantern | up mount only | OL14310DWZ.jpg | OL14310DWZ.jpg
OL14311DWZ | 2 - Light Wall Lantern | Patrice showcases Feiss' Collection's unwavering commitment to robust construction and craftsmanship. Using our NEW Deep Abyss finish, Patrice is heavily textured and tactile, appearing as though it was pulled from a shipwreck. This humble design with its oval motifs is fitting for a wide range of decor. Patrice also features three outdoor fixtures with a rustic Dark Weathered Zinc finish. The outdoor chandeliers include glass candle covers to protect the lamping. All Patrice chandeliers are damp-rated for use in indoor and covered outdoor spaces. | OUTDOOR | Patrice | Outdoor Lighting | Dark Weathered Zinc | DWZ | Steel |  |  |  |  | 2 Candelabra Torpedo 60w |  | 2 | No | [14 empty] | 0 | [12 empty] | 103.45 | 206.9 | 310.35 | W:6'' H:17 1/4'' E:5 1/8'' | 6 |  |  | 6 | 17.25 | Cap Nuts |  |  |  |  | 5.125 | [25 empty] | DP:3/4'' W:5 3/8'' H:17 1/4'' OB UP:8 1/8'' Rectangular |  |  |  | 8 |  |  |  | Hardwired | 0 | 0 | 0 | 0 | 0 | 0 | 0 | 0 | 0 | 0 | 0 | 014817580556 | 22 | 9.34 | 8.34 | 7 | 0.992 | 125 | Yes | [8 empty] | ETL Wet |  | PATRICE 2L WALL LANTERN DWZ | 2 - Light Wall Lantern | up mount only | OL14311DWZ.jpg | OL14311DWZ.jpg
OL14370CO | 1 - Light Wall Lantern | Randhurst outdoor fixtures are a modern interpretation of an antique gas lantern, made of StoneStrong composite material that can withstand the harshest outdoor elements and finished off with our NEW rough-hewn, Copper Oxide finish. Handcrafted stepped details, grommets and open vents on the crown add charm to this period-inspired collection. | OUTDOOR | Randhurst | Outdoor Lighting | Copper Oxide | CO | StoneStrong |  |  |  |  | 1 Medium A19 75w |  | 1 | No | [14 empty] | 0 | [12 empty] | 51.95 | 103.9 | 155.85 | W:5 7/8'' H:13 1/2'' E:5 7/8'' | 3.1 |  |  | 5.875 | 13.5 | Screw(s) |  |  |  |  | 5.875 | [25 empty] | DP:7/8'' W:4 3/4'' H:7 1/4'' OB UP:9 1/2'' Rectangular |  |  |  | 8 |  |  |  | Hardwired | 0 | 0 | 0 | 0 | 0 | 0 | 0 | 0 | 0 | 0 | 0 | 014817581096 | 17.25 | 12 | 9 | 4.8 | 1.078 | 175 | Yes | [9 empty] | cETL Wet | RANDHURST 1L SM WALL LNTRN CO | 1 - Light Wall Lantern |  | OL14370CO.jpg | OL14370CO.jpg
OL14371CO | 1 - Light Wall Lantern | Randhurst outdoor fixtures are a modern interpretation of an antique gas lantern, made of StoneStrong composite material that can withstand the harshest outdoor elements and finished off with our NEW rough-hewn, Copper Oxide finish. Handcrafted stepped details, grommets and open vents on the crown add charm to this period-inspired collection. | OUTDOOR | Randhurst | Outdoor Lighting | Copper Oxide | CO | StoneStrong |  |  |  |  | 1 Medium A19 75w |  | 1 | No | [14 empty] | 0 | [12 empty] | 69.45 | 138.9 | 208.35 | W:7 3/8'' H:16 1/4'' E:7 1/4'' | 5.1 |  |  | 7.375 | 16.25 | Screw(s) |  |  |  |  | 7.25 | [25 empty] | DP:1'' W:6'' H:9'' OB UP:11 1/4'' Rectangular |  |  |  | 8 |  |  |  | Hardwired | 0 | 0 | 0 | 0 | 0 | 0 | 0 | 0 | 0 | 0 | 0 | 014817581102 | 19.5 | 13.5 | 10.5 | 7.3 | 1.6 | 175 | Yes | [9 empty] | cETL Wet | RANDHURST 1L MED WALL LNTRN CO | 1 - Light Wall Lantern |  | OL14371CO.jpg | OL14371CO.jpg
OL14372CO | 3 - Light Wall Lantern | Randhurst outdoor fixtures are a modern interpretation of an antique gas lantern, made of StoneStrong composite material that can withstand the harshest outdoor elements and finished off with our NEW rough-hewn, Copper Oxide finish. Handcrafted stepped details, grommets and open vents on the crown add charm to this period-inspired collection. | OUTDOOR | Randhurst | Outdoor Lighting | Copper Oxide | CO | StoneStrong |  |  |  |  | 3 Candelabra Torpedo 60w |  | 3 | No | [14 empty] | 0 | [12 empty] | 103.45 | 206.9 | 310.35 | W:8 7/8'' H:20 1/8'' E:8 5/8'' | 9 |  |  | 8.875 | 20.125 | Screw(s) |  |  |  |  | 8.625 | [25 empty] | DP:1'' W:7 1/4'' H:11 3/4'' OB UP:13 1/2'' Rectangular |  |  |  | 8 |  |  |  | Hardwired | 0 | 0 | 0 | 0 | 0 | 0 | 0 | 0 | 0 | 0 | 0 | 014817581119 | 23.5 | 12.5 | 14.75 | 11.2 | 2.507 | 175 | Yes | [9 empty] | cETL Wet | RANDHURST 3L LG WALL LNTRN CO | 3 - Light Wall Lantern |  | OL14372CO.jpg | OL14372CO.jpg
OL14373CO | 3 - Light Post/Pier Lantern | Randhurst outdoor fixtures are a modern interpretation of an antique gas lantern, made of StoneStrong composite material that can withstand the harshest outdoor elements and finished off with our NEW rough-hewn, Copper Oxide finish. Handcrafted stepped details, grommets and open vents on the crown add charm to this period-inspired collection. | OUTDOOR | Randhurst | Outdoor Lighting | Copper Oxide | CO | StoneStrong |  |  |  |  | 3 Candelabra Torpedo 60w |  | 3 | No | [14 empty] | 0 | [12 empty] | 109.95 | 219.9 | 329.85 | L:8 7/8'' W:7 3/4'' H:23 5/8'' | 6.2 |  | 8.875 | 7.75 | 23.625 | Post Mount | [31 empty] | D:3'' Round |  |  | 12 | Black/White |  |  | Hardwired | 0 | 0 | 0 | 0 | 0 | 0 | 0 | 0 | 0 | 0 | 0 | 014817581126 | 28.5 | 12.5 | 13.5 | 11.2 | 2.783 | 175 | Yes | [9 empty] | cETL Wet | RANDHURST 3L POST LANTERN CO | 3 - Light Post/Pier Lantern |  | OL14373CO.jpg | OL14373CO.jpg
OL14374CO | 3 - Light Hanging Lantern | Randhurst outdoor fixtures are a modern interpretation of an antique gas lantern, made of StoneStrong composite material that can withstand the harshest outdoor elements and finished off with our NEW rough-hewn, Copper Oxide finish. Handcrafted stepped details, grommets and open vents on the crown add charm to this period-inspired collection. | OUTDOOR | Randhurst | Outdoor Lighting | Copper Oxide | CO | StoneStrong |  |  |  |  | 3 Candelabra Torpedo 60w |  | 3 | No | [14 empty] | 0 | [12 empty] | 115.45 | 230.9 | 346.35 | L:7 3/4'' W:8 7/8'' H:20 1/4'' O:85 7/8'' | 7 |  | 7.75 | 8.875 | 20.25 | Screw Collar - Chain |  |  | 85.875 | [26 empty] | D:5 1/8'' H:1 1/8'' Round |  |  |  |  | 180 | Brown | 60 |  | Hardwired | 0 | 0 | 0 | 0 | 0 | 0 | 0 | 0 | 0 | 0 | 0 | 014817581133 | 22.25 | 12.25 | 13.75 | 11.8 | 2.169 | 175 | Yes | [9 empty] | cETL Damp | RANDHURST 3L HANGING LNTRN CO | 3 - Light Hanging Lantern |  | OL14374CO.jpg | OL14374CO.jpg
OL14400SBL | 2 - Light Pocket Wall Lantern | Galena is a Europe-inspired classic lantern. Simple and refined, Galena features a gently curved hook detail atop a vented, square-off roofline, and candle tubes floating within the tapered Clear Seeded glass shades. Galena is a warm, welcoming silhouette offered in our NEW Sable finish. | OUTDOOR | Galena | Outdoor Lighting | Sable | SBL | Stainless Steel |  |  |  |  | 2 Candelabra Torpedo 60w |  | 2 | No | [14 empty] | 0 | [12 empty] | 80.45 | 160.9 | 241.35 | W:9 1/2'' H:17'' E:6 3/8'' | 2.2 |  |  | 9.5 | 17 | Cap Nuts |  |  |  |  | 6.375 | [25 empty] | DP:1'' W:8 5/8'' H:9 5/8'' OB UP:10'' Rectangular |  |  |  | 8 |  |  |  | Hardwired | 0 | 0 | 0 | 0 | 0 | 0 | 0 | 0 | 0 | 0 | 0 | 014817580600 | 18.5 | 13 | 10.5 | 2.65 | 1.461 | 300 | Yes | [9 empty] | cETL Wet | GALENA 2L POCKET WALL LANTERN SBL | 2 - Light Pocket Wall Lantern |  | OL14400SBL.jpg | OL14400SBL.jpg
OL14401SBL | 1 - Light Wall Lantern | Galena is a Europe-inspired classic lantern. Simple and refined, Galena features a gently curved hook detail atop a vented, square-off roofline, and candle tubes floating within the tapered Clear Seeded glass shades. Galena is a warm, welcoming silhouette offered in our NEW Sable finish. | OUTDOOR | Galena | Outdoor Lighting | Sable | SBL | Stainless Steel |  |  |  |  | 1 Medium A19 75w |  | 1 | No | [14 empty] | 0 | [12 empty] | 45.95 | 91.9 | 137.85 | W:6'' H:10 7/8'' E:6 7/8'' | 3 |  |  | 6 | 10.875 | Cap Nuts |  |  |  |  | 6.875 | [25 empty] | DP:3/4'' W:4 1/2'' H:4 1/2'' OB UP:4'' Rectangular |  |  |  | 8 |  |  |  | Hardwired | 0 | 0 | 0 | 0 | 0 | 0 | 0 | 0 | 0 | 0 | 0 | 014817580563 | 13 | 9.75 | 9 | 3.6 | 0.66 | 175 | Yes | [9 empty] | cETL Wet | GALENA 1L SMALL WALL LANTERN SBL | 1 - Light Wall Lantern | down mount only | OL14401SBL.jpg | OL14401SBL.jpg
OL14402SBL | 1 - Light Wall Lantern | Galena is a Europe-inspired classic lantern. Simple and refined, Galena features a gently curved hook detail atop a vented, square-off roofline, and candle tubes floating within the tapered Clear Seeded glass shades. Galena is a warm, welcoming silhouette offered in our NEW Sable finish. | OUTDOOR | Galena | Outdoor Lighting | Sable | SBL | Stainless Steel |  |  |  |  | 1 Medium A19 75w |  | 1 | No | [14 empty] | 0 | [12 empty] | 74.45 | 148.9 | 223.35 | W:8'' H:16'' E:9 1/4'' | 5 |  |  | 8 | 16 | Cap Nuts |  |  |  |  | 9.25 | [25 empty] | DP:3/4'' W:4 1/2'' H:5'' OB UP:7 3/8'' Rectangular |  |  |  | 8 |  |  |  | Hardwired | 0 | 0 | 0 | 0 | 0 | 0 | 0 | 0 | 0 | 0 | 0 | 014817580570 | 19.5 | 11.25 | 11 | 6.2 | 1.396 | 175 | Yes | [9 empty] | cETL Wet | GALENA 1L MEDIUM WALL LANTERN SBL | 1 - Light Wall Lantern |  | OL14402SBL.jpg | OL14402SBL.jpg
OL14403SBL | 3 - Light Wall Lantern | Galena is a Europe-inspired classic lantern. Simple and refined, Galena features a gently curved hook detail atop a vented, square-off roofline, and candle tubes floating within the tapered Clear Seeded glass shades. Galena is a warm, welcoming silhouette offered in our NEW Sable finish. | OUTDOOR | Galena | Outdoor Lighting | Sable | SBL | Stainless Steel |  |  |  |  | 3 Candelabra Torpedo 60w |  | 3 | No | [14 empty] | 0 | [12 empty] | 103.45 | 206.9 | 310.35 | W:9 1/2'' H:19'' E:10 3/4'' | 7.2 |  |  | 9.5 | 19 | Cap Nuts |  |  |  |  | 10.75 | [25 empty] | DP:3/4'' W:4 1/2'' H:5'' OB UP:7 3/4'' Rectangular |  |  |  | 8 |  |  |  | Hardwired | 0 | 0 | 0 | 0 | 0 | 0 | 0 | 0 | 0 | 0 | 0 | 014817580587 | 23.5 | 14 | 13.25 | 10 | 2.523 | 175 | Yes | [9 empty] | cETL Wet | GALENA 3L LARGE WALL LANTERN SBL | 3 - Light Wall Lantern | down mount only | OL14403SBL.jpg | OL14403SBL.jpg
OL14404SBL | 4 - Light Wall Lantern | Galena is a Europe-inspired classic lantern. Simple and refined, Galena features a gently curved hook detail atop a vented, square-off roofline, and candle tubes floating within the tapered Clear Seeded glass shades. Galena is a warm, welcoming silhouette offered in our NEW Sable finish. | OUTDOOR | Galena | Outdoor Lighting | Sable | SBL | Stainless Steel |  |  |  |  | 4 Candelabra Torpedo 60w |  | 4 | No | [14 empty] | 0 | [12 empty] | 149.95 | 299.9 | 449.85 | W:13 1/4'' H:25 3/8'' E:14 3/4'' | 9 |  |  | 13.25 | 25.375 | Cap Nuts |  |  |  |  | 14.75 | [25 empty] | DP:3/4'' W:5'' H:12'' OB UP:9'' Rectangular |  |  |  | 8 |  |  |  | Hardwired | 0 | 0 | 0 | 0 | 0 | 0 | 0 | 0 | 0 | 0 | 0 | 014817580594 | 29.5 | 18.25 | 18 | 16.7 | 5.608 | 250 | Yes | [9 empty] | cETL Wet | GALENA 4L XL WALL LANTERN SBL | 4 - Light Wall Lantern |  | OL14404SBL.jpg | OL14404SBL.jpg
OL14405SBL | 4 - Light Wall Lantern | Galena is a Europe-inspired classic lantern. Simple and refined, Galena features a gently curved hook detail atop a vented, square-off roofline, and candle tubes floating within the tapered Clear Seeded glass shades. Galena is a warm, welcoming silhouette offered in our NEW Sable finish. | OUTDOOR | Galena | Outdoor Lighting | Sable | SBL | Stainless Steel |  |  |  |  | 4 Candelabra Torpedo 60w |  | 4 | No | [14 empty] | 0 | [12 empty] | 253.95 | 507.9 | 761.85 | W:17'' H:33 3/8'' E:19 1/8'' | 14 |  |  | 17 | 33.375 | Cap Nuts |  |  |  |  | 19.125 | [25 empty] | DP:1'' W:6 1/2'' H:18 3/4'' OB UP:16 1/2'' Rectangular |  |  |  | 8 |  |  |  | Hardwired | 0 | 0 | 0 | 0 | 0 | 0 | 0 | 0 | 0 | 0 | 0 | 014817580648 | 37.75 | 23 | 22.75 | 30.4 | 11.431 | 250 | Yes | [9 empty] | cETL Wet | GALENA 4L XXL WALL LANTERN SBL | 4 - Light Wall Lantern | down mount only | OL14405SBL.jpg | OL14405SBL.jpg
OL14406SBL | 3 - Light Post/Pier Lantern | Galena is a Europe-inspired classic lantern. Simple and refined, Galena features a gently curved hook detail atop a vented, square-off roofline, and candle tubes floating within the tapered Clear Seeded glass shades. Galena is a warm, welcoming silhouette offered in our NEW Sable finish. | OUTDOOR | Galena | Outdoor Lighting | Sable | SBL | Stainless Steel |  |  |  |  | 3 Candelabra Torpedo 60w |  | 3 | No | [14 empty] | 0 | [12 empty] | 103.45 | 206.9 | 310.35 | L:9 1/2'' W:9 1/2'' H:23 1/4'' | 7 |  | 9.5 | 9.5 | 23.25 | Post Mount | [34 empty] | 12 | Black/White |  |  | Hardwired | 0 | 0 | 0 | 0 | 0 | 0 | 0 | 0 | 0 | 0 | 0 | 014817580624 | 25.25 | 13.75 | 13.75 | 8.8 | 2.763 | 250 | Yes | [9 empty] | cETL Wet | GALENA 3L POST LANTERN SBL | 3 - Light Post/Pier Lantern |  | OL14406SBL.jpg | OL14406SBL.jpg
OL14407SBL | 4 - Light Post/Pier Lantern | Galena is a Europe-inspired classic lantern. Simple and refined, Galena features a gently curved hook detail atop a vented, square-off roofline, and candle tubes floating within the tapered Clear Seeded glass shades. Galena is a warm, welcoming silhouette offered in our NEW Sable finish. | OUTDOOR | Galena | Outdoor Lighting | Sable | SBL | Stainless Steel |  |  |  |  | 4 Candelabra Torpedo 60w |  | 4 | No | [14 empty] | 0 | [12 empty] | 149.95 | 299.9 | 449.85 | L:13 1/4'' W:13 1/4'' H:29'' | 9 |  | 13.25 | 13.25 | 29 | Post Mount | [34 empty] | 12 | Black/White |  |  | Hardwired | 0 | 0 | 0 | 0 | 0 | 0 | 0 | 0 | 0 | 0 | 0 | 014817580631 | 31.75 | 18.5 | 18 | 14.4 | 6.118 | 250 | Yes | [9 empty] | cETL Wet | GALENA 4L POST LANTERN SBL | 4 - Light Post/Pier Lantern |  | OL14407SBL.jpg | OL14407SBL.jpg
OL14408SBL | 4 - Light Hanging Lantern | Galena is a Europe-inspired classic lantern. Simple and refined, Galena features a gently curved hook detail atop a vented, square-off roofline, and candle tubes floating within the tapered Clear Seeded glass shades. Galena is a warm, welcoming silhouette offered in our NEW Sable finish. | OUTDOOR | Galena | Outdoor Lighting | Sable | SBL | Stainless Steel |  |  |  |  | 4 Candelabra Torpedo 60w |  | 4 | No | [14 empty] | 0 | [12 empty] | 150.45 | 300.9 | 451.35 | L:13 1/4'' W:13 1/4'' H:23 3/8'' O:85 1/8'' | 8 |  | 13.25 | 13.25 | 23.375 | Center Lock-Up |  |  | 85.125 | [26 empty] | DP:4 7/8'' W:4 7/8'' H:1 1/8'' Square |  |  |  |  | 180 | Brown | 60 |  | Hardwired | 0 | 0 | 0 | 0 | 0 | 0 | 0 | 0 | 0 | 0 | 0 | 014817580617 | 25.25 | 18.25 | 18 | 15.3 | 4.8 | 250 | Yes | [9 empty] | cETL Damp | GALENA 4L SMALL HANGING LANTERN SBL | 4 - Light Hanging Lantern |  | OL14408SBL.jpg | OL14408SBL.jpg
OL14409SBL | 4 - Light Hanging Lantern | Galena is a Europe-inspired classic lantern. Simple and refined, Galena features a gently curved hook detail atop a vented, square-off roofline, and candle tubes floating within the tapered Clear Seeded glass shades. Galena is a warm, welcoming silhouette offered in our NEW Sable finish. | OUTDOOR | Galena | Outdoor Lighting | Sable | SBL | Stainless Steel |  |  |  |  | 4 Candelabra Torpedo 60w |  | 4 | No | [14 empty] | 0 | [12 empty] | 254.95 | 509.9 | 764.85 | L:17 1/2'' W:17 1/2'' H:29 1/4'' O:91 5/8'' | 11 |  | 17.5 | 17.5 | 29.25 | Center Lock-Up |  |  | 91.625 | [26 empty] | DP:4 7/8'' W:4 7/8'' H:1 1/8'' Square |  |  |  |  | 180 | Brown | 60 |  | Hardwired | 0 | 0 | 0 | 0 | 0 | 0 | 0 | 0 | 0 | 0 | 0 | 014817580655 | 32 | 23 | 22.75 | 25 | 9.69 | 250 | Yes | [9 empty] | cETL Wet | GALENA 4L LARGE HANGING LANTERN SBL | 4 - Light Hanging Lantern |  | OL14409SBL.jpg | OL14409SBL.jpg
OL14500ANBZ/PBB | 1 - Light Wall Lantern | The modern, prairie-style lanterns of Lindbergh feature a two-toned finish, with a Painted Burnished Brass lamp assembly framed by the Antique Bronze cage and clear glass window panes. Lindbergh has a gently curved hook and squared-off handle details that gives each fixture the appearance of floating off the wall. | OUTDOOR | Lindbergh | Outdoor Lighting | Antique Bronze / Painted Burnished Brass | ANBZ/PBB | Stainless Steel |  |  |  |  | 1 Medium A19 75w |  | 1 | No | [14 empty] | 0 | [12 empty] | 80.45 | 160.9 | 241.35 | W:7'' H:11 1/2'' E:6'' | 5.1 |  |  | 7 | 11.5 | Screw(s) |  |  |  |  | 6 | [25 empty] | DP:3/4'' W:4 1/2'' H:5 3/8'' OB UP:6 7/8'' Rectangular |  |  |  | 8 |  |  |  | Hardwired | 0 | 0 | 0 | 0 | 0 | 0 | 0 | 0 | 0 | 0 | 0 | 014817581034 | 14.75 | 11.25 | 10 | 5.4 | 0.96 | 175 | Yes | [9 empty] | cETL Wet | LINDBERGH 1L SM LNTRN ANBZ/PBB | 1 - Light Wall Lantern |  | OL14500ANBZPBB.jpg | OL14500ANBZPBB.jpg
OL14501ANBZ/PBB | 1 - Light Wall Lantern | The modern, prairie-style lanterns of Lindbergh feature a two-toned finish, with a Painted Burnished Brass lamp assembly framed by the Antique Bronze cage and clear glass window panes. Lindbergh has a gently curved hook and squared-off handle details that gives each fixture the appearance of floating off the wall. | OUTDOOR | Lindbergh | Outdoor Lighting | Antique Bronze / Painted Burnished Brass | ANBZ/PBB | Stainless Steel |  |  |  |  | 1 Medium A19 75w |  | 1 | No | [14 empty] | 0 | [12 empty] | 103.45 | 206.9 | 310.35 | W:7 3/4'' H:13 1/8'' E:6 3/4'' | 6.2 |  |  | 7.75 | 13.125 | Screw(s) |  |  |  |  | 6.75 | [25 empty] | DP:3/4'' W:4 7/8'' H:6 1/4'' OB UP:7 1/2'' Rectangular |  |  |  | 8 |  |  |  | Hardwired | 0 | 0 | 0 | 0 | 0 | 0 | 0 | 0 | 0 | 0 | 0 | 014817581041 | 16 | 10.5 | 11.75 | 6.7 | 1.142 | 175 | Yes | [9 empty] | cETL Wet | LINDBERGH 1L M LNTRN ANBZ/PBB | 1 - Light Wall Lantern |  | OL14501ANBZPBB.jpg | OL14501ANBZPBB.jpg
OL14503ANBZ/PBB | 3 - Light Wall Lantern | The modern, prairie-style lanterns of Lindbergh feature a two-toned finish, with a Painted Burnished Brass lamp assembly framed by the Antique Bronze cage and clear glass window panes. Lindbergh has a gently curved hook and squared-off handle details that gives each fixture the appearance of floating off the wall. | OUTDOOR | Lindbergh | Outdoor Lighting | Antique Bronze / Painted Burnished Brass | ANBZ/PBB | Stainless Steel |  |  |  |  | 3 Candelabra Torpedo 60w |  | 3 | No | [14 empty] | 0 | [12 empty] | 172.95 | 345.9 | 518.85 | W:10 5/8'' H:17 5/8'' E:9'' | 8.8 |  |  | 10.625 | 17.625 | Screw(s) |  |  |  |  | 9 | [25 empty] | DP:1'' W:5 7/8'' H:7 7/8'' OB UP:9 5/8'' Rectangular |  |  |  | 8 |  |  |  | Hardwired | 0 | 0 | 0 | 0 | 0 | 0 | 0 | 0 | 0 | 0 | 0 | 014817581065 | 21 | 14 | 15 | 12.5 | 2.552 | 175 | Yes | [9 empty] | cETL Wet | LINDBERGH 3L XL LNTRN ANBZ/PBB | 3 - Light Wall Lantern |  | OL14503ANBZPBB.jpg | OL14503ANBZPBB.jpg
OL14504ANBZ/PBB | 4 - Light Post/Pier Lantern | The modern, prairie-style lanterns of Lindbergh feature a two-toned finish, with a Painted Burnished Brass lamp assembly framed by the Antique Bronze cage and clear glass window panes. Lindbergh has a gently curved hook and squared-off handle details that gives each fixture the appearance of floating off the wall. | OUTDOOR | Lindbergh | Outdoor Lighting | Antique Bronze / Painted Burnished Brass | ANBZ/PBB | Stainless Steel |  |  |  |  | 4 Candelabra Torpedo 60w |  | 4 | No | [14 empty] | 0 | [12 empty] | 161.45 | 322.9 | 484.35 | W:10 5/8'' H:20'' E:7 1/2'' | 9 |  |  | 10.625 | 20 | Post Mount |  |  |  |  | 7.5 | [26 empty] | D:3'' Round |  |  | 12 | Black/White |  |  | Hardwired | 0 | 0 | 0 | 0 | 0 | 0 | 0 | 0 | 0 | 0 | 0 | 014817581072 | 23 | 14 | 13 | 12.3 | 2.422 | 175 | Yes | [9 empty] | cETL Wet | LINDBERGH 4L POST ANBZ/PBB | 4 - Light Post/Pier Lantern |  | OL14504ANBZPBB.jpg | OL14504ANBZPBB.jpg
OL14505ANBZ/PBB | 4 - Light Hanging Lantern | The modern, prairie-style lanterns of Lindbergh feature a two-toned finish, with a Painted Burnished Brass lamp assembly framed by the Antique Bronze cage and clear glass window panes. Lindbergh has a gently curved hook and squared-off handle details that gives each fixture the appearance of floating off the wall. | OUTDOOR | Lindbergh | Outdoor Lighting | Antique Bronze / Painted Burnished Brass | ANBZ/PBB | Stainless Steel |  |  |  |  | 4 Candelabra Torpedo 60w |  | 4 | No | [14 empty] | 0 | [12 empty] | 161.95 | 323.9 | 485.85 | L:10 5/8'' W:7 1/2'' H:16 1/8'' | 9.5 |  | 10.625 | 7.5 | 16.125 | Center Lock-Up |  |  |  | 25.125 - 61.125 | [25 empty] | D:5'' H:1'' Round |  |  |  |  | 180 | Black |  |  | Hardwired | 0 | 0 | 0 | 0 | 0 | 0 | 0 | 0 | 0 | 0 | 0 | 014817581089 | 20.5 | 15 | 13.5 | 12.8 | 2.402 | 175 | Yes | [9 empty] | cETL Damp | LINDBERGH 4L HANG LNT ANBZ/PBB | 4 - Light Hanging Lantern |  | OL14505ANBZPBB.jpg | OL14505ANBZPBB.jpg
OL15002HGG | 1 - Light Outdoor Lantern | The uniquely designed Freemont lighting collection by Feiss marries the warehouse industrial trend with a fully modern color palette and a touch of unexpected glamour with the use of clear crystals shimmering at the pendant and sconce's neck. | OUTDOOR | Freemont | Outdoor Lighting | Hi Gloss Grey | HGG | [5 empty] | 1 Medium A19 100w |  | 1 | No | [14 empty] | 0 | [12 empty] | 81.45 | 162.9 | 244.35 | W:9'' H:13 1/4'' E:10'' | 1.87 |  |  | 9 | 13.25 | Universal Mounting Plate |  |  |  |  | 10 | [25 empty] | D:5'' H:3/4'' OB UP:4 3/8'' OB DOWN:8 7/8'' Round |  |  |  | 8 | Black/White |  |  | Hardwired | 0 | 0 | 0 | 0 | 0 | 0 | 0 | 0 | 0 | 0 | 0 | 014817529067 | 12.5 | 11.75 | 15 | 4.1 | 1.275 | 250 | Yes | [8 empty] | ETL Wet |  | OUTDOOR LANTERN | 1 - Light |  | WB1726HGG.jpg | OL15002HGG.jpg
OL15013SHBL | 1 - Light Outdoor Flushmount | The uniquely designed Freemont lighting collection by Feiss marries the warehouse industrial trend with a fully modern color palette and a touch of unexpected glamour with the use of clear crystals shimmering at the pendant and sconce's neck. | OUTDOOR | Freemont | Outdoor Lighting | Hi Gloss Blue | SHBL | [5 empty] | 1 Medium A19 100w |  | 1 | No | [14 empty] | 0 | [12 empty] | 59.45 | 118.9 | 178.35 | D:9'' H:7 1/8'' | 1.32 | 9 |  |  | 7.125 | Universal Mounting Plate | [29 empty] | D:5'' H:3/4'' Round |  |  |  |  | 8 | Black/White |  |  | Hardwired | 0 | 0 | 0 | 0 | 0 | 0 | 0 | 0 | 0 | 0 | 0 | 014817526868 | 11.75 | 9.25 | 11.5 | 2.6 | 0.723 | 250 | Yes | 2 | 10014817526865 | 23.75 | 10.25 | 12.25 | 6.65 | 1.726 | Yes | ETL Damp |  | OUTDOOR LANTERN FLUSHMOUNT | 1 - Light |  | SF314SHBL.jpg | OL15013SHBL.jpg
OL15100ANBZ-L1 | 1 - Light Outdoor Wall Lantern | Milton exudes attention to detail with a modern design. The entire fixture is constructed of StoneStrong material from the backplate to the exquisite mesh front panel. The light shines downwards, but the rectangular mesh cut out in the front also adds light Assortment include: a small, medium, large and extra large wall lantern, and a one-light post lantern. | OUTDOOR | Milton | Outdoor Lighting | Antique Bronze | ANBZ | StoneStrong | [6 empty] | 1 | No | 7300 | 2700 | 90 | 9 | 120 | 19 - Integrated | LED - Array |  | 5 | 100 | LED | 9 | 9 | 30000 | 0 | [12 empty] | 97.45 | 194.9 | 292.35 | W:6'' H:10'' E:4 5/8'' | 2.86 |  |  | 6 | 10 | Wall / Bath |  |  |  |  | 4.625 | [25 empty] | DP:1/2'' W:5 1/2'' H:6 5/8'' OB UP:5'' OB DOWN:5'' Rectangular |  |  |  | 8 | Black/White |  |  | Hardwired | 0 | 0 | 0 | 0 | 1 | 0 | 1 | 0 | 0 | 0 | 0 | 014817587463 | 12.5 | 8.75 | 8.125 | 3.5 | 0.514 | 125 | Yes | [8 empty] | ETL Wet | cETL Wet | 1L MILTON SM LNTRN ANBZ | 1 - Light Outdoor Wall Lantern |  | OL15100ANBZ-L1.jpg | OL15100ANBZL1.jpg
OL15101ANBZ-L1 | 1 - Light Outdoor Wall Lantern | Milton exudes attention to detail with a modern design. The entire fixture is constructed of StoneStrong material from the backplate to the exquisite mesh front panel. The light shines downwards, but the rectangular mesh cut out in the front also adds light Assortment include: a small, medium, large and extra large wall lantern, and a one-light post lantern. | OUTDOOR | Milton | Outdoor Lighting | Antique Bronze | ANBZ | StoneStrong | [6 empty] | 1 | No | 1120 | 2700 | 90 | 14 | 120 | 19 - Integrated | LED - Array |  | 5 | 100 | LED | 14 | 14 | 30000 | 0 | [12 empty] | 124.95 | 249.9 | 374.85 | W:8'' H:13'' E:6'' | 4.84 |  |  | 8 | 13 | Wall / Bath |  |  |  |  | 6 | [25 empty] | DP:5/8'' W:7 1/2'' H:8 1/4'' OB UP:6 1/2'' OB DOWN:6 1/2'' Rectangular |  |  |  | 8 | Black/White |  |  | Hardwired | 0 | 0 | 0 | 0 | 1 | 0 | 1 | 0 | 0 | 0 | 0 | 014817587470 | 16.125 | 11.38 | 10.125 | 6.1 | 1.075 | 175 | Yes | [8 empty] | ETL Wet | cETL Wet | 1L MILTON MED LNTRN ANBZ | 1 - Light Outdoor Wall Lantern |  | OL15101ANBZ-L1.jpg | OL15101ANBZL1.jpg
OL15103ANBZ-L1 | 1 - Light Outdoor Wall Lantern | Milton exudes attention to detail with a modern design. The entire fixture is constructed of StoneStrong material from the backplate to the exquisite mesh front panel. The light shines downwards, but the rectangular mesh cut out in the front also adds light Assortment include: a small, medium, large and extra large wall lantern, and a one-light post lantern. | OUTDOOR | Milton | Outdoor Lighting | Antique Bronze | ANBZ | StoneStrong | [6 empty] | 1 | No | 1120 | 2700 | 90 | 14 | 120 | 19 - Integrated | LED - Array |  | 5 | 100 | LED | 14 | 14 | 30000 | 0 | [12 empty] | 173.95 | 347.9 | 521.85 | W:10'' H:16 1/4'' E:7 7/8'' | 8.8 |  |  | 10 | 16.25 | Wall / Bath |  |  |  |  | 7.875 | [25 empty] | DP:1'' W:9 1/2'' H:10'' OB UP:8 1/8'' OB DOWN:8 1/8'' Rectangular |  |  |  | 8 | Black/White |  |  | Hardwired | 0 | 0 | 0 | 0 | 1 | 0 | 1 | 0 | 0 | 0 | 0 | 014817587487 | 19.75 | 13.58 | 12.38 | 10.6 | 1.922 | 175 | Yes | [8 empty] | ETL Wet | cETL Wet | 1L MILTON LG LNTRN ANBZ | 1 - Light Outdoor Wall Lantern |  | OL15103ANBZ-L1.jpg | OL15103ANBZL1.jpg
OL15105ANBZ-L1 | 1 - Light Outdoor Wall Lantern | Milton exudes attention to detail with a modern design. The entire fixture is constructed of StoneStrong material from the backplate to the exquisite mesh front panel. The light shines downwards, but the rectangular mesh cut out in the front also adds light Assortment include: a small, medium, large and extra large wall lantern, and a one-light post lantern. | OUTDOOR | Milton | Outdoor Lighting | Antique Bronze | ANBZ | StoneStrong | [6 empty] | 1 | No | 1460 | 2700 | 90 | 18 | 120 | 19 - Integrated | LED - Array |  | 5 | 100 | LED | 18 | 18 | 30000 | 0 | [12 empty] | 239.45 | 478.9 | 718.35 | L:10'' H:23'' E:7 7/8'' | 11 |  | 10 |  | 23 | Wall / Bath |  |  |  |  | 7.875 | [25 empty] | DP:1'' W:9 1/2'' H:10'' OB UP:11 1/2'' OB DOWN:11 1/2'' Rectangular |  |  |  | 8 | Black/White |  |  | Hardwired | 0 | 0 | 0 | 0 | 1 | 0 | 1 | 0 | 0 | 0 | 0 | 014817587494 | 28 | 14.5 | 13 | 14.5 | 3.054 | 175 | Yes | [8 empty] | ETL Wet | cETL Wet | 1L MILTON XL LNTRN ANBZ | 1 - Light Outdoor Wall Lantern |  | OL15105ANBZ-L1.jpg | OL15105ANBZL1.jpg
OL15107ANBZ-L1 | 1 - Light Outdoor Post Lantern | Milton exudes attention to detail with a modern design. The entire fixture is constructed of StoneStrong material from the backplate to the exquisite mesh front panel. The light shines downwards, but the rectangular mesh cut out in the front also adds light Assortment include: a small, medium, large and extra large wall lantern, and a one-light post lantern. | OUTDOOR | Milton | Outdoor Lighting | Antique Bronze | ANBZ | StoneStrong | [6 empty] | 1 | No | 1120 | 2700 | 90 | 14 | 120 | 19 - Integrated | LED - Array |  | 5 | 100 | LED | 14 | 14 | 30000 | 0 | [12 empty] | 190.45 | 380.9 | 571.35 | L:10'' W:7 1/2'' H:18 3/4'' | 8.8 |  | 10 | 7.5 | 18.75 | Post Mount | [34 empty] | 12 | Black/White |  |  | Hardwired | 0 | 0 | 0 | 0 | 1 | 0 | 1 | 0 | 0 | 0 | 0 | 014817587500 | 22.25 | 13.25 | 10.25 | 8 | 1.749 | 175 | Yes | [8 empty] | ETL Wet | cETL Wet | 1L MILTON POST ANBZ | 1 - Light Outdoor Post Lantern |  | OL15107ANBZ-L1.jpg | OL15107ANBZL1.jpg
OL15200ANBZ | 1 - Light Outdoor Wall Lantern | With a salute to coastal New England, Millbrooke is influenced by 19th century carriage lights. Crafted with Stone Strong material and seeded glass, this design features a powder-coated finish that resists weather, fading, chipping, and rusting so your outdoor ensemble stays crisp. | OUTDOOR | Millbrooke | Outdoor Lighting | Antique Bronze | ANBZ | StoneStrong | Water Glass | D:5" H:7.25" |  |  | 1 Medium A19 75w |  | 1 | No | [14 empty] | 0 | [12 empty] | 70.45 | 140.9 | 211.35 | L:6 3/4'' H:12'' E:8 1/4'' | 3.3 |  | 6.75 |  | 12 | Wall / Bath |  |  |  |  | 8.25 | [25 empty] | DP:3/4'' W:4 3/4'' H:5 1/2'' OB UP:5 1/4'' OB DOWN:6 3/4'' Rectangular |  |  |  | 8 | Black/White |  |  | Hardwired | 0 | 0 | 0 | 0 | 0 | 0 | 0 | 0 | 0 | 0 | 0 | 014817590418 | 15 | 11.58 | 11 | 4.8 | 1.106 | 175 | Yes | [8 empty] | ETL Wet | cETL Wet | 1L MILLBROOKE XS LNTRN ANBZ | 1 - Light Outdoor Wall Lantern |  | OL15200ANBZ.jpg | OL15200ANBZ.jpg
OL15201ANBZ | 1 - Light Outdoor Wall Lantern | With a salute to coastal New England, Millbrooke is influenced by 19th century carriage lights. Crafted with Stone Strong material and seeded glass, this design features a powder-coated finish that resists weather, fading, chipping, and rusting so your outdoor ensemble stays crisp. | OUTDOOR | Millbrooke | Outdoor Lighting | Antique Bronze | ANBZ | StoneStrong | Water Glass | D:5" H:10" |  |  | 1 Medium A19 75w |  | 1 | No | [14 empty] | 0 | [12 empty] | 86.45 | 172.9 | 259.35 | L:6 3/4'' H:15 1/2'' E:8 1/4'' | 3.74 |  | 6.75 |  | 15.5 | Wall / Bath |  |  |  |  | 8.25 | [25 empty] | DP:3/4'' W:4 3/4'' H:5 1/2'' OB UP:5 3/4'' OB DOWN:9 3/4'' Rectangular |  |  |  | 8 | Black/White |  |  | Hardwired | 0 | 0 | 0 | 0 | 0 | 0 | 0 | 0 | 0 | 0 | 0 | 014817590425 | 19.38 | 11.58 | 10.75 | 5.5 | 1.396 | 250 | Yes | [8 empty] | ETL Wet | cETL Wet | 1L MILLBROOKE SM LNTRN ANBZ | 1 - Light Outdoor Wall Lantern |  | OL15201ANBZ.jpg | OL15201ANBZ.jpg
OL15202ANBZ | 1 - Light Outdoor Wall Lantern | With a salute to coastal New England, Millbrooke is influenced by 19th century carriage lights. Crafted with Stone Strong material and seeded glass, this design features a powder-coated finish that resists weather, fading, chipping, and rusting so your outdoor ensemble stays crisp. | OUTDOOR | Millbrooke | Outdoor Lighting | Antique Bronze | ANBZ | StoneStrong | Water Glass | D:6.25" H:12.75" |  |  | 1 Medium A19 75w |  | 1 | No | [14 empty] | 0 | [12 empty] | 124.95 | 249.9 | 374.85 | L:8 1/2'' H:19 1/4'' E:10 1/4'' | 7.04 |  | 8.5 |  | 19.25 | Wall / Bath |  |  |  |  | 10.25 | [25 empty] | DP:23/32'' W:4 3/4'' H:7'' OB UP:7'' OB DOWN:12 1/4'' Rectangular |  |  |  | 8 |  |  |  | Hardwired | 0 | 0 | 0 | 0 | 0 | 0 | 0 | 0 | 0 | 0 | 0 | 014817590432 | 22.58 | 13.38 | 13.5 | 8.6 | 2.36 | 250 | Yes | [8 empty] | ETL Wet | cETL Wet | 1L MILLBROOKE MD LNTRN ANBZ | 1 - Light Outdoor Wall Lantern |  | OL15202ANBZ.jpg | OL15202ANBZ.jpg
OL15203ANBZ | 3 - Light Outdoor Wall Lantern | With a salute to coastal New England, Millbrooke is influenced by 19th century carriage lights. Crafted with Stone Strong material and seeded glass, this design features a powder-coated finish that resists weather, fading, chipping, and rusting so your outdoor ensemble stays crisp. | OUTDOOR | Millbrooke | Outdoor Lighting | Antique Bronze | ANBZ | StoneStrong | Water Glass | D:7.5" H:14" |  |  | 3 Candelabra B Torpedo 60w |  | 3 | No | [14 empty] | 0 | [12 empty] | 195.45 | 390.9 | 586.35 | L:10'' H:22 1/4'' E:12'' | 10.12 |  | 10 |  | 22.25 | Wall / Bath |  |  |  |  | 12 | [25 empty] | DP:1'' W:6'' H:9'' OB UP:8 1/4'' OB DOWN:14'' Rectangular |  |  |  | 8 | Black/White |  |  | Hardwired | 0 | 0 | 0 | 0 | 0 | 0 | 0 | 0 | 0 | 0 | 0 | 014817590449 | 26.5 | 13.58 | 25.5 | 14.1 | 5.311 | 250 | Yes | [8 empty] | ETL Wet | cETL Wet | 3L MILLBROOKE LG LNTRN ANBZ | 3 - Light Outdoor Wall Lantern |  | OL15203ANBZ.jpg | OL15203ANBZ.jpg
OL15204ANBZ | 4 - Light Outdoor Wall Lantern | With a salute to coastal New England, Millbrooke is influenced by 19th century carriage lights. Crafted with Stone Strong material and seeded glass, this design features a powder-coated finish that resists weather, fading, chipping, and rusting so your outdoor ensemble stays crisp. | OUTDOOR | Millbrooke | Outdoor Lighting | Antique Bronze | ANBZ | StoneStrong | Water Glass | D:8.625" H:8.875" |  |  | 4 Candelabra B Torpedo 60w |  | 4 | No | [14 empty] | 0 | [12 empty] | 271.95 | 543.9 | 815.85 | L:12'' H:26 7/8'' E:14 1/4'' | 14.08 |  | 12 |  | 26.875 | Wall / Bath |  |  |  |  | 14.25 | [25 empty] | DP:1'' W:6'' H:9'' OB UP:9 1/2'' OB DOWN:17 3/8'' Rectangular |  |  |  | 8 | Black/White |  |  | Hardwired | 0 | 0 | 0 | 0 | 0 | 0 | 0 | 0 | 0 | 0 | 0 | 014817590456 | 30.75 | 15.5 | 30.5 | 20.2 | 8.413 | 250 | Yes | [8 empty] | ETL Wet | cETL Wet | 4L MILLBROOKE XL LNTRN ANBZ | 4 - Light Outdoor Wall Lantern |  | OL15204ANBZ.jpg | OL15204ANBZ.jpg
OL15207ANBZ | 3 - Light Outdoor Post Lantern | With a salute to coastal New England, Millbrooke is influenced by 19th century carriage lights. Crafted with Stone Strong material and seeded glass, this design features a powder-coated finish that resists weather, fading, chipping, and rusting so your outdoor ensemble stays crisp. | OUTDOOR | Millbrooke | Outdoor Lighting | Antique Bronze | ANBZ | StoneStrong | Water Glass | D:7.5" H:15" |  |  | 3 Candelabra B Torpedo 60w |  | 3 | No | [14 empty] | 0 | [12 empty] | 195.45 | 390.9 | 586.35 | D:10'' H:24 1/2'' | 8.8 | 10 |  |  | 24.5 | Post | [34 empty] | 12 | Black/White |  |  | Hardwired | 0 | 0 | 0 | 0 | 0 | 0 | 0 | 0 | 0 | 0 | 0 | 014817590470 | 24.25 | 13 | 24 | 12.2 | 4.378 | 250 | Yes | [8 empty] | ETL Wet | cETL Wet | 3L MILLBROOKE POST ANBZ | 3 - Light Outdoor Post Lantern |  | OL15207ANBZ.jpg | OL15207ANBZ.jpg
OL15209ANBZ | 3 - Light Outdoor Pendant | With a salute to coastal New England, Millbrooke is influenced by 19th century carriage lights. Crafted with Stone Strong material and seeded glass, this design features a powder-coated finish that resists weather, fading, chipping, and rusting so your outdoor ensemble stays crisp. | OUTDOOR | Millbrooke | Outdoor Lighting | Antique Bronze | ANBZ | StoneStrong | Water Glass | D:10" H:21.375" |  |  | 3 Candelabra B Torpedo 60w |  | 3 | No | [14 empty] | 0 | [12 empty] | 196.45 | 392.9 | 589.35 | D:10'' H:21 3/8'' | 9.9 | 10 |  |  | 21.375 | Screw Collar - Chain | [29 empty] | D:5 1/8'' H:1'' |  |  |  |  | 180 | Black | 60 |  | Hardwired | 0 | 0 | 0 | 0 | 0 | 0 | 0 | 0 | 0 | 0 | 0 | 014817590463 | 24.25 | 13 | 23.75 | 12.7 | 4.333 | 250 | Yes | [8 empty] | ETL Damp | cETL Damp | 3L MILLBROOKE PNDT ANBZ | 3 - Light Outdoor Pendant |  | OL15209ANBZ.jpg | OL15209ANBZ.jpg
OL15300TXB | 2 - Light Outdoor Wall Lantern | Encased in glass and defined by a textured black finish, Belleville is a candelabra-style wall lantern that illuminates an outdoor space with timeless elegance. Assortment include: a small, medium and large wall lantern, 3-light pendant and 3-light post lantern. | OUTDOOR | Belleville | Outdoor Lighting | Textured Black | TXB | StoneStrong | Clear Glass | W:4.75" H:9.625" |  |  | 2 Candelabra B Torpedo 60w |  | 2 | No | [14 empty] | 0 | [12 empty] | 75.95 | 151.9 | 227.85 | L:6 3/4'' H:12 1/8'' E:5 1/8'' | 4.4 |  | 6.75 |  | 12.125 | Wall / Bath |  |  |  |  | 5.125 | [25 empty] | DP:3/4'' W:5 1/2'' H:5 7/8'' OB UP:6 1/8'' OB DOWN:6'' Rectangular |  |  |  | 8 | Black/White |  |  | Hardwired | 0 | 0 | 0 | 0 | 0 | 0 | 0 | 0 | 0 | 0 | 0 | 014817590487 | 15.5 | 10 | 10.75 | 5.4 | 0.964 | 175 | Yes | [8 empty] | ETL Wet | cETL Wet | 2L BELLEVILLE SM LNTRN TXB | 2 - Light Outdoor Wall Lantern |  | OL15300TXB.jpg | OL15300TXB.jpg
OL15301TXB | 2 - Light Outdoor Wall Lantern | Encased in glass and defined by a textured black finish, Belleville is a candelabra-style wall lantern that illuminates an outdoor space with timeless elegance. Assortment include: a small, medium and large wall lantern, 3-light pendant and 3-light post lantern. | OUTDOOR | Belleville | Outdoor Lighting | Textured Black | TXB | StoneStrong | Clear Glass | W:7" H:17.875" |  |  | 2 Candelabra B Torpedo 60w |  | 2 | No | [14 empty] | 0 | [12 empty] | 135.95 | 271.9 | 407.85 | L:9 1/2'' H:18'' E:6'' | 8.36 |  | 9.5 |  | 18 | Wall / Bath |  |  |  |  | 6 | [25 empty] | DP:3/4'' W:7 1/4'' H:10 5/8'' OB UP:9'' OB DOWN:9'' Rectangular |  |  |  | 8 |  |  |  | Hardwired | 0 | 0 | 0 | 0 | 0 | 0 | 0 | 0 | 0 | 0 | 0 | 014817590494 | 22 | 12.75 | 12 | 10.7 | 1.948 | 175 | Yes | [8 empty] | ETL Wet | cETL Wet | 2L BELLEVILLE MD LNTRN TXB | 2 - Light Outdoor Wall Lantern |  | OL15301TXB.jpg | OL15301TXB.jpg
OL15302TXB | 3 - Light Outdoor Wall Lantern | Encased in glass and defined by a textured black finish, Belleville is a candelabra-style wall lantern that illuminates an outdoor space with timeless elegance. Assortment include: a small, medium and large wall lantern, 3-light pendant and 3-light post lantern. | OUTDOOR | Belleville | Outdoor Lighting | Textured Black | TXB | StoneStrong | Clear Glass | W:8.125" H:20.375" |  |  | 3 Candelabra B Torpedo 60w |  | 3 | No | [14 empty] | 0 | [12 empty] | 217.45 | 434.9 | 652.35 | L:11'' H:23 7/8'' E:7 3/8'' | 12.76 |  | 11 |  | 23.875 | Wall / Bath |  |  |  |  | 7.375 | [25 empty] | DP:3/4'' W:8 7/8'' H:13'' OB UP:12'' OB DOWN:11 7/8'' Rectangular |  |  |  | 8 | Black/White |  |  | Hardwired | 0 | 0 | 0 | 0 | 0 | 0 | 0 | 0 | 0 | 0 | 0 | 014817590500 | 28.58 | 14.75 | 14.38 | 17.7 | 3.508 | 175 | Yes | [8 empty] | ETL Wet | cETL Wet | 3L BELLEVILLE LG LNTRN TXB | 3 - Light Outdoor Wall Lantern |  | OL15302TXB.jpg | OL15302TXB.jpg
OL15307TXB | 4 - Light Outdoor Post Lantern | Encased in glass and defined by a textured black finish, Belleville is a candelabra-style wall lantern that illuminates an outdoor space with timeless elegance. Assortment include: a small, medium and large wall lantern, 3-light pendant and 3-light post lantern. | OUTDOOR | Belleville | Outdoor Lighting | Textured Black | TXB | StoneStrong | Clear Glass | W:7" H:14.875" |  |  | 4 Candelabra B Torpedo 60w |  | 4 | No | [14 empty] | 0 | [12 empty] | 190.45 | 380.9 | 571.35 | L:9 1/2'' W:9 1/2'' H:21 1/2'' | 10.34 |  | 9.5 | 9.5 | 21.5 | Post | [34 empty] | 12 | Black/White |  |  | Hardwired | 0 | 0 | 0 | 0 | 0 | 0 | 0 | 0 | 0 | 0 | 0 | 014817590524 | 25.5 | 13 | 16 | 14.1 | 3.069 | 175 | Yes | [8 empty] | ETL Wet | cETL Wet | 4L BELLEVILLE POST TXB | 4 - Light Outdoor Post Lantern |  | OL15307TXB.jpg | OL15307TXB.jpg
OL15309TXB | 4 - Light Outdoor Pendant | Encased in glass and defined by a textured black finish, Belleville is a candelabra-style wall lantern that illuminates an outdoor space with timeless elegance. Assortment include: a small, medium and large wall lantern, 3-light pendant and 3-light post lantern. | OUTDOOR | Belleville | Outdoor Lighting | Textured Black | TXB | StoneStrong | Clear Glass | W:8.125" H:17.75" |  |  | 4 Candelabra B Torpedo 60w |  | 4 | No | [14 empty] | 0 | [12 empty] | 190.95 | 381.9 | 572.85 | L:9 1/2'' W:9 1/2'' H:18 1/8'' | 11.66 |  | 9.5 | 9.5 | 18.125 | Screw Collar - Chain | [29 empty] | DP:5 1/2'' W:5 1/2'' H:1'' Square |  |  |  |  | 180 | Black | 60 |  | Hardwired | 0 | 0 | 0 | 0 | 0 | 0 | 0 | 0 | 0 | 0 | 0 | 014817590517 | 22.75 | 14 | 16 | 16.7 | 2.949 | 175 | Yes | [8 empty] | ETL Damp | cETL Damp | 4L BELLEVILLE PNDT TXB | 4 - Light Outdoor Pendant |  | OL15309TXB.jpg | OL15309TXB.jpg
OL15400TXB | 1 - Light Outdoor Wall Lantern | A subtle interplay of traditional design elements creates the charming lantern aesthetic of the Warren outdoor family. The textured black finish paired with clear glass constructed in StoneStrong completes the look. | OUTDOOR | Warren | Outdoor Lighting | Textured Black | TXB | StoneStrong | Clear Glass | W:4.75" H:7" |  |  | 1 Medium A19 75w |  | 1 | No | [14 empty] | 0 | [12 empty] | 64.95 | 129.9 | 194.85 | W:6 1/2'' H:14 3/8'' E:7 1/2'' | 3.52 |  |  | 6.5 | 14.375 | Wall / Bath |  |  |  |  | 7.5 | [25 empty] | DP:3/4'' W:5'' H:5 7/8'' OB UP:8 1/8'' OB DOWN:6 1/4'' Rectangular |  |  |  | 8 | Black/White |  |  | Hardwired | 0 | 0 | 0 | 0 | 0 | 0 | 0 | 0 | 0 | 0 | 0 | 014817590531 | 10.5 | 10 | 18 | 4.9 | 1.094 | 175 | Yes | [8 empty] | ETL Wet | cETL Wet | 1L WARREN SM LNTRN TXB | 1 - Light Outdoor Wall Lantern |  | OL15400TXB.jpg | OL15400TXB.jpg
OL15401TXB | 2 - Light Outdoor Wall Lantern | A subtle interplay of traditional design elements creates the charming lantern aesthetic of the Warren outdoor family. The textured black finish paired with clear glass constructed in StoneStrong completes the look. | OUTDOOR | Warren | Outdoor Lighting | Textured Black | TXB | StoneStrong | Clear Glass | W:6.375" H:10.875" |  |  | 2 Candelabra B Torpedo 60w |  | 2 | No | [14 empty] | 0 | [12 empty] | 97.45 | 194.9 | 292.35 | W:8 1/2'' H:19 1/2'' E:9 7/8'' | 6.38 |  |  | 8.5 | 19.5 | Wall / Bath |  |  |  |  | 9.875 | [25 empty] | DP:1'' W:5 7/8'' H:7 7/8'' OB UP:9 3/8'' OB DOWN:10 1/8'' Square |  |  |  | 8 | Black/White |  |  | Hardwired | 0 | 0 | 0 | 0 | 0 | 0 | 0 | 0 | 0 | 0 | 0 | 014817590548 | 14.375 | 12.25 | 22.375 | 8.9 | 2.28 | 250 | Yes | [8 empty] | ETL Wet | cETL Wet | 2L WARREN MD LNTRN TXB | 2 - Light Outdoor Wall Lantern |  | OL15401TXB.jpg | OL15401TXB.jpg
OL15402TXB | 3 - Light Outdoor Wall Lantern | A subtle interplay of traditional design elements creates the charming lantern aesthetic of the Warren outdoor family. The textured black finish paired with clear glass constructed in StoneStrong completes the look. | OUTDOOR | Warren | Outdoor Lighting | Textured Black | TXB | StoneStrong | Clear Glass | W:8.25" H:12.375" |  |  | 3 Candelabra B Torpedo 60w |  | 3 | No | [14 empty] | 0 | [12 empty] | 140.95 | 281.9 | 422.85 | W:10 5/8'' H:22 5/8'' E:12'' | 8.14 |  |  | 10.625 | 22.625 | Wall / Bath |  |  |  |  | 12 | [25 empty] | DP:1'' W:5 7/8'' H:7 7/8'' OB UP:10 1/2'' OB DOWN:12 1/8'' Rectangular |  |  |  | 8 | Black/White |  |  | Hardwired | 0 | 0 | 0 | 0 | 0 | 0 | 0 | 0 | 0 | 0 | 0 | 014817590555 | 16.5 | 14.375 | 25.75 | 12.3 | 3.534 | 250 | Yes | [8 empty] | ETL Wet | cETL Wet | 3L WARREN LG LNTRN TXB | 3 - Light Outdoor Wall Lantern |  | OL15402TXB.jpg | OL15402TXB.jpg
OL15403TXB | 4 - Light Outdoor Wall Lantern | A subtle interplay of traditional design elements creates the charming lantern aesthetic of the Warren outdoor family. The textured black finish paired with clear glass constructed in StoneStrong completes the look. | OUTDOOR | Warren | Outdoor Lighting | Textured Black | TXB | StoneStrong | Clear Glass | W:9.5" H:14.125" |  |  | 4 Candelabra B Torpedo 60w |  | 4 | No | [14 empty] | 0 | [12 empty] | 217.45 | 434.9 | 652.35 | W:12'' H:25 5/8'' E:13 1/2'' | 11 |  |  | 12 | 25.625 | Wall / Bath |  |  |  |  | 13.5 | [25 empty] | DP:1'' W:9'' H:6 3/4'' OB UP:11 3/4'' OB DOWN:13 7/8'' Hexagonal |  |  |  | 8 | Black/White |  |  | Hardwired | 0 | 0 | 0 | 0 | 0 | 0 | 0 | 0 | 0 | 0 | 0 | 014817590562 | 28.25 | 18.25 | 16 | 15.8 | 4.774 | 250 | Yes | [8 empty] | ETL Wet | cETL Wet | 4L WARREN XL LNTRN TXB | 4 - Light Outdoor Wall Lantern |  | OL15403TXB.jpg | OL15403TXB.jpg
OL15404TXB | 4 - Light Outdoor Wall Lantern | A subtle interplay of traditional design elements creates the charming lantern aesthetic of the Warren outdoor family. The textured black finish paired with clear glass constructed in StoneStrong completes the look. | OUTDOOR | Warren | Outdoor Lighting | Textured Black | TXB | StoneStrong | Clear Glass | W:12.875" H:18.75" |  |  | 4 Candelabra B Torpedo 60w |  | 4 | No | [14 empty] | 0 | [12 empty] | 380.95 | 761.9 | 1142.85 | W:16'' H:33 1/8'' E:17 3/4'' | 19.8 |  |  | 16 | 33.125 | Wall / Bath |  |  |  |  | 17.75 | [25 empty] | DP:1 1/8'' W:8 5/8'' H:11 3/4'' OB UP:14 3/8'' OB DOWN:18 3/4'' Rectangular |  |  |  | 8 | Black/White |  |  | Hardwired | 0 | 0 | 0 | 0 | 0 | 0 | 0 | 0 | 0 | 0 | 0 | 014817590579 | 36 | 23.5 | 20.25 | 28.5 | 9.914 | 250 | Yes | [8 empty] | ETL Wet | cETL Wet | 4L WARREN XXL LNTRN TXB | 4 - Light Outdoor Wall Lantern |  | OL15404TXB.jpg | OL15404TXB.jpg
OL15407TXB | 3 - Light Outdoor Post Lantern | A subtle interplay of traditional design elements creates the charming lantern aesthetic of the Warren outdoor family. The textured black finish paired with clear glass constructed in StoneStrong completes the look. | OUTDOOR | Warren | Outdoor Lighting | Textured Black | TXB | StoneStrong | Clear Glass | W:8.25" H:12.375" |  |  | 3 Candelabra B Torpedo 60w |  | 3 | No | [14 empty] | 0 | [12 empty] | 140.95 | 281.9 | 422.85 | L:10 5/8'' W:10 5/8'' H:22 5/8'' | 6.49 |  | 10.625 | 10.625 | 22.625 | Post | [34 empty] | 12 | Black/White |  |  | Hardwired | 0 | 0 | 0 | 0 | 0 | 0 | 0 | 0 | 0 | 0 | 0 | 014817590593 | 22 | 3.625 | 16.25 | 9.2 | 0.75 | 85 | Yes | [8 empty] | ETL Wet | cETL Wet | 3L WARREN POST TXB | 3 - Light Outdoor Post Lantern |  | OL15407TXB.jpg | OL15407TXB.jpg
OL15409TXB | 4 - Light Outdoor Pendant | A subtle interplay of traditional design elements creates the charming lantern aesthetic of the Warren outdoor family. The textured black finish paired with clear glass constructed in StoneStrong completes the look. | OUTDOOR | Warren | Outdoor Lighting | Textured Black | TXB | StoneStrong | Clear Glass | W:9.5" H:14.125" |  |  | 4 Candelabra B Torpedo 60w |  | 4 | No | [14 empty] | 0 | [12 empty] | 224.98 | 449.96 | 674.94 | L:12'' W:12'' H:22'' | 10.12 |  | 12 | 12 | 22 | Screw Collar - Chain | [29 empty] | DP:5 1/2'' W:5 1/2'' H:1'' Square |  |  |  |  | 180 | Black | 60 |  | Hardwired | 0 | 0 | 0 | 0 | 0 | 0 | 0 | 0 | 0 | 0 | 0 | 014817590586 | 23.58 | 15.25 | 18 | 13.7 | 3.746 | 250 | Yes | [8 empty] | ETL Damp | cETL Damp | 4L WARREN XL PNDT TXB | 4 - Light Outdoor Pendant |  | OL15409TXB.jpg | OL15409TXB.jpg
OL17000DWO/ORB | 1 - Light Outdoor Wall Sconce | Based on French countryside influences and a hand-crafted, artisan aesthetic, the Lumière lighting collection by Feiss is rich in texture and celebrates a classic lantern silhouette. Cross-hatched, Dark Weathered Oak wood (pressure treated to minimize cracking and weather well over time) is coupled with seeded glass and rope details to complete the look. The outdoor Lumière in Oil Rubbed Bronze finish is also offered in clean-lined option without the cross-hatched wood. | OUTDOOR | Lumiere' | Outdoor Lighting | Dark Weathered Oak / Oil Rubbed Bronze | DWO/ORB |  | Clear Seeded Glass |  |  |  | 1 Medium A19 60w |  | 1 | No | [14 empty] | 0 | [12 empty] | 149.95 | 299.9 | 449.85 | W:6 1/2'' H:15'' E:5'' | 3.96 |  |  | 6.5 | 15 | Universal Mounting Plate |  |  |  |  | 5 | [25 empty] | DP:3/4'' H:10'' OB UP:9 3/4'' Rectangular |  |  |  | 8 | Black/White |  |  | Hardwired | 0 | 0 | 0 | 0 | 0 | 0 | 0 | 0 | 0 | 0 | 0 | 014817529111 | 18 | 10 | 8.5 | 5.4 | 0.885 | 125 | Yes | [8 empty] | ETL Wet |  | OUTDOOR LANTERN | 1 - Light Outdoor Wall Sconce |  | OL17000DWOORB.jpg | OL17000DWOORB.jpg
OL17004DWO/ORB | 2 - Light Outdoor Wall Sconce | Based on French countryside influences and a hand-crafted, artisan aesthetic, the Lumière lighting collection by Feiss is rich in texture and celebrates a classic lantern silhouette. Cross-hatched, Dark Weathered Oak wood (pressure treated to minimize cracking and weather well over time) is coupled with seeded glass and rope details to complete the look. The outdoor Lumière in Oil Rubbed Bronze finish is also offered in clean-lined option without the cross-hatched wood. | OUTDOOR | Lumiere' | Outdoor Lighting | Dark Weathered Oak / Oil Rubbed Bronze | DWO/ORB |  | Clear Seeded Glass |  |  |  | 2 Medium A19 60w |  | 2 | No | [14 empty] | 0 | [12 empty] | 242.45 | 484.9 | 727.35 | W:11'' H:19'' E:5 5/8'' | 6.6 |  |  | 11 | 19 | Universal Mounting Plate |  |  |  |  | 5.625 | [25 empty] | DP:3/4'' W:10 1/2'' H:13'' OB UP:11 5/8'' Rectangular |  |  |  | 8 | Black/White |  |  | Hardwired | 0 | 0 | 0 | 0 | 0 | 0 | 0 | 0 | 0 | 0 | 0 | 014817529128 | 21.78 | 14.5 | 9.38 | 9.4 | 1.714 | 175 | Yes | [8 empty] | ETL Wet |  | OUTDOOR LANTERN | 2 - Light Outdoor Wall Sconce |  | OL17004DWOORB.jpg | OL17004DWOORB.jpg
OL17005DWO/ORB | 1 - Light Outdoor Wall Sconce | Based on French countryside influences and a hand-crafted, artisan aesthetic, the Lumière lighting collection by Feiss is rich in texture and celebrates a classic lantern silhouette. Cross-hatched, Dark Weathered Oak wood (pressure treated to minimize cracking and weather well over time) is coupled with seeded glass and rope details to complete the look. The outdoor Lumière in Oil Rubbed Bronze finish is also offered in clean-lined option without the cross-hatched wood. | OUTDOOR | Lumiere' | Outdoor Lighting | Dark Weathered Oak / Oil Rubbed Bronze | DWO/ORB |  | Clear Seeded Glass |  |  |  | 1 Medium A19 60w |  | 1 | No | [14 empty] | 0 | [12 empty] | 157.45 | 314.9 | 472.35 | W:6 1/2'' H:15'' E:5'' | 4.4 |  |  | 6.5 | 15 | Universal Mounting Plate |  |  |  |  | 5 | [25 empty] | DP:3/4'' H:14'' Rectangular |  |  |  | 8 | Black/White |  |  | Hardwired | 0 | 0 | 0 | 0 | 0 | 0 | 0 | 0 | 0 | 0 | 0 | 014817529135 | 20.25 | 8.18 | 9.58 | 5.6 | 0.918 | 125 | Yes | [8 empty] | ETL Wet |  | OUTDOOR LANTERN | 1 - Light Outdoor Wall Sconce |  | OL17005DWOORB.jpg | OL17005DWOORB.jpg
OL18000ORB | 1 - Light Outdoor Wall Sconce | Based on French countryside influences and a hand-crafted, artisan aesthetic, the Lumière lighting collection by Feiss is rich in texture and celebrates a classic lantern silhouette. Cross-hatched, Dark Weathered Oak wood (pressure treated to minimize cracking and weather well over time) is coupled with seeded glass and rope details to complete the look. The outdoor Lumière in Oil Rubbed Bronze finish is also offered in clean-lined option without the cross-hatched wood. | OUTDOOR | Lumiere' | Outdoor Lighting | Oil Rubbed Bronze | ORB | Steel / Aluminum / Glass | Clear Seeded Glass |  |  |  | 1 Medium A19 60w |  | 1 | No | [14 empty] | 0 | [12 empty] | 122.45 | 244.9 | 367.35 | W:6 1/2'' H:15'' E:4 7/8'' | 3.98 |  |  | 6.5 | 15 | Universal Mounting Plate |  |  |  |  | 4.875 | [25 empty] | DP:3/4'' H:6 1/4'' Rectangular |  |  |  | 8 | Black/White |  |  | Hardwired | 0 | 0 | 0 | 0 | 0 | 0 | 0 | 0 | 0 | 0 | 0 | 014817528077 | 18.25 | 10.25 | 10 | 5.5 | 1.083 | 175 | Yes | [8 empty] | ETL Wet |  | OUTDOOR LANTERN | 1 - Light Outdoor Wall Sconce |  | OL18000ORB.jpg | OL18000ORB.jpg
OL18002ORB | 1 - Light Outdoor Wall Sconce | Based on French countryside influences and a hand-crafted, artisan aesthetic, the Lumière lighting collection by Feiss is rich in texture and celebrates a classic lantern silhouette. Cross-hatched, Dark Weathered Oak wood (pressure treated to minimize cracking and weather well over time) is coupled with seeded glass and rope details to complete the look. The outdoor Lumière in Oil Rubbed Bronze finish is also offered in clean-lined option without the cross-hatched wood. | OUTDOOR | Lumiere' | Outdoor Lighting | Oil Rubbed Bronze | ORB | Steel / Aluminum / Glass | Clear Seeded Glass |  |  |  | 1 Medium A19 60w |  | 1 | No | [14 empty] | 0 | [12 empty] | 168.45 | 336.9 | 505.35 | W:9 1/4'' H:18 1/2'' E:10'' - 10 1/8'' | 8.14 |  |  | 9.25 | 18.5 | Universal Mounting Plate |  |  |  |  | 10 - 10.125 | [25 empty] | DP:3/4'' H:9 1/4'' Rectangular |  |  |  | 8 | Black/White |  |  | Hardwired | 0 | 0 | 0 | 0 | 0 | 0 | 0 | 0 | 0 | 0 | 0 | 014817528138 | 21.5 | 15.5 | 13.25 | 10.4 | 2.555 | 175 | Yes | [8 empty] | ETL Wet |  | OUTDOOR LANTERN | 1 - Light Outdoor Wall Sconce |  | OL18002ORB.jpg | OL18002ORB.jpg
OL18005ORB | 1 - Light Outdoor Wall Sconce | Based on French countryside influences and a hand-crafted, artisan aesthetic, the Lumière lighting collection by Feiss is rich in texture and celebrates a classic lantern silhouette. Cross-hatched, Dark Weathered Oak wood (pressure treated to minimize cracking and weather well over time) is coupled with seeded glass and rope details to complete the look. The outdoor Lumière in Oil Rubbed Bronze finish is also offered in clean-lined option without the cross-hatched wood. | OUTDOOR | Lumiere' | Outdoor Lighting | Oil Rubbed Bronze | ORB | Steel / Aluminum / Glass | Clear Seeded Glass |  |  |  | 1 Medium A19 60w |  | 1 | No | [14 empty] | 0 | [12 empty] | 140.95 | 281.9 | 422.85 | W:6 1/2'' H:15'' E:4 7/8'' - 5'' | 4.71 |  |  | 6.5 | 15 | Universal Mounting Plate |  |  |  |  | 4.875 - 5 | [25 empty] | DP:3/4'' H:14'' Rectangular |  |  |  | 8 | Black/White |  |  | Hardwired | 0 | 0 | 0 | 0 | 0 | 0 | 0 | 0 | 0 | 0 | 0 | 014817528084 | 18.5 | 10.25 | 9.5 | 6.2 | 1.042 | 175 | Yes | [8 empty] | ETL Wet |  | OUTDOOR LANTERN | 1 - Light Outdoor Wall Sconce |  | OL18005ORB.jpg | OL18005ORB.jpg
OL18011ORB | 2 - Light Outdoor Wall Sconce | Based on French countryside influences and a hand-crafted, artisan aesthetic, the Lumière lighting collection by Feiss is rich in texture and celebrates a classic lantern silhouette. Cross-hatched, Dark Weathered Oak wood (pressure treated to minimize cracking and weather well over time) is coupled with seeded glass and rope details to complete the look. The outdoor Lumière in Oil Rubbed Bronze finish is also offered in clean-lined option without the cross-hatched wood. | OUTDOOR | Lumiere' | Outdoor Lighting | Oil Rubbed Bronze | ORB | Steel / Aluminum / Glass | Clear Seeded Glass |  |  |  | 2 Medium A19 60w |  | 2 | No | [14 empty] | 0 | [12 empty] | 190.45 | 380.9 | 571.35 | W:11'' H:19'' E:5 1/2'' - 5 5/8'' | 6.6 |  |  | 11 | 19 | Universal Mounting Plate |  |  |  |  | 5.5 - 5.625 | [25 empty] | DP:3/4'' H:11'' Rectangular |  |  |  | 8 | Black/White |  |  | Hardwired | 0 | 0 | 0 | 0 | 0 | 0 | 0 | 0 | 0 | 0 | 0 | 014817528114 | 22 | 14.5 | 11.25 | 9.6 | 2.077 | 175 | Yes | [8 empty] | ETL Wet |  | OUTDOOR LANTERN | 2 - Light Outdoor Wall Sconce |  | OL18011ORB.jpg | OL18011ORB.jpg
OL18013ORB | 1 - Light Outdoor Wall Sconce | Based on French countryside influences and a hand-crafted, artisan aesthetic, the Lumière lighting collection by Feiss is rich in texture and celebrates a classic lantern silhouette. Cross-hatched, Dark Weathered Oak wood (pressure treated to minimize cracking and weather well over time) is coupled with seeded glass and rope details to complete the look. The outdoor Lumière in Oil Rubbed Bronze finish is also offered in clean-lined option without the cross-hatched wood. | OUTDOOR | Lumiere' | Outdoor Lighting | Oil Rubbed Bronze | ORB | Steel / Aluminum / Glass | Clear Seeded Glass |  |  |  | 1 Medium A19 60w |  | 1 | No | [14 empty] | 0 | [12 empty] | 130.45 | 260.9 | 391.35 | L:6 1/4'' W:7'' H:14'' E:7'' | 4.4 |  | 6.25 | 7 | 14 | Universal Mounting Plate |  |  |  |  | 7 | [25 empty] | DP:3/4'' H:6'' Rectangular |  |  |  | 8 | Black/White |  |  | Hardwired | 0 | 0 | 0 | 0 | 0 | 0 | 0 | 0 | 0 | 0 | 0 | 014817528121 | 16.5 | 12.25 | 9.5 | 5.8 | 1.111 | 175 | Yes | [8 empty] | ETL Wet |  | OUTDOOR LANTERN | 1 - Light Outdoor Wall Sconce |  | OL18013ORB.jpg | OL18013ORB.jpg
OL1900BK | 1 - Light Wall Lantern | Inspired by the days of Sir Lancelot and King Arthur, the handsome renaissance lanterns of the Castle lighting collection by Feiss feature clear, bent and beveled glass, The fixtures feature all die-cast aluminum with intricate detail and bead work in two rich finishes. | OUTDOOR | Castle | Outdoor Lighting | Black | BK | Aluminum | Undefined Clear Glass |  |  |  | 1 Medium A19 100w |  | 1 | No | [27 empty] | 153.98 | 307.96 | 461.94 | W:7'' H:11 3/4'' E:8 1/4'' | 4.75 |  |  | 7 | 11.75 | [5 empty] | 8.25 | [25 empty] | W:4 1/2'' H:7 1/2'' OB UP:4'' OB DOWN:7 3/4'' Irregular |  |  |  | 8 |  |  |  | Hardwired | 0 | 0 | 0 | 0 | 0 | 0 | 0 | 0 | 0 | 0 | 0 | 014817218756 | 14 | 8 | 9 | 4.7 | 0.583 | 100 | Yes | [9 empty] | cUL Wet | OUTDOOR LANTERN WALL BRKT | 1-Light Castle |  | OL1900BK.jpg
OL1900GBZ | 1 - Light Wall Lantern | Inspired by the days of Sir Lancelot and King Arthur, the handsome renaissance lanterns of the Castle lighting collection by Feiss feature clear, bent and beveled glass, The fixtures feature all die-cast aluminum with intricate detail and bead work in two rich finishes. | OUTDOOR | Castle | Outdoor Lighting | Grecian Bronze | GBZ | Aluminum |  |  |  |  | 1 Medium A19 100w |  | 1 | No | [27 empty] | 153.98 | 307.96 | 461.94 | W:7'' H:11 3/4'' E:8 1/4'' | 4.75 |  |  | 7 | 11.75 | [5 empty] | 8.25 | [25 empty] | W:4 1/2'' H:7 1/2'' OB UP:4'' OB DOWN:7 3/4'' Irregular |  |  |  | 8 |  |  |  | Hardwired | 0 | 0 | 0 | 0 | 0 | 0 | 0 | 0 | 0 | 0 | 0 | 014817218763 | 13.5 | 8.5 | 9 | 4.7 | 0.598 | 125 | Yes | [9 empty] | cUL Wet | OUTDOOR LANTERN WALL BRKT | 1-Light Castle |  | OL1900GBZ.jpg
OL1901BK | 3 - Light Wall Lantern | Inspired by the days of Sir Lancelot and King Arthur, the handsome renaissance lanterns of the Castle lighting collection by Feiss feature clear, bent and beveled glass, The fixtures feature all die-cast aluminum with intricate detail and bead work in two rich finishes. | OUTDOOR | Castle | Outdoor Lighting | Black | BK | Aluminum |  |  |  |  | 3 Candelabra B Torpedo 60w |  | 3 | No | [27 empty] | 340.98 | 681.96 | 1022.94 | W:9 1/4'' H:22 1/2'' E:14'' | 12.8 |  |  | 9.25 | 22.5 | [5 empty] | 14 | [25 empty] | W:7'' H:15'' OB UP:11 1/2'' |  |  |  | 8 |  |  |  | Hardwired | 0 | 0 | 0 | 0 | 0 | 0 | 0 | 0 | 0 | 0 | 0 | 014817218787 | 16 | 12 | 25.25 | 12.9 | 2.806 | 175 | Yes | [9 empty] | cUL Wet | OUTDOOR LANTERN WALL BRKT | 3-Light Castle |  | OL1901BK.jpg
OL1901GBZ | 3 - Light Wall Lantern | Inspired by the days of Sir Lancelot and King Arthur, the handsome renaissance lanterns of the Castle lighting collection by Feiss feature clear, bent and beveled glass, The fixtures feature all die-cast aluminum with intricate detail and bead work in two rich finishes. | OUTDOOR | Castle | Outdoor Lighting | Grecian Bronze | GBZ | Aluminum |  |  |  |  | 3 Candelabra A19 60w |  | 3 | No | [27 empty] | 340.98 | 681.96 | 1022.94 | W:9 1/4'' H:22 1/2'' E:14'' | 12.8 |  |  | 9.25 | 22.5 | [5 empty] | 14 | [25 empty] | W:7'' H:15'' OB UP:11 1/2'' |  |  |  | 8 |  |  |  | Hardwired | 0 | 0 | 0 | 0 | 0 | 0 | 0 | 0 | 0 | 0 | 0 | 014817218794 | 16.25 | 12 | 25.25 | 12.8 | 2.849 | 175 | Yes | [9 empty] | cUL Wet | OUTDOOR LANTERN WALL BRKT | 3-Light Castle |  | OL1901GBZ.jpg
OL1904BK | 4 - Light Wall Lantern | Inspired by the days of Sir Lancelot and King Arthur, the handsome renaissance lanterns of the Castle lighting collection by Feiss feature clear, bent and beveled glass, The fixtures feature all die-cast aluminum with intricate detail and bead work in two rich finishes. | OUTDOOR | Castle | Outdoor Lighting | Black | BK | Aluminum |  |  |  |  | 4 Candelabra A19 60w |  | 4 | No | [27 empty] | 438.48 | 876.96 | 1315.44 | W:12 1/2'' H:32'' E:17 1/4'' | 25.25 |  |  | 12.5 | 32 | [5 empty] | 17.25 | [25 empty] | W:7'' H:18 9/16'' OB UP:9 11/16'' Irregular |  |  |  | 8 |  |  |  | Hardwired | 0 | 0 | 0 | 0 | 0 | 0 | 0 | 0 | 0 | 0 | 0 | 014817218817 | 20 | 15.25 | 35 | 24.8 | 6.178 | 175 | Yes | [9 empty] | cUL Wet | OUTDOOR LANTERN WALL BRKT | 4-Light Castle |  | OL1904BK.jpg
OL1904GBZ | 4 - Light Wall Lantern | Inspired by the days of Sir Lancelot and King Arthur, the handsome renaissance lanterns of the Castle lighting collection by Feiss feature clear, bent and beveled glass, The fixtures feature all die-cast aluminum with intricate detail and bead work in two rich finishes. | OUTDOOR | Castle | Outdoor Lighting | Grecian Bronze | GBZ | Aluminum | Undefined Glass |  |  |  | 4 Candelabra A19 60w |  | 4 | No | [27 empty] | 438.48 | 876.96 | 1315.44 | W:12 1/2'' H:32'' E:17 1/4'' | 25.25 |  |  | 12.5 | 32 | [5 empty] | 17.25 | [25 empty] | W:7'' H:18 9/16'' OB UP:9 11/16'' Irregular |  |  |  | 8 |  |  |  | Hardwired | 0 | 0 | 0 | 0 | 0 | 0 | 0 | 0 | 0 | 0 | 0 | 014817218824 | 20 | 15.5 | 34.5 | 24.5 | 6.189 | 175 | Yes | [9 empty] | cUL Wet | OUTDOOR LANTERN WALL BRKT | 4-Light Castle |  | OL1904GBZ.jpg
OL1905BK | 4 - Light Wall Lantern | Inspired by the days of Sir Lancelot and King Arthur, the handsome renaissance lanterns of the Castle lighting collection by Feiss feature clear, bent and beveled glass, The fixtures feature all die-cast aluminum with intricate detail and bead work in two rich finishes. | OUTDOOR | Castle | Outdoor Lighting | Black | BK | Aluminum |  |  |  |  | 4 Candelabra A19 60w |  | 4 | No | [27 empty] | 608.98 | 1217.96 | 1826.94 | W:15'' H:37 1/4'' E:20 3/4'' | 30.58 |  |  | 15 | 37.25 | [5 empty] | 20.75 | [25 empty] | W:8 3/8'' H:22 1/4'' OB UP:11'' Irregular |  |  |  | 8 |  |  |  | Hardwired | 0 | 0 | 0 | 0 | 0 | 0 | 0 | 0 | 0 | 0 | 0 | 014817290530 | 40 | 23.25 | 17.25 | 40.48 | 9.284 | 175 | Yes | [9 empty] | cUL Wet | OUTDOOR LANTERN WALL BRKT | 4-Light Castle |  | OL1905BK.jpg
OL1907BK | 3 - Light Post | Inspired by the days of Sir Lancelot and King Arthur, the handsome renaissance lanterns of the Castle lighting collection by Feiss feature clear, bent and beveled glass, The fixtures feature all die-cast aluminum with intricate detail and bead work in two rich finishes. | OUTDOOR | Castle | Outdoor Lighting | Black | BK | Aluminum |  |  |  |  | 3 Candelabra A19 60w |  | 3 | No | [27 empty] | 298.98 | 597.96 | 896.94 | D:9 1/4'' H:22 1/4'' | 8.25 | 9.25 |  |  | 22.25 | [35 empty] | 12 |  |  |  | Hardwired | 0 | 0 | 0 | 0 | 0 | 0 | 0 | 0 | 0 | 0 | 0 | 014817218848 | 11.5 | 11 | 12 | 8.2 | 0.878 | 100 | Yes | [9 empty] | cUL Wet | OUTDOOR LANTERN POST | 3-Light Castle |  | OL1907BK.jpg
OL1907GBZ | 3 - Light Post | Inspired by the days of Sir Lancelot and King Arthur, the handsome renaissance lanterns of the Castle lighting collection by Feiss feature clear, bent and beveled glass, The fixtures feature all die-cast aluminum with intricate detail and bead work in two rich finishes. | OUTDOOR | Castle | Outdoor Lighting | Grecian Bronze | GBZ | Aluminum |  |  |  |  | 3 Candelabra B10 Torpedo 60w |  | 3 | No | [27 empty] | 298.98 | 597.96 | 896.94 | D:9 1/4'' H:22 1/4'' | 8.25 | 9.25 |  |  | 22.25 | [35 empty] | 12 |  |  |  | Hardwired | 0 | 0 | 0 | 0 | 0 | 0 | 0 | 0 | 0 | 0 | 0 | 014817218855 | 11.5 | 11 | 12 | 8.2 | 0.878 | 100 | Yes | [9 empty] | cUL Wet | OUTDOOR LANTERN POST | 3-Light Castle |  | OL1907GBZ.jpg
OL1908BK | 4 - Light Post | Inspired by the days of Sir Lancelot and King Arthur, the handsome renaissance lanterns of the Castle lighting collection by Feiss feature clear, bent and beveled glass, The fixtures feature all die-cast aluminum with intricate detail and bead work in two rich finishes. | OUTDOOR | Castle | Outdoor Lighting | Black | BK | Aluminum |  |  |  |  | 4 Candelabra A19 60w |  | 4 | No | [27 empty] | 356.48 | 712.96 | 1069.44 | D:12 1/2'' H:28 1/4'' | 14.15 | 12.5 |  |  | 28.25 | [35 empty] | 12 |  |  |  | Hardwired | 0 | 0 | 0 | 0 | 0 | 0 | 0 | 0 | 0 | 0 | 0 | 014817218886 | 16.5 | 14 | 14 | 14.1 | 1.872 | 125 | Yes | [9 empty] | cUL Wet | OUTDOOR LANTERN POST | 4-Light Castle |  | OL1908BK.jpg
OL1908GBZ | 4 - Light Post | Inspired by the days of Sir Lancelot and King Arthur, the handsome renaissance lanterns of the Castle lighting collection by Feiss feature clear, bent and beveled glass, The fixtures feature all die-cast aluminum with intricate detail and bead work in two rich finishes. | OUTDOOR | Castle | Outdoor Lighting | Grecian Bronze | GBZ | Aluminum |  |  |  |  | 4 Candelabra A19 60w |  | 4 | No | [27 empty] | 356.48 | 712.96 | 1069.44 | D:12 1/2'' H:28 1/4'' | 14.15 | 12.5 |  |  | 28.25 | [35 empty] | 12 |  |  |  | Hardwired | 0 | 0 | 0 | 0 | 0 | 0 | 0 | 0 | 0 | 0 | 0 | 014817218893 | 16.5 | 14 | 14 | 14.1 | 1.872 | 125 | Yes | [9 empty] | cUL Wet | OUTDOOR LANTERN POST | 4-Light Castle |  | OL1908GBZ.jpg
OL1911BK | 4 - Light Pendant | Inspired by the days of Sir Lancelot and King Arthur, the handsome renaissance lanterns of the Castle lighting collection by Feiss feature clear, bent and beveled glass, The fixtures feature all die-cast aluminum with intricate detail and bead work in two rich finishes. | OUTDOOR | Castle | Outdoor Lighting | Black | BK | Aluminum |  |  |  |  | 4 Candelabra A19 60w |  | 4 | No | [27 empty] | 362.95 | 725.9 | 1088.85 | D:12 1/2'' H:27 1/4'' | 15 | 12.5 |  |  | 27.25 | [35 empty] | 180 |  | 60 |  | Hardwired | 0 | 0 | 0 | 0 | 0 | 0 | 0 | 0 | 0 | 0 | 0 | 014817218947 | 14 | 14 | 16.5 | 14.9 | 1.872 | 100 | Yes | [9 empty] | cUL Wet | OUTDOOR LANTERN HANG | 4-Light Castle |  | OL1911BK.jpg
OL2200BB | 1 - Light Wall Lantern | The Lighthouse outdoor lighting collection by Feiss is versatile with a nautical feel and meticulously crafted of die-cast zinc with a solid brass cage. Triple plated and powder coated lacquer assures its weather resistance and lasting beauty. The LED version features field-replaceable advanced, warm-on-dim LED technology that warms in color when dimmed, going from 2700K to 2200K and is California Title 24 compliant. | OUTDOOR | Lighthouse | Outdoor Lighting | Burnished Bronze | BB | Aluminum |  |  |  |  | 1 Medium A19 100w |  | 1 | No | [14 empty] | 0 | [12 empty] | 138.45 | 276.9 | 415.35 | W:4 1/2'' H:11 1/8'' E:6 1/4'' | 2.6 |  |  | 4.5 | 11.125 | [5 empty] | 6.25 | [25 empty] | W:4 1/2'' H:7 1/2'' Rectangular |  |  |  | 8 |  |  |  | Hardwired | 0 | 0 | 0 | 0 | 0 | 0 | 0 | 0 | 0 | 0 | 0 | 014817231731 | 14 | 14 | 4.5 | 8.15 | 0.51 | 70 | Yes | 2 | 10014817231738 | 14 | 14 | 9 | 16.3 | 1.021 | Yes |  | cUL Wet | OUTDOOR LANTERN | 1-Light Lighthouse |  | OL2200BB.jpg
OL2200BS | 1 - Light Wall Lantern | The Lighthouse outdoor lighting collection by Feiss is versatile with a nautical feel and meticulously crafted of die-cast zinc with a solid brass cage. Triple plated and powder coated lacquer assures its weather resistance and lasting beauty. The LED version features field-replaceable advanced, warm-on-dim LED technology that warms in color when dimmed, going from 2700K to 2200K and is California Title 24 compliant. | OUTDOOR | Lighthouse | Outdoor Lighting | Brushed Steel | BS | Aluminum |  |  |  |  | 1 Medium A19 100w |  | 1 | No | [14 empty] | 0 | [12 empty] | 138.45 | 276.9 | 415.35 | W:4 1/2'' H:11 1/8'' E:6 1/4'' | 16.5 |  |  | 4.5 | 11.125 | [5 empty] | 6.25 | [25 empty] | W:4 1/2'' H:7 1/2'' OB UP:3'' OB DOWN:8 1/8'' Rectangular |  |  |  | 8 |  |  |  | Hardwired | 0 | 0 | 0 | 0 | 0 | 0 | 0 | 0 | 0 | 0 | 0 | 014817231724 | 14 | 14 | 4.5 | 8.15 | 0.51 | 70 | Yes | 2 | 10014817231721 | 14 | 14 | 9 | 16.3 | 1.021 | Yes |  | cUL Wet | OUTDOOR LANTERN | 1-Light Lighthouse |  | OL2200BS.jpg
OL2201BB | 1 - Light Wall Lantern | The Lighthouse outdoor lighting collection by Feiss is versatile with a nautical feel and meticulously crafted of die-cast zinc with a solid brass cage. Triple plated and powder coated lacquer assures its weather resistance and lasting beauty. The LED version features field-replaceable advanced, warm-on-dim LED technology that warms in color when dimmed, going from 2700K to 2200K and is California Title 24 compliant. | OUTDOOR | Lighthouse | Outdoor Lighting | Burnished Bronze | BB | Aluminum |  |  |  |  | 1 Medium A19 100w |  | 1 | No | [14 empty] | 0 | [12 empty] | 190.45 | 380.9 | 571.35 | W:7'' H:13 5/8'' E:9'' | 4.7 |  |  | 7 | 13.625 | [5 empty] | 9 | [25 empty] | W:4 1/2'' H:7 1/2'' Rectangular |  |  |  | 8 |  |  |  | Hardwired | 0 | 0 | 0 | 0 | 0 | 0 | 0 | 0 | 0 | 0 | 0 | 014817231809 | 17.25 | 11.5 | 10.25 | 6.6 | 1.177 | 175 | Yes | [9 empty] | cUL Wet | OUTDOOR LANTERN | 1-Light Lighthouse |  | OL2201BB.jpg
OL2201BS | 1 - Light Wall Lantern | The Lighthouse outdoor lighting collection by Feiss is versatile with a nautical feel and meticulously crafted of die-cast zinc with a solid brass cage. Triple plated and powder coated lacquer assures its weather resistance and lasting beauty. The LED version features field-replaceable advanced, warm-on-dim LED technology that warms in color when dimmed, going from 2700K to 2200K and is California Title 24 compliant. | OUTDOOR | Lighthouse | Outdoor Lighting | Brushed Steel | BS | Aluminum |  |  |  |  | 1 Medium A19 100w |  | 1 | No | [14 empty] | 0 | [12 empty] | 199.98 | 399.96 | 599.94 | W:7'' H:13 5/8'' E:9'' | 12.5 |  |  | 7 | 13.625 | [5 empty] | 9 | [25 empty] | W:4 1/2'' H:7 1/2'' OB UP:3'' OB DOWN:10 5/8'' Rectangular |  |  |  | 8 |  |  |  | Hardwired | 0 | 0 | 0 | 0 | 0 | 0 | 0 | 0 | 0 | 0 | 0 | 014817231816 | 17 | 11.5 | 10.5 | 12.5 | 1.188 | 93 | Yes | [9 empty] | cUL Wet | OUTDOOR LANTERN | 1-Light Lighthouse |  | OL2201BS.jpg
OL2202BB | 1 - Light Wall Lantern | The Lighthouse outdoor lighting collection by Feiss is versatile with a nautical feel and meticulously crafted of die-cast zinc with a solid brass cage. Triple plated and powder coated lacquer assures its weather resistance and lasting beauty. The LED version features field-replaceable advanced, warm-on-dim LED technology that warms in color when dimmed, going from 2700K to 2200K and is California Title 24 compliant. | OUTDOOR | Lighthouse | Outdoor Lighting | Burnished Bronze | BB | Aluminum |  |  |  |  | 1 Medium A19 100w |  | 1 | No | [14 empty] | 0 | [12 empty] | 322.95 | 645.9 | 968.85 | W:9'' H:14 3/8'' E:11'' | 10.3 |  |  | 9 | 14.375 | [5 empty] | 11 | [25 empty] | W:7'' H:12 1/2'' OB UP:6 1/4'' OB DOWN:8 1/8'' Rectangular |  |  |  | 8 |  |  |  | Hardwired | 0 | 0 | 0 | 0 | 0 | 0 | 0 | 0 | 0 | 0 | 0 | 014817231854 | 18 | 13 | 14.5 | 10.3 | 1.964 | 175 | Yes | [9 empty] | cUL Wet | OUTDOOR LANTERN | 1-Light Lighthouse |  | OL2202BB.jpg
OL2202BS | 1 - Light Wall Lantern | The Lighthouse outdoor lighting collection by Feiss is versatile with a nautical feel and meticulously crafted of die-cast zinc with a solid brass cage. Triple plated and powder coated lacquer assures its weather resistance and lasting beauty. The LED version features field-replaceable advanced, warm-on-dim LED technology that warms in color when dimmed, going from 2700K to 2200K and is California Title 24 compliant. | OUTDOOR | Lighthouse | Outdoor Lighting | Brushed Steel | BS | Aluminum |  |  |  |  | 1 Medium A19 100w |  | 1 | No | [14 empty] | 0 | [12 empty] | 322.95 | 645.9 | 968.85 | W:9'' H:14 3/8'' E:11'' | 21.5 |  |  | 9 | 14.375 | [5 empty] | 11 | [25 empty] | W:7'' H:12 1/2'' OB UP:6 1/4'' OB DOWN:8 1/8'' Rectangular |  |  |  | 8 |  |  |  | Hardwired | 0 | 0 | 0 | 0 | 0 | 0 | 0 | 0 | 0 | 0 | 0 | 014817231861 | 18 | 13 | 14.5 | 10.3 | 1.964 | 175 | Yes | [9 empty] | cUL Wet | OUTDOOR LANTERN | 1-Light Lighthouse |  | OL2202BS.jpg
OL2203BB | 1 - Light Wall Lantern | The Lighthouse outdoor lighting collection by Feiss is versatile with a nautical feel and meticulously crafted of die-cast zinc with a solid brass cage. Triple plated and powder coated lacquer assures its weather resistance and lasting beauty. The LED version features field-replaceable advanced, warm-on-dim LED technology that warms in color when dimmed, going from 2700K to 2200K and is California Title 24 compliant. | OUTDOOR | Lighthouse | Outdoor Lighting | Burnished Bronze | BB | Aluminum |  |  |  |  | 1 Medium A19 100w |  | 1 | No | [14 empty] | 0 | [12 empty] | 120.95 | 241.9 | 362.85 | W:7'' H:11 1/8'' E:4 1/2'' | 15.4 |  |  | 7 | 11.125 | [5 empty] | 4.5 | [29 empty] | 8 |  |  |  | Hardwired | 0 | 0 | 0 | 0 | 0 | 0 | 0 | 0 | 0 | 0 | 0 | 014817231779 | 15 | 14 | 4.875 | 7.7 | 0.592 | 85 | Yes | 2 | 10014817231776 | 15 | 14 | 9.75 | 15.4 | 1.185 | Yes |  | cUL Wet | OUTDOOR LANTERN | 1-Light Lighthouse |  | OL2203BB.jpg
OL2203BS | 1 - Light Wall Lantern | The Lighthouse outdoor lighting collection by Feiss is versatile with a nautical feel and meticulously crafted of die-cast zinc with a solid brass cage. Triple plated and powder coated lacquer assures its weather resistance and lasting beauty. The LED version features field-replaceable advanced, warm-on-dim LED technology that warms in color when dimmed, going from 2700K to 2200K and is California Title 24 compliant. | OUTDOOR | Lighthouse | Outdoor Lighting | Brushed Steel | BS | Aluminum |  |  |  |  | 1 Medium A19 100w |  | 1 | No | [14 empty] | 0 | [12 empty] | 120.95 | 241.9 | 362.85 | W:7'' H:11 1/8'' E:4 1/2'' | 15.4 |  |  | 7 | 11.125 | [5 empty] | 4.5 | [29 empty] | 8 |  |  |  | Hardwired | 0 | 0 | 0 | 0 | 0 | 0 | 0 | 0 | 0 | 0 | 0 | 014817231786 | 15 | 14 | 5 | 7.7 | 0.608 | 85 | Yes | 2 | 10014817231783 | 15 | 14 | 10 | 15.4 | 1.215 | Yes |  | cUL Wet | OUTDOOR LANTERN | 1-Light Lighthouse |  | OL2203BS.jpg
OL2207BS | 1 - Light Post | The Lighthouse outdoor lighting collection by Feiss is versatile with a nautical feel and meticulously crafted of die-cast zinc with a solid brass cage. Triple plated and powder coated lacquer assures its weather resistance and lasting beauty. The LED version features field-replaceable advanced, warm-on-dim LED technology that warms in color when dimmed, going from 2700K to 2200K and is California Title 24 compliant. | OUTDOOR | Lighthouse | Outdoor Lighting | Brushed Steel | BS | Aluminum |  |  |  | Undefined Glass | 1 Medium A19 100w |  | 1 | No | [14 empty] | 0 | [12 empty] | 305.95 | 611.9 | 917.85 | D:9'' H:18 1/4'' | 22 | 9 |  |  | 18.25 | [35 empty] | 12 |  |  |  | Hardwired | 0 | 0 | 0 | 0 | 0 | 0 | 0 | 0 | 0 | 0 | 0 | 014817231885 | 21 | 12 | 12 | 11.08 | 1.75 | 125 | Yes | [9 empty] | cUL Wet | OUTDOOR LANTERN | 1-Light Lighthouse |  | OL2207BS.jpg
OL2209BB | 1 - Light Pendant | The Lighthouse outdoor lighting collection by Feiss is versatile with a nautical feel and meticulously crafted of die-cast zinc with a solid brass cage. Triple plated and powder coated lacquer assures its weather resistance and lasting beauty. The LED version features field-replaceable advanced, warm-on-dim LED technology that warms in color when dimmed, going from 2700K to 2200K and is California Title 24 compliant. | OUTDOOR | Lighthouse | Outdoor Lighting | Burnished Bronze | BB | Aluminum |  |  |  |  | 1 Medium A19 100w |  | 1 | No | [27 empty] | 167.95 | 335.9 | 503.85 | D:7'' H:12 1/2'' | 24.25 | 7 |  |  | 12.5 | [35 empty] | 180 |  | 60 |  | Hardwired | 0 | 0 | 0 | 0 | 0 | 0 | 0 | 0 | 0 | 0 | 0 | 014817231830 | 30.75 | 10.25 | 5.125 | 12.1 | 0.935 | 85 | Yes | 2 | 10014817231837 | 30.75 | 10.25 | 10.25 | 24.2 | 1.87 | Yes |  | cUL Damp | OUTDOOR LANTERN | 1-Light Lighthouse |  | OL2209BB.jpg
OL2209BS | 1 - Light Pendant | The Lighthouse outdoor lighting collection by Feiss is versatile with a nautical feel and meticulously crafted of die-cast zinc with a solid brass cage. Triple plated and powder coated lacquer assures its weather resistance and lasting beauty. The LED version features field-replaceable advanced, warm-on-dim LED technology that warms in color when dimmed, going from 2700K to 2200K and is California Title 24 compliant. | OUTDOOR | Lighthouse | Outdoor Lighting | Brushed Steel | BS | Aluminum |  |  |  |  | 1 Medium A19 100w |  | 1 | No | [27 empty] | 167.95 | 335.9 | 503.85 | D:7'' H:12 1/2'' | 24.25 | 7 |  |  | 12.5 | [35 empty] | 180 |  | 60 |  | Hardwired | 0 | 0 | 0 | 0 | 0 | 0 | 0 | 0 | 0 | 0 | 0 | 014817231847 | 30.75 | 10.25 | 5.125 | 12.1 | 0.935 | 85 | Yes | 2 | 10014817231844 | 30.75 | 10.25 | 10.25 | 24.2 | 1.87 | Yes |  | cUL Damp | OUTDOOR LANTERN | 1-Light Lighthouse |  | OL2209BS.jpg
OL2213BB | 2 - Light Ceiling Fixture | The Lighthouse outdoor lighting collection by Feiss is versatile with a nautical feel and meticulously crafted of die-cast zinc with a solid brass cage. Triple plated and powder coated lacquer assures its weather resistance and lasting beauty. The LED version features field-replaceable advanced, warm-on-dim LED technology that warms in color when dimmed, going from 2700K to 2200K and is California Title 24 compliant. | OUTDOOR | Lighthouse | Outdoor Lighting | Burnished Bronze | BB | Aluminum |  |  |  |  | 2 Medium A19 40w |  | 2 | No | [14 empty] | 0 | [12 empty] | 155.95 | 311.9 | 467.85 | D:10'' H:5 1/2'' | 12.75 | 10 |  |  | 5.5 | [35 empty] | 8 |  |  |  | Hardwired | 0 | 0 | 0 | 0 | 0 | 0 | 0 | 0 | 0 | 0 | 0 | 014817231748 | 16 | 13 | 6.5 | 12.75 | 0.782 | 70 | Yes | 2 | 10014817231745 | 16 | 13 | 13 | 25.5 | 1.565 | Yes |  | cUL Wet | OUTDOOR FLUSHMOUNT | 2-Light Lighthouse |  | OL2213BB.jpg
OL2213BS | 2 - Light Ceiling Fixture | The Lighthouse outdoor lighting collection by Feiss is versatile with a nautical feel and meticulously crafted of die-cast zinc with a solid brass cage. Triple plated and powder coated lacquer assures its weather resistance and lasting beauty. The LED version features field-replaceable advanced, warm-on-dim LED technology that warms in color when dimmed, going from 2700K to 2200K and is California Title 24 compliant. | OUTDOOR | Lighthouse | Outdoor Lighting | Brushed Steel | BS | Aluminum |  |  |  |  | 2 Medium A19 40w |  | 2 | No | [14 empty] | 0 | [12 empty] | 155.95 | 311.9 | 467.85 | D:10'' H:5 1/2'' | 12.75 | 10 |  |  | 5.5 | [35 empty] | 8 |  |  |  | Hardwired | 0 | 0 | 0 | 0 | 0 | 0 | 0 | 0 | 0 | 0 | 0 | 014817231762 | 16 | 13 | 6.5 | 12.75 | 0.782 | 70 | Yes | 2 | 10014817231769 | 16 | 13 | 13 | 25.5 | 1.565 | Yes |  | cUL Damp | OUTDOOR FLUSHMOUNT | 2-Light Lighthouse |  | OL2213BS.jpg
OL2600ORB | 1 - Light Wall Lantern | Imagine a long time ago—a simpler time—when porches were lit by the soft glow of lanterns. Greet visitors to your home with a statement of distinction with the classic lines and solid brass construction of the Market Square lighting collection by Feiss. | OUTDOOR | Market Square | Outdoor Lighting | Oil Rubbed Bronze | ORB | Stainless Steel | Clear Seeded Glass |  |  |  | 1 Candelabra B Torpedo 60w |  | 1 | No | [27 empty] | 91.95 | 183.9 | 275.85 | W:5 1/2'' H:14'' E:4 1/4'' | 8.8 |  |  | 5.5 | 14 | [5 empty] | 4.25 | [25 empty] | W:4 1/4'' H:9 1/2'' OB UP:6 3/4'' Rectangular |  |  |  | 8 |  |  |  | Hardwired | 0 | 0 | 0 | 0 | 0 | 0 | 0 | 0 | 0 | 0 | 0 | 014817251937 | 15 | 7 | 7.25 | 4.4 | 0.441 | 93 | Yes | 2 | 10014817251934 | 15 | 7 | 14.5 | 8.8 | 0.881 | Yes |  | cUL Wet | OUTDOOR LANTERN - W.BRKT | 1-Light Market Square |  | OL2600ORB.jpg
OL2601ORB | 2 - Light Wall Lantern | Imagine a long time ago—a simpler time—when porches were lit by the soft glow of lanterns. Greet visitors to your home with a statement of distinction with the classic lines and solid brass construction of the Market Square lighting collection by Feiss. | OUTDOOR | Market Square | Outdoor Lighting | Oil Rubbed Bronze | ORB | Stainless Steel | Clear Seeded Glass |  |  |  | 2 Candelabra B Torpedo 60w |  | 2 | No | [27 empty] | 109.45 | 218.9 | 328.35 | W:6 3/4'' H:19'' E:5'' | 13.2 |  |  | 6.75 | 19 | [5 empty] | 5 | [25 empty] | W:5 5/8'' H:10'' OB UP:6 3/4'' Rectangular |  |  |  | 8 |  |  |  | Hardwired | 0 | 0 | 0 | 0 | 0 | 0 | 0 | 0 | 0 | 0 | 0 | 014817251944 | 18 | 10 | 8 | 6.6 | 0.833 | 125 | Yes | 2 | 10014817251941 | 18 | 10 | 16 | 13.2 | 1.667 | Yes |  | cUL Wet | OUTDOOR LANTERN - W.BRKT | 2-Light Market Square |  | OL2601ORB.jpg
OL2602ORB | 3 - Light Wall Lantern | Imagine a long time ago—a simpler time—when porches were lit by the soft glow of lanterns. Greet visitors to your home with a statement of distinction with the classic lines and solid brass construction of the Market Square lighting collection by Feiss. | OUTDOOR | Market Square | Outdoor Lighting | Oil Rubbed Bronze | ORB | Stainless Steel | Clear Seeded Glass |  |  |  | 3 Candelabra B Torpedo 60w |  | 3 | No | [27 empty] | 155.95 | 311.9 | 467.85 | W:9'' H:25'' E:6 1/2'' | 9.9 |  |  | 9 | 25 | [5 empty] | 6.5 | [25 empty] | W:7 7/8'' H:12 3/4'' OB UP:9'' OB DOWN:16'' Rectangular |  |  |  | 8 |  |  |  | Hardwired | 0 | 0 | 0 | 0 | 0 | 0 | 0 | 0 | 0 | 0 | 0 | 014817251951 | 21.5 | 11.5 | 9 | 9.9 | 1.288 | 125 | Yes | [9 empty] | cUL Wet | OUTDOOR LANTERN - W.BRKT | 3-Light Market Square |  | OL2602ORB.jpg
OL3400BRAL | 1 - Light Wall Lantern | The Mission Lodge outdoor lighting collection by Feiss offers design versatility. Go rustic with fixtures in the Corinthian Bronze finish and Amber Vertical Ribbed glass or contemporary with fixtures in the Brushed Aluminum finish and Clear, checkered glass. The LED version features field-replaceable advanced, warm-on-dim LED technology that warms in color when dimmed, going from 2700K to 2200K and is California Title 24 compliant. | OUTDOOR | Mission Lodge | Outdoor Lighting | Brushed Aluminum | BRAL | Aluminum |  |  |  |  | 1 Medium A19 100w |  | 1 | No | [27 empty] | 91.95 | 183.9 | 275.85 | W:5 1/4'' H:9 1/4'' E:7'' | 3.7 |  |  | 5.25 | 9.25 | [5 empty] | 7 | [25 empty] | W:4 3/4'' H:5 1/2'' OB UP:2 3/4'' OB DOWN:6 1/2'' Rectangular |  |  |  | 8 |  |  |  | Hardwired | 0 | 0 | 0 | 0 | 0 | 0 | 0 | 0 | 0 | 0 | 0 | 014817277098 | 12 | 10 | 11.5 | 5.445 | 0.799 | 100 | Yes | 2 | 10014817277095 | 17.25 | 12.75 | 10 | 10.89 | 1.273 | Yes |  | cUL Wet | OUTDOOR LANTERN - BRKT | 1-Light Mission Lodge |  | OL3400BRAL.jpg
OL3400CB | 1 - Light Wall Lantern | The Mission Lodge outdoor lighting collection by Feiss offers design versatility. Go rustic with fixtures in the Corinthian Bronze finish and Amber Vertical Ribbed glass or contemporary with fixtures in the Brushed Aluminum finish and Clear, checkered glass. The LED version features field-replaceable advanced, warm-on-dim LED technology that warms in color when dimmed, going from 2700K to 2200K and is California Title 24 compliant. | OUTDOOR | Mission Lodge | Outdoor Lighting | Corinthian Bronze | CB | Aluminum |  |  |  |  | 1 Medium A19 100w |  | 1 | No | [27 empty] | 85.95 | 171.9 | 257.85 | W:5 1/4'' H:9 1/4'' E:7'' | 3.7 |  |  | 5.25 | 9.25 | [5 empty] | 7 | [25 empty] | W:4 3/4'' H:5 1/2'' OB UP:2 3/4'' OB DOWN:6 1/2'' Rectangular |  |  |  | 8 |  |  |  | Hardwired | 0 | 0 | 0 | 0 | 0 | 0 | 0 | 0 | 0 | 0 | 0 | 014817277081 | 17.25 | 12.75 | 5 | 5.445 | 0.636 | 100 | Yes | 2 | 10014817277088 | 17.25 | 12.75 | 10 | 10.89 | 1.273 | Yes |  | cUL Wet | OUTDOOR LANTERN - BRKT | 1-Light Mission Lodge |  | OL3400CB.jpg
OL3401BRAL | 1 - Light Wall Lantern | The Mission Lodge outdoor lighting collection by Feiss offers design versatility. Go rustic with fixtures in the Corinthian Bronze finish and Amber Vertical Ribbed glass or contemporary with fixtures in the Brushed Aluminum finish and Clear, checkered glass. The LED version features field-replaceable advanced, warm-on-dim LED technology that warms in color when dimmed, going from 2700K to 2200K and is California Title 24 compliant. | OUTDOOR | Mission Lodge | Outdoor Lighting | Brushed Aluminum | BRAL | Aluminum |  |  |  |  | 1 Medium A19 150w |  | 1 | No | [27 empty] | 149.95 | 299.9 | 449.85 | W:7'' H:12 1/2'' E:9 3/4'' | 7.5 |  |  | 7 | 12.5 | [5 empty] | 9.75 | [25 empty] | W:5'' H:9'' OB UP:2 3/4'' OB DOWN:9 3/4'' Rectangular |  |  |  | 8 |  |  |  | Hardwired | 0 | 0 | 0 | 0 | 0 | 0 | 0 | 0 | 0 | 0 | 0 | 014817277142 | 21 | 15.75 | 6.875 | 10.89 | 1.316 | 100 | Yes | 2 | 10014817277149 | 21 | 15.75 | 13.75 | 21.78 | 2.632 | Yes |  | cUL Wet | OUTDOOR LANTERN - BRKT | 1-Light Mission Lodge |  | OL3401BRAL.jpg
OL3401CB | 1 - Light Wall Lantern | The Mission Lodge outdoor lighting collection by Feiss offers design versatility. Go rustic with fixtures in the Corinthian Bronze finish and Amber Vertical Ribbed glass or contemporary with fixtures in the Brushed Aluminum finish and Clear, checkered glass. The LED version features field-replaceable advanced, warm-on-dim LED technology that warms in color when dimmed, going from 2700K to 2200K and is California Title 24 compliant. | OUTDOOR | Mission Lodge | Outdoor Lighting | Corinthian Bronze | CB | Aluminum |  |  |  |  | 1 Medium A19 150w |  | 1 | No | [27 empty] | 132.45 | 264.9 | 397.35 | W:7'' H:12 1/2'' E:9 3/4'' | 7.5 |  |  | 7 | 12.5 | [5 empty] | 9.75 | [25 empty] | W:5'' H:9'' OB UP:2 3/4'' OB DOWN:9 3/4'' Rectangular |  |  |  | 8 |  |  |  | Hardwired | 0 | 0 | 0 | 0 | 0 | 0 | 0 | 0 | 0 | 0 | 0 | 014817277159 | 21 | 15.75 | 6.875 | 10.89 | 1.316 | 100 | Yes | 2 | 10014817277156 | 21 | 15.75 | 13.75 | 21.78 | 2.632 | Yes |  | cUL Wet | OUTDOOR LANTERN - BRKT | 1-Light Mission Lodge |  | OL3401CB.jpg
OL3402BRAL | 1 - Light Wall Lantern | The Mission Lodge outdoor lighting collection by Feiss offers design versatility. Go rustic with fixtures in the Corinthian Bronze finish and Amber Vertical Ribbed glass or contemporary with fixtures in the Brushed Aluminum finish and Clear, checkered glass. The LED version features field-replaceable advanced, warm-on-dim LED technology that warms in color when dimmed, going from 2700K to 2200K and is California Title 24 compliant. | OUTDOOR | Mission Lodge | Outdoor Lighting | Brushed Aluminum | BRAL | Aluminum |  |  |  |  | 1 Medium A19 100w |  | 1 | No | [14 empty] | 0 | [12 empty] | 184.95 | 369.9 | 554.85 | W:9'' H:15'' E:11 3/4'' | 10.02 |  |  | 9 | 15 | [5 empty] | 11.75 | [25 empty] | W:5'' H:10 5/8'' OB UP:5 1/2'' Rectangular |  |  |  | 8 | Black/White |  |  | Hardwired | 0 | 0 | 0 | 0 | 0 | 0 | 0 | 0 | 0 | 0 | 0 | 014817277234 | 17.25 | 14.75 | 12.5 | 13.75 | 1.841 | 125 | Yes | [9 empty] | cUL Wet | OUTDOOR LANTERN - BRKT | 1-Light Mission Lodge |  | OL3402BRAL.jpg
OL3402CB | 1 - Light Wall Lantern | The Mission Lodge outdoor lighting collection by Feiss offers design versatility. Go rustic with fixtures in the Corinthian Bronze finish and Amber Vertical Ribbed glass or contemporary with fixtures in the Brushed Aluminum finish and Clear, checkered glass. The LED version features field-replaceable advanced, warm-on-dim LED technology that warms in color when dimmed, going from 2700K to 2200K and is California Title 24 compliant. | OUTDOOR | Mission Lodge | Outdoor Lighting | Corinthian Bronze | CB | Aluminum |  |  |  |  | 1 Medium A19 100w |  | 1 | No | [14 empty] | 0 | [12 empty] | 167.45 | 334.9 | 502.35 | W:9'' H:15'' E:11 3/4'' | 10.2 |  |  | 9 | 15 | [5 empty] | 11.75 | [25 empty] | W:5'' H:10 5/8'' OB UP:5 1/2'' Rectangular |  |  |  | 8 |  |  |  | Hardwired | 0 | 0 | 0 | 0 | 0 | 0 | 0 | 0 | 0 | 0 | 0 | 014817277227 | 17.25 | 12.5 | 15 | 13.75 | 1.872 | 125 | Yes | [9 empty] | cUL Wet | OUTDOOR LANTERN - BRKT | 1-Light Mission Lodge |  | OL3402CB.jpg
OL3403BRAL | 1 - Light Wall Lantern | The Mission Lodge outdoor lighting collection by Feiss offers design versatility. Go rustic with fixtures in the Corinthian Bronze finish and Amber Vertical Ribbed glass or contemporary with fixtures in the Brushed Aluminum finish and Clear, checkered glass. The LED version features field-replaceable advanced, warm-on-dim LED technology that warms in color when dimmed, going from 2700K to 2200K and is California Title 24 compliant. | OUTDOOR | Mission Lodge | Outdoor Lighting | Brushed Aluminum | BRAL | Aluminum |  |  |  |  | 1 Medium A19 100w |  | 1 | No | [27 empty] | 132.45 | 264.9 | 397.35 | W:7'' H:15'' E:5 3/4'' | 5.8 |  |  | 7 | 15 | [5 empty] | 5.75 | [25 empty] | W:5'' H:10 1/2'' OB UP:7 1/4'' OB DOWN:7 3/4'' Irregular |  |  |  | 8 |  |  |  | Hardwired | 0 | 0 | 0 | 0 | 0 | 0 | 0 | 0 | 0 | 0 | 0 | 014817277111 | 18 | 10 | 8.5 | 7.9 | 0.885 | 100 | Yes | 2 | 10014817277118 | 18 | 10 | 17 | 15.8 | 1.771 | Yes |  | cUL Wet | OUTDOOR LANTERN - BRKT | 1-Light Mission Lodge |  | OL3403BRAL.jpg
OL3403CB | 1 - Light Wall Lantern | The Mission Lodge outdoor lighting collection by Feiss offers design versatility. Go rustic with fixtures in the Corinthian Bronze finish and Amber Vertical Ribbed glass or contemporary with fixtures in the Brushed Aluminum finish and Clear, checkered glass. The LED version features field-replaceable advanced, warm-on-dim LED technology that warms in color when dimmed, going from 2700K to 2200K and is California Title 24 compliant. | OUTDOOR | Mission Lodge | Outdoor Lighting | Corinthian Bronze | CB | Aluminum |  |  |  |  | 1 Medium A19 100w |  | 1 | No | [27 empty] | 109.45 | 218.9 | 328.35 | W:7'' H:15'' E:5 3/4'' | 5.8 |  |  | 7 | 15 | [5 empty] | 5.75 | [25 empty] | W:5'' H:10 1/2'' OB UP:7 1/4'' OB DOWN:7 3/4'' Irregular |  |  |  | 8 |  |  |  | Hardwired | 0 | 0 | 0 | 0 | 0 | 0 | 0 | 0 | 0 | 0 | 0 | 014817277104 | 18 | 10 | 8.5 | 7.9 | 0.885 | 100 | Yes | 2 | 10014817277101 | 18 | 10 | 17 | 15.8 | 1.771 | Yes |  | cUL Wet | OUTDOOR LANTERN - BRKT | 1-Light Mission Lodge |  | OL3403CB.jpg
OL3404BRAL | 3 - Light Wall Lantern | The Mission Lodge outdoor lighting collection by Feiss offers design versatility. Go rustic with fixtures in the Corinthian Bronze finish and Amber Vertical Ribbed glass or contemporary with fixtures in the Brushed Aluminum finish and Clear, checkered glass. The LED version features field-replaceable advanced, warm-on-dim LED technology that warms in color when dimmed, going from 2700K to 2200K and is California Title 24 compliant. | OUTDOOR | Mission Lodge | Outdoor Lighting | Brushed Aluminum | BRAL | Aluminum |  |  |  |  | 3 Medium A19 60w |  | 3 | No | [27 empty] | 242.45 | 484.9 | 727.35 | W:7'' H:26'' E:5 3/4'' | 9.5 |  |  | 7 | 26 | [5 empty] | 5.75 | [25 empty] | W:7'' H:26'' OB UP:13'' OB DOWN:13'' Irregular |  |  |  | 8 |  |  |  | Hardwired | 0 | 0 | 0 | 0 | 0 | 0 | 0 | 0 | 0 | 0 | 0 | 014817299779 | 29.5 | 9 | 9.5 | 12.7 | 1.46 | 100 | Yes | 2 | 10014817299776 | 29.5 | 9 | 19 | 25.4 | 2.919 | Yes |  | cUL Wet | OUTDOOR LANTERN - BRKT | 3-Light Mission Lodge |  | OL3404BRAL.jpg
OL3404CB | 3 - Light Wall Lantern | The Mission Lodge outdoor lighting collection by Feiss offers design versatility. Go rustic with fixtures in the Corinthian Bronze finish and Amber Vertical Ribbed glass or contemporary with fixtures in the Brushed Aluminum finish and Clear, checkered glass. The LED version features field-replaceable advanced, warm-on-dim LED technology that warms in color when dimmed, going from 2700K to 2200K and is California Title 24 compliant. | OUTDOOR | Mission Lodge | Outdoor Lighting | Corinthian Bronze | CB | Aluminum |  |  |  |  | 3 Medium A19 60w |  | 3 | No | [27 empty] | 242.45 | 484.9 | 727.35 | W:7'' H:26'' E:5 3/4'' | 9.5 |  |  | 7 | 26 | [5 empty] | 5.75 | [25 empty] | W:7 1/8'' H:27'' OB UP:13'' OB DOWN:13'' Irregular |  |  |  | 8 |  |  |  | Hardwired | 0 | 0 | 0 | 0 | 0 | 0 | 0 | 0 | 0 | 0 | 0 | 014817299786 | 29.25 | 8.25 | 9.25 | 10.9 | 1.292 | 100 | Yes | 2 | 10014817299783 | 29.75 | 8.75 | 19.5 | 23.6 | 2.938 | Yes |  | cUL Wet | OUTDOOR LANTERN - BRKT | 3-Light Mission Lodge |  | OL3404CB.jpg
OL3407BRAL | 1 - Light Post | The Mission Lodge outdoor lighting collection by Feiss offers design versatility. Go rustic with fixtures in the Corinthian Bronze finish and Amber Vertical Ribbed glass or contemporary with fixtures in the Brushed Aluminum finish and Clear, checkered glass. The LED version features field-replaceable advanced, warm-on-dim LED technology that warms in color when dimmed, going from 2700K to 2200K and is California Title 24 compliant. | OUTDOOR | Mission Lodge | Outdoor Lighting | Brushed Aluminum | BRAL | Aluminum |  |  |  |  | 1 Medium A19 150w |  | 1 | No | [27 empty] | 149.95 | 299.9 | 449.85 | L:7'' W:7'' H:16'' | 7.6 |  | 7 | 7 | 16 | [35 empty] | 12 |  |  |  | Hardwired | 0 | 0 | 0 | 0 | 0 | 0 | 0 | 0 | 0 | 0 | 0 | 014817277197 | 19.75 | 18.75 | 5 | 11.385 | 1.072 | 93 | Yes | 2 | 10014817277194 | 19.75 | 18.75 | 10 | 22.77 | 2.143 | Yes |  | cUL Wet | OUTDOOR LANTERN - POST 7" | 1-Light Mission Lodge |  | OL3407BRAL.jpg
OL3407CB | 1 - Light Post | The Mission Lodge outdoor lighting collection by Feiss offers design versatility. Go rustic with fixtures in the Corinthian Bronze finish and Amber Vertical Ribbed glass or contemporary with fixtures in the Brushed Aluminum finish and Clear, checkered glass. The LED version features field-replaceable advanced, warm-on-dim LED technology that warms in color when dimmed, going from 2700K to 2200K and is California Title 24 compliant. | OUTDOOR | Mission Lodge | Outdoor Lighting | Corinthian Bronze | CB | Aluminum |  |  |  |  | 1 Medium A19 150w |  | 1 | No | [27 empty] | 132.45 | 264.9 | 397.35 | L:7'' W:7'' H:16'' | 7.6 |  | 7 | 7 | 16 | [35 empty] | 12 |  |  |  | Hardwired | 0 | 0 | 0 | 0 | 0 | 0 | 0 | 0 | 0 | 0 | 0 | 014817277180 | 19.75 | 18.75 | 5 | 11.385 | 1.072 | 93 | Yes | 2 | 10014817277187 | 19.75 | 18.75 | 10 | 22.77 | 2.143 | Yes |  | cUL Wet | OUTDOOR LANTERN - POST 7" | 1-Light Mission Lodge |  | OL3407CB.jpg
OL3408BRAL | 1 - Light Post | The Mission Lodge outdoor lighting collection by Feiss offers design versatility. Go rustic with fixtures in the Corinthian Bronze finish and Amber Vertical Ribbed glass or contemporary with fixtures in the Brushed Aluminum finish and Clear, checkered glass. The LED version features field-replaceable advanced, warm-on-dim LED technology that warms in color when dimmed, going from 2700K to 2200K and is California Title 24 compliant. | OUTDOOR | Mission Lodge | Outdoor Lighting | Brushed Aluminum | BRAL | Aluminum |  |  |  |  | 1 Medium A19 150w |  | 1 | No | [27 empty] | 184.95 | 369.9 | 554.85 | W:9'' H:19 1/4'' | 10.7 |  |  | 9 | 19.25 | [35 empty] | 12 |  |  |  | Hardwired | 0 | 0 | 0 | 0 | 0 | 0 | 0 | 0 | 0 | 0 | 0 | 014817277210 | 21.25 | 11 | 11 | 14.41 | 1.488 | 100 | Yes | [9 empty] | cUL Wet | OUTDOOR LANTERN - POST 9" | 1-Light Mission Lodge |  | OL3408BRAL.jpg
OL3408CB | 1 - Light Post | The Mission Lodge outdoor lighting collection by Feiss offers design versatility. Go rustic with fixtures in the Corinthian Bronze finish and Amber Vertical Ribbed glass or contemporary with fixtures in the Brushed Aluminum finish and Clear, checkered glass. The LED version features field-replaceable advanced, warm-on-dim LED technology that warms in color when dimmed, going from 2700K to 2200K and is California Title 24 compliant. | OUTDOOR | Mission Lodge | Outdoor Lighting | Corinthian Bronze | CB | Aluminum | Frosted Amber Ribbed Glass | W:7.8125" H:12.5" |  |  | 1 Medium A19 150w |  | 1 | No | [27 empty] | 167.45 | 334.9 | 502.35 | W:9'' H:19 1/4'' | 10.7 |  |  | 9 | 19.25 | [35 empty] | 12 |  |  |  | Hardwired | 0 | 0 | 0 | 0 | 0 | 0 | 0 | 0 | 0 | 0 | 0 | 014817277203 | 21.25 | 11 | 11 | 14.41 | 1.488 | 100 | Yes | [9 empty] | cUL Wet | OUTDOOR LANTERN - POST 9" | 1-Light Mission Lodge |  | OL3408CB.jpg
OL3411BRAL | 1 - Light Pendant | The Mission Lodge outdoor lighting collection by Feiss offers design versatility. Go rustic with fixtures in the Corinthian Bronze finish and Amber Vertical Ribbed glass or contemporary with fixtures in the Brushed Aluminum finish and Clear, checkered glass. The LED version features field-replaceable advanced, warm-on-dim LED technology that warms in color when dimmed, going from 2700K to 2200K and is California Title 24 compliant. | OUTDOOR | Mission Lodge | Outdoor Lighting | Brushed Aluminum | BRAL | Aluminum |  |  |  |  | 1 Medium A19 150w |  | 1 | No | [27 empty] | 150.45 | 300.9 | 451.35 | L:7'' W:7'' H:13 1/2'' | 8.1 |  | 7 | 7 | 13.5 | [30 empty] | D:5 1/2'' Round |  |  |  |  | 180 |  | 60 |  | Hardwired | 0 | 0 | 0 | 0 | 0 | 0 | 0 | 0 | 0 | 0 | 0 | 014817277166 | 21.75 | 17.75 | 5.5 | 11.495 | 1.229 | 100 | Yes | 2 | 10014817277163 | 21.75 | 17.75 | 11 | 22.99 | 2.458 | Yes |  | cUL Damp | OUTDOOR LANTERN - HANGING | 1-Light Mission Lodge |  | OL3411BRAL.jpg
OL3411CB | 1 - Light Pendant | The Mission Lodge outdoor lighting collection by Feiss offers design versatility. Go rustic with fixtures in the Corinthian Bronze finish and Amber Vertical Ribbed glass or contemporary with fixtures in the Brushed Aluminum finish and Clear, checkered glass. The LED version features field-replaceable advanced, warm-on-dim LED technology that warms in color when dimmed, going from 2700K to 2200K and is California Title 24 compliant. | OUTDOOR | Mission Lodge | Outdoor Lighting | Corinthian Bronze | CB | Aluminum |  |  |  |  | 1 Medium A19 150w |  | 1 | No | [27 empty] | 132.95 | 265.9 | 398.85 | L:7'' W:7'' H:13 1/2'' | 8.1 |  | 7 | 7 | 13.5 | [30 empty] | D:5 1/2'' Round |  |  |  |  | 180 |  | 60 |  | Hardwired | 0 | 0 | 0 | 0 | 0 | 0 | 0 | 0 | 0 | 0 | 0 | 014817277173 | 21.75 | 17.75 | 5.5 | 11.495 | 1.229 | 100 | Yes | 2 | 10014817277170 | 21.75 | 17.75 | 11 | 22.99 | 2.458 | Yes |  | cUL Damp | OUTDOOR LANTERN - HANGING | 1-Light Mission Lodge |  | OL3411CB.jpg
OL3413BRAL | 2 - Light Ceiling Fixture | The Mission Lodge outdoor lighting collection by Feiss offers design versatility. Go rustic with fixtures in the Corinthian Bronze finish and Amber Vertical Ribbed glass or contemporary with fixtures in the Brushed Aluminum finish and Clear, checkered glass. The LED version features field-replaceable advanced, warm-on-dim LED technology that warms in color when dimmed, going from 2700K to 2200K and is California Title 24 compliant. | OUTDOOR | Mission Lodge | Outdoor Lighting | Brushed Aluminum | BRAL | Aluminum |  |  |  |  | 2 Medium A19 60w |  | 2 | No | [27 empty] | 109.45 | 218.9 | 328.35 | W:9'' H:5 1/2'' | 7.26 |  |  | 9 | 5.5 | [35 empty] | 8 |  |  |  | Hardwired | 0 | 0 | 0 | 0 | 0 | 0 | 0 | 0 | 0 | 0 | 0 | 014817290578 | 11.75 | 12 | 7.5 | 9.46 | 0.612 | 70 | Yes | 2 | 10014817290575 | 11.75 | 12 | 15 | 18.92 | 1.224 | Yes |  | cUL Damp | OUTDOOR LANTERN | 2-Light Mission Lodge |  | OL3413BRAL.jpg
OL3413CB | 2 - Light Ceiling Fixture | The Mission Lodge outdoor lighting collection by Feiss offers design versatility. Go rustic with fixtures in the Corinthian Bronze finish and Amber Vertical Ribbed glass or contemporary with fixtures in the Brushed Aluminum finish and Clear, checkered glass. The LED version features field-replaceable advanced, warm-on-dim LED technology that warms in color when dimmed, going from 2700K to 2200K and is California Title 24 compliant. | OUTDOOR | Mission Lodge | Outdoor Lighting | Corinthian Bronze | CB | Aluminum |  |  |  |  | 2 Medium A19 60w |  | 2 | No | [27 empty] | 91.95 | 183.9 | 275.85 | W:9'' H:5 1/2'' | 7.26 |  |  | 9 | 5.5 | [35 empty] | 8 |  |  |  | Hardwired | 0 | 0 | 0 | 0 | 0 | 0 | 0 | 0 | 0 | 0 | 0 | 014817290585 | 11.75 | 12 | 7.5 | 9.46 | 0.612 | 70 | Yes | 2 | 10014817290582 | 11.75 | 12 | 15 | 18.92 | 1.224 | Yes |  | cUL Damp | OUTDOOR LANTERN | 2-Light Mission Lodge |  | OL3413CB.jpg
OL5400BK | 1 - Light Wall Lantern | The traditional, antique gas lantern-inspired design of Cotswold Lane features dentil molding at the top of each pane of beveled glass. Cotswold Lane's profile is timeless and elegant. Available with two finish and glass options: a Black or Grecian Bronze frame with Clear Beveled glass or Clear Seeded glass panels. | OUTDOOR | Cotswold Lane | Outdoor Lighting | Black | BK | Aluminum | Clear Beveled Glass |  |  |  | 1 Medium A19 100w |  | 1 | No | [14 empty] | 0 | [12 empty] | 45.95 | 91.9 | 137.85 | W:6 1/2'' H:11 1/2'' E:7 3/4'' | 3.19 |  |  | 6.5 | 11.5 | [5 empty] | 7.75 | [25 empty] | W:5 1/8'' H:8 1/8'' Irregular | [8 empty] | 0 | 0 | 0 | 0 | 0 | 0 | 0 | 0 | 0 | 0 | 0 | 014817318265 | 18.75 | 11 | 7.5 | 5.06 | 0.895 | 175 | Yes | 2 | 10014817318262 | 18.75 | 11 | 15 | 10.12 | 1.79 | Yes | UL Wet | cUL Wet | OUTDOOR LANTERN - W.BRKT 6.5" | 1 - Light Cotswold Lane |  | OL5400BK.jpg
OL5400GBZ | 1 - Light Wall Lantern | The traditional, antique gas lantern-inspired design of Cotswold Lane features dentil molding at the top of each pane of beveled glass. Cotswold Lane's profile is timeless and elegant. Available with two finish and glass options: a Black or Grecian Bronze frame with Clear Beveled glass or Clear Seeded glass panels. | OUTDOOR | Cotswold Lane | Outdoor Lighting | Grecian Bronze | GBZ | Aluminum | Clear Beveled Glass |  |  |  | 1 Medium A19 100w |  | 1 | No | [14 empty] | 0 | [12 empty] | 45.95 | 91.9 | 137.85 | W:6 1/2'' H:11 1/2'' E:7 3/4'' | 3.19 |  |  | 6.5 | 11.5 | [5 empty] | 7.75 | [25 empty] | W:5 1/8'' H:8 1/8'' OB UP:3 1/2'' OB DOWN:7 7/8'' Irregular | [8 empty] | 0 | 0 | 0 | 0 | 0 | 0 | 0 | 0 | 0 | 0 | 0 | 014817317695 | 18.75 | 11 | 7.5 | 5.06 | 0.895 | 175 | Yes | 2 | 10014817317692 | 18.75 | 11 | 15 | 10.12 | 1.79 | Yes | UL Wet | cUL Wet | OUTDOOR LANTERN - W.BRKT 6.5" | 1 - Light Cotswold Lane |  | OL5400GBZ.jpg
OL5401BK | 2 - Light Wall Lantern | The traditional, antique gas lantern-inspired design of Cotswold Lane features dentil molding at the top of each pane of beveled glass. Cotswold Lane's profile is timeless and elegant. Available with two finish and glass options: a Black or Grecian Bronze frame with Clear Beveled glass or Clear Seeded glass panels. | OUTDOOR | Cotswold Lane | Outdoor Lighting | Black | BK | Aluminum | Clear Beveled Glass |  |  |  | 2 Candelabra B Torpedo 60w |  | 2 | No | [14 empty] | 0 | [12 empty] | 85.95 | 171.9 | 257.85 | W:9'' H:20 1/2'' E:11 5/8'' | 6.49 |  |  | 9 | 20.5 | [5 empty] | 11.625 | [25 empty] | W:5 1/8'' H:10 3/4'' OB UP:8 1/2'' Irregular | [8 empty] | 0 | 0 | 0 | 0 | 0 | 0 | 0 | 0 | 0 | 0 | 0 | 014817318272 | 21.5 | 14 | 11.5 | 10.285 | 2.003 | 175 | Yes | 2 | 10014817318279 | 21.5 | 14 | 23 | 20.57 | 4.006 | Yes | UL Wet | cUL Wet | OUTDOOR LANTERN - BRKT | 2 - Light Cotswold Lane |  | OL5401BK.jpg
OL5401GBZ | 2 - Light Wall Lantern | The traditional, antique gas lantern-inspired design of Cotswold Lane features dentil molding at the top of each pane of beveled glass. Cotswold Lane's profile is timeless and elegant. Available with two finish and glass options: a Black or Grecian Bronze frame with Clear Beveled glass or Clear Seeded glass panels. | OUTDOOR | Cotswold Lane | Outdoor Lighting | Grecian Bronze | GBZ | Aluminum | Clear Beveled Glass |  |  |  | 2 Candelabra B Torpedo 60w |  | 2 | No | [14 empty] | 0 | [12 empty] | 85.95 | 171.9 | 257.85 | W:9'' H:20 1/2'' E:11 5/8'' | 6.49 |  |  | 9 | 20.5 | [5 empty] | 11.625 | [25 empty] | W:5 1/8'' H:10 3/4'' OB UP:8 1/2'' Irregular | [8 empty] | 0 | 0 | 0 | 0 | 0 | 0 | 0 | 0 | 0 | 0 | 0 | 014817317701 | 21.5 | 14 | 11.5 | 10.285 | 2.003 | 175 | Yes | 2 | 10014817317708 | 21.5 | 14 | 23 | 20.57 | 4.006 | Yes | UL Wet | cUL Wet | OUTDOOR LANTERN - BRKT | 2 - Light Cotswold Lane |  | OL5401GBZ.jpg
OL5402BK | 3 - Light Wall Lantern | The traditional, antique gas lantern-inspired design of Cotswold Lane features dentil molding at the top of each pane of beveled glass. Cotswold Lane's profile is timeless and elegant. Available with two finish and glass options: a Black or Grecian Bronze frame with Clear Beveled glass or Clear Seeded glass panels. | OUTDOOR | Cotswold Lane | Outdoor Lighting | Black | BK | Aluminum | Clear Beveled Glass |  |  |  | 3 Candelabra B Torpedo 60w |  | 3 | No | [14 empty] | 0 | [12 empty] | 143.95 | 287.9 | 431.85 | W:9 1/2'' H:23 3/4'' E:11 5/8'' | 9.35 |  |  | 9.5 | 23.75 | [5 empty] | 11.625 | [25 empty] | W:5 1/8'' H:13 3/8'' | [8 empty] | 0 | 0 | 0 | 0 | 0 | 0 | 0 | 0 | 0 | 0 | 0 | 014817318289 | 15.5 | 24.75 | 11.75 | 12.21 | 2.609 | 175 | Yes | [8 empty] | UL Wet | cUL Wet | OUTDOOR LANTERN - BRKT | 3 - Light Cotswold Lane |  | OL5402BK.jpg
OL5402GBZ | 3 - Light Wall Lantern | The traditional, antique gas lantern-inspired design of Cotswold Lane features dentil molding at the top of each pane of beveled glass. Cotswold Lane's profile is timeless and elegant. Available with two finish and glass options: a Black or Grecian Bronze frame with Clear Beveled glass or Clear Seeded glass panels. | OUTDOOR | Cotswold Lane | Outdoor Lighting | Grecian Bronze | GBZ | Aluminum | Clear Beveled Glass |  |  |  | 3 Candelabra A19 60w |  | 3 | No | [14 empty] | 0 | [12 empty] | 143.95 | 287.9 | 431.85 | W:9 1/2'' H:23 3/4'' E:11 5/8'' | 9.35 |  |  | 9.5 | 23.75 | [5 empty] | 11.625 | [25 empty] | W:5 1/8'' H:13 3/8'' OB UP:10 1/2'' OB DOWN:13 1/4'' Irregular | [8 empty] | 0 | 0 | 0 | 0 | 0 | 0 | 0 | 0 | 0 | 0 | 0 | 014817317718 | 15.5 | 24.75 | 11.75 | 12.21 | 2.609 | 175 | Yes | [8 empty] | UL Wet | cUL Wet | OUTDOOR LANTERN - BRKT | 3 - Light Cotswold Lane |  | OL5402GBZ.jpg
OL5403BK | 2 - Light Wall Lantern | The traditional, antique gas lantern-inspired design of Cotswold Lane features dentil molding at the top of each pane of beveled glass. Cotswold Lane's profile is timeless and elegant. Available with two finish and glass options: a Black or Grecian Bronze frame with Clear Beveled glass or Clear Seeded glass panels. | OUTDOOR | Cotswold Lane | Outdoor Lighting | Black | BK | Aluminum | Clear Beveled Glass |  |  |  | 2 Candelabra B Torpedo 60w |  | 2 | No | [14 empty] | 0 | [12 empty] | 85.95 | 171.9 | 257.85 | W:9 1/2'' H:16'' E:6'' | 4.62 |  |  | 9.5 | 16 | [5 empty] | 6 | [25 empty] | W:8 13/16'' H:14'' OB UP:9 1/2'' OB DOWN:6 1/2'' Irregular | [8 empty] | 0 | 0 | 0 | 0 | 0 | 0 | 0 | 0 | 0 | 0 | 0 | 014817318302 | 17.25 | 12.5 | 9.375 | 7.48 | 1.17 | 125 | Yes | 2 | 10014817318309 | 17.25 | 12.5 | 18.75 | 14.96 | 2.34 | Yes | UL Wet | cUL Wet | OUTDOOR LANTERN | 2 - Light Cotswold Lane |  | OL5403BK.jpg
OL5403GBZ | 2 - Light Wall Lantern | The traditional, antique gas lantern-inspired design of Cotswold Lane features dentil molding at the top of each pane of beveled glass. Cotswold Lane's profile is timeless and elegant. Available with two finish and glass options: a Black or Grecian Bronze frame with Clear Beveled glass or Clear Seeded glass panels. | OUTDOOR | Cotswold Lane | Outdoor Lighting | Grecian Bronze | GBZ | Aluminum | Clear Beveled Glass |  |  |  | 2 Candelabra B Torpedo 60w |  | 2 | No | [14 empty] | 0 | [12 empty] | 85.95 | 171.9 | 257.85 | W:9 1/2'' H:16'' E:6'' | 4.62 |  |  | 9.5 | 16 | [5 empty] | 6 | [34 empty] | 0 | 0 | 0 | 0 | 0 | 0 | 0 | 0 | 0 | 0 | 0 | 014817317763 | 17.25 | 12.5 | 9.375 | 7.48 | 1.17 | 125 | Yes | 2 | 10014817317760 | 17.25 | 12.5 | 18.75 | 14.96 | 2.34 | Yes | UL Wet | cUL Wet | OUTDOOR LANTERN | 2 - Light Cotswold Lane |  | OL5403GBZ.jpg
OL5404BK | 3 - Light Wall Lantern | The traditional, antique gas lantern-inspired design of Cotswold Lane features dentil molding at the top of each pane of beveled glass. Cotswold Lane's profile is timeless and elegant. Available with two finish and glass options: a Black or Grecian Bronze frame with Clear Beveled glass or Clear Seeded glass panels. | OUTDOOR | Cotswold Lane | Outdoor Lighting | Black | BK | Aluminum | Clear Beveled Glass |  |  |  | 3 Candelabra A19 60w |  | 3 | No | [14 empty] | 0 | [12 empty] | 207.45 | 414.9 | 622.35 | W:12'' H:30'' E:16 1/4'' | 15.73 |  |  | 12 | 30 | [5 empty] | 16.25 | [25 empty] | W:5 1/8'' H:16 1/4'' Irregular | [8 empty] | 0 | 0 | 0 | 0 | 0 | 0 | 0 | 0 | 0 | 0 | 0 | 014817318296 | 19 | 31.25 | 14.25 | 19.91 | 4.896 | 175 | Yes | [8 empty] | UL Wet | cUL Wet | OUTDOOR LANTERN - BRKT | 3 - Light Cotswold Lane |  | OL5404BK.jpg
OL5404GBZ | 3 - Light Wall Lantern | The traditional, antique gas lantern-inspired design of Cotswold Lane features dentil molding at the top of each pane of beveled glass. Cotswold Lane's profile is timeless and elegant. Available with two finish and glass options: a Black or Grecian Bronze frame with Clear Beveled glass or Clear Seeded glass panels. | OUTDOOR | Cotswold Lane | Outdoor Lighting | Grecian Bronze | GBZ | Aluminum | Clear Beveled Glass |  |  |  | 3 Candelabra B Torpedo 60w |  | 3 | No | [14 empty] | 0 | [12 empty] | 207.45 | 414.9 | 622.35 | W:12'' H:30'' E:16 1/4'' | 15.73 |  |  | 12 | 30 | [5 empty] | 16.25 | [25 empty] | W:5 1/8'' H:16 1/4'' OB UP:12 7/8'' OB DOWN:17 1/4'' Irregular | [8 empty] | 0 | 0 | 0 | 0 | 0 | 0 | 0 | 0 | 0 | 0 | 0 | 014817317725 | 19 | 31.25 | 14.25 | 19.91 | 4.896 | 175 | Yes | [8 empty] | UL Wet | cUL Wet | OUTDOOR LANTERN - BRKT | 3 - Light Outdoor |  | OL5404GBZ.jpg
OL5405BK | 4 - Light Wall Lantern | The traditional, antique gas lantern-inspired design of Cotswold Lane features dentil molding at the top of each pane of beveled glass. Cotswold Lane's profile is timeless and elegant. Available with two finish and glass options: a Black or Grecian Bronze frame with Clear Beveled glass or Clear Seeded glass panels. | OUTDOOR | Cotswold Lane | Outdoor Lighting | Black | BK | Aluminum |  |  |  |  | 4 Candelabra Torpedo 60w |  | 4 | No | [14 empty] | 0 | [12 empty] | 288.45 | 576.9 | 865.35 | W:13 5/8'' H:36 1/4'' E:17 7/8'' | 17 |  |  | 13.625 | 36.25 | [5 empty] | 17.875 | [25 empty] | DP:1 1/4'' W:5 1/8'' H:17 3/8'' OB UP:12'' Irregular |  |  |  | 8 |  |  |  |  | 0 | 0 | 0 | 0 | 0 | 0 | 0 | 0 | 0 | 0 | 0 | 014817580747 | 39 | 17.5 | 21 | 28.1 | 8.294 | 250 | Yes | [9 empty] | cETL Wet | COTSWOLD LN XXL WALL LNTN BK BVLD GL | 4 - Light Wall Lantern |  | OL5405BK.jpg | OL5405BK.jpg
OL5405GBZ | 4 - Light Wall Lantern | The traditional, antique gas lantern-inspired design of Cotswold Lane features dentil molding at the top of each pane of beveled glass. Cotswold Lane's profile is timeless and elegant. Available with two finish and glass options: a Black or Grecian Bronze frame with Clear Beveled glass or Clear Seeded glass panels. | OUTDOOR | Cotswold Lane | Outdoor Lighting | Grecian Bronze | GBZ | Aluminum |  |  |  |  | 4 Candelabra Torpedo 60w |  | 4 | No | [14 empty] | 0 | [12 empty] | 288.45 | 576.9 | 865.35 | W:13 5/8'' H:36 1/4'' E:17 7/8'' | 17 |  |  | 13.625 | 36.25 | [5 empty] | 17.875 | [25 empty] | DP:1 1/4'' W:5 1/8'' H:17 3/8'' OB UP:12'' Irregular |  |  |  | 8 |  |  |  |  | 0 | 0 | 0 | 0 | 0 | 0 | 0 | 0 | 0 | 0 | 0 | 014817580761 | 39 | 21.5 | 17.25 | 28.1 | 8.37 | 250 | Yes | [9 empty] | cETL Wet | COTSWOLD LN XXL WALL LNTN GBZ BVLD GL | 4 - Light Wall Lantern |  | OL5405GBZ.jpg | OL5405GBZ.jpg
OL5407BK | 3 - Light Post | The traditional, antique gas lantern-inspired design of Cotswold Lane features dentil molding at the top of each pane of beveled glass. Cotswold Lane's profile is timeless and elegant. Available with two finish and glass options: a Black or Grecian Bronze frame with Clear Beveled glass or Clear Seeded glass panels. | OUTDOOR | Cotswold Lane | Outdoor Lighting | Black | BK | Aluminum | Clear Beveled Glass |  |  |  | 3 Candelabra B Torpedo 60w |  | 3 | No | [14 empty] | 0 | [12 empty] | 130.48 | 260.96 | 391.44 | W:9 1/2'' H:22 1/2'' | 6.49 |  |  | 9.5 | 22.5 | [40 empty] | 0 | 0 | 0 | 0 | 0 | 0 | 0 | 0 | 0 | 0 | 0 | 014817318326 | 12 | 11.75 | 20.25 | 8.69 | 1.652 | 175 | Yes | [8 empty] | UL Wet | cUL Wet | OUTDOOR LANTERN - 9.5" POST | 3 - Light Cotswold Lane |  | OL5407BK.jpg
OL5407GBZ | 3 - Light Post | The traditional, antique gas lantern-inspired design of Cotswold Lane features dentil molding at the top of each pane of beveled glass. Cotswold Lane's profile is timeless and elegant. Available with two finish and glass options: a Black or Grecian Bronze frame with Clear Beveled glass or Clear Seeded glass panels. | OUTDOOR | Cotswold Lane | Outdoor Lighting | Grecian Bronze | GBZ | Aluminum | Clear Beveled Glass |  |  |  | 3 Candelabra B Torpedo 60w |  | 3 | No | [14 empty] | 0 | [12 empty] | 130.48 | 260.96 | 391.44 | W:9 1/2'' H:22 1/2'' | 6.49 |  |  | 9.5 | 22.5 | [40 empty] | 0 | 0 | 0 | 0 | 0 | 0 | 0 | 0 | 0 | 0 | 0 | 014817317749 | 12 | 11.75 | 20.25 | 8.69 | 1.652 | 175 | Yes | [8 empty] | UL Wet | cUL Wet | OUTDOOR LANTERN - 9.5" POST | 3 - Light Cotswold Lane |  | OL5407GBZ.jpg
OL5408BK | 3 - Light Post | The traditional, antique gas lantern-inspired design of Cotswold Lane features dentil molding at the top of each pane of beveled glass. Cotswold Lane's profile is timeless and elegant. Available with two finish and glass options: a Black or Grecian Bronze frame with Clear Beveled glass or Clear Seeded glass panels. | OUTDOOR | Cotswold Lane | Outdoor Lighting | Black | BK | Aluminum | Clear Beveled Glass |  |  |  | 3 Candelabra B Torpedo 60w |  | 3 | No | [14 empty] | 0 | [12 empty] | 187.98 | 375.96 | 563.94 | W:12'' H:27 1/2'' | 10.45 |  |  | 12 | 27.5 | [40 empty] | 0 | 0 | 0 | 0 | 0 | 0 | 0 | 0 | 0 | 0 | 0 | 014817318333 | 14 | 25.75 | 14 | 13.97 | 2.921 | 175 | Yes | [8 empty] | UL Wet | cUL Wet | OUTDOOR LANTERN - 12" POST | 3 - Light Cotswold Lane |  | OL5408BK.jpg
OL5408GBZ | 3 - Light Post | The traditional, antique gas lantern-inspired design of Cotswold Lane features dentil molding at the top of each pane of beveled glass. Cotswold Lane's profile is timeless and elegant. Available with two finish and glass options: a Black or Grecian Bronze frame with Clear Beveled glass or Clear Seeded glass panels. | OUTDOOR | Cotswold Lane | Outdoor Lighting | Grecian Bronze | GBZ | Aluminum | 0 - Undefined | D:0" W:0" | D:0" |  | 3 Candelabra A19 60w |  | 3 | No | [14 empty] | 0 | [12 empty] | 187.98 | 375.96 | 563.94 | W:12'' H:27 1/2'' | 10.45 |  |  | 12 | 27.5 | [40 empty] | 0 | 0 | 0 | 0 | 0 | 0 | 0 | 0 | 0 | 0 | 0 | 014817317756 | 14 | 25.75 | 14 | 13.97 | 2.921 | 175 | Yes | [8 empty] | UL Wet | cUL Damp | OUTDOOR LANTERN - 12" POST | 3 - Light Cotswold Lane |  | OL5408GBZ.jpg
OL5411BK | 3 - Light Pendant | The traditional, antique gas lantern-inspired design of Cotswold Lane features dentil molding at the top of each pane of beveled glass. Cotswold Lane's profile is timeless and elegant. Available with two finish and glass options: a Black or Grecian Bronze frame with Clear Beveled glass or Clear Seeded glass panels. | OUTDOOR | Cotswold Lane | Outdoor Lighting | Black | BK | Aluminum | Clear Beveled Glass |  |  |  | 3 Candelabra B Torpedo 60w |  | 3 | No | [14 empty] | 0 | [12 empty] | 127.45 | 254.9 | 382.35 | L:9 1/2'' W:9 1/2'' H:21 1/2'' | 8.14 |  | 9.5 | 9.5 | 21.5 | [30 empty] | D:5'' Hexagonal |  |  |  |  | 180 |  | 60 |  |  | 0 | 0 | 0 | 0 | 0 | 0 | 0 | 0 | 0 | 0 | 0 | 014817318319 | 11.5 | 11.5 | 17.5 | 9.35 | 1.339 | 125 | Yes | [8 empty] | UL Damp | cUL Damp | OUTDOOR LANTERN - HANG | 3 - Light Cotswold Lane |  | OL5411BK.jpg
OL5411GBZ | 3 - Light Pendant | The traditional, antique gas lantern-inspired design of Cotswold Lane features dentil molding at the top of each pane of beveled glass. Cotswold Lane's profile is timeless and elegant. Available with two finish and glass options: a Black or Grecian Bronze frame with Clear Beveled glass or Clear Seeded glass panels. | OUTDOOR | Cotswold Lane | Outdoor Lighting | Grecian Bronze | GBZ | Aluminum | Clear Beveled Glass |  |  |  | 3 Candelabra B Torpedo 60w |  | 3 | No | [14 empty] | 0 | [12 empty] | 127.45 | 254.9 | 382.35 | W:9 1/2'' H:21 1/2'' | 8.14 |  |  | 9.5 | 21.5 | [35 empty] | 180 |  | 60 |  |  | 0 | 0 | 0 | 0 | 0 | 0 | 0 | 0 | 0 | 0 | 0 | 014817317732 | 11.5 | 11.5 | 17.5 | 9.35 | 1.339 | 125 | Yes | [8 empty] | UL Damp | cUL Damp | OUTDOOR LANTERN - HANG | 3 - Light Cotswold Lane |  | OL5411GBZ.jpg
OL5412BK | 3 - Light Outdoor Pendant | The traditional, antique gas lantern-inspired design of Cotswold Lane features dentil molding at the top of each pane of beveled glass. Cotswold Lane's profile is timeless and elegant. Available with two finish and glass options: a Black or Grecian Bronze frame with Clear Beveled glass or Clear Seeded glass panels. | OUTDOOR | Cotswold Lane | Outdoor Lighting | Black | BK | Aluminum | Clear Beveled Glass |  |  |  | 3 Candelabra B Torpedo 60w |  | 3 | Yes | [14 empty] | 0 | [12 empty] | 196.95 | 393.9 | 590.85 | L:12'' W:12'' H:26 1/2'' | 12.32 |  | 12 | 12 | 26.5 | [30 empty] | D:5'' Hexagonal |  |  |  |  | 180 |  | 60 |  |  | 0 | 0 | 0 | 0 | 0 | 0 | 0 | 0 | 0 | 0 | 0 | 014817318340 | 14.5 | 21.75 | 14.25 | 14.3 | 2.601 | 175 | Yes | [8 empty] | UL Damp | cUL Damp | OUTDOOR LANTERN - HANG | 3 - Light Cotswold Lane |  | OL5412BK.jpg
OL5412GBZ | 3 - Light Outdoor Pendant | The traditional, antique gas lantern-inspired design of Cotswold Lane features dentil molding at the top of each pane of beveled glass. Cotswold Lane's profile is timeless and elegant. Available with two finish and glass options: a Black or Grecian Bronze frame with Clear Beveled glass or Clear Seeded glass panels. | OUTDOOR | Cotswold Lane | Outdoor Lighting | Grecian Bronze | GBZ | Aluminum | Clear Beveled Glass |  |  |  | 3 Candelabra B Torpedo 60w |  | 3 | No | [14 empty] | 0 | [12 empty] | 196.95 | 393.9 | 590.85 | W:12'' H:26 1/2'' | 12.32 |  |  | 12 | 26.5 | [30 empty] | D:5 1/4'' DP:15/16'' Round |  |  |  |  | 180 |  | 60 |  |  | 0 | 0 | 0 | 0 | 0 | 0 | 0 | 0 | 0 | 0 | 0 | 014817317770 | 14.5 | 21.75 | 14.25 | 14.3 | 2.601 | 175 | Yes | [8 empty] | UL Damp | cUL Damp | OUTDOOR LANTERN - HANG | 3 - Light Cotswold Lane |  | OL5412GBZ.jpg
OL5413BK | 2 - Light Ceiling Fixture | The traditional, antique gas lantern-inspired design of Cotswold Lane features dentil molding at the top of each pane of beveled glass. Cotswold Lane's profile is timeless and elegant. Available with two finish and glass options: a Black or Grecian Bronze frame with Clear Beveled glass or Clear Seeded glass panels. | OUTDOOR | Cotswold Lane | Outdoor Lighting | Black | BK | Aluminum | Clear Beveled Glass |  |  |  | 2 Medium A19 60w |  | 2 | No | [14 empty] | 0 | [12 empty] | 80.45 | 160.9 | 241.35 | W:11 1/2'' H:6 5/8'' | 6.71 |  |  | 11.5 | 6.625 | [30 empty] | W:11 1/2'' | [9 empty] | 0 | 0 | 0 | 0 | 0 | 0 | 0 | 0 | 0 | 0 | 0 | 014817318357 | 14.5 | 20 | 7.125 | 9.515 | 1.196 | 100 | Yes | 2 | 10014817318354 | 14.5 | 20 | 14.25 | 19.03 | 2.391 | Yes | UL Damp | cUL Damp | OUTDOOR LANTERN - F.MNT | 2 - Light Cotswold Lane |  | OL5413BK.jpg
OL5413GBZ | 2 - Light Ceiling Fixture | The traditional, antique gas lantern-inspired design of Cotswold Lane features dentil molding at the top of each pane of beveled glass. Cotswold Lane's profile is timeless and elegant. Available with two finish and glass options: a Black or Grecian Bronze frame with Clear Beveled glass or Clear Seeded glass panels. | OUTDOOR | Cotswold Lane | Outdoor Lighting | Grecian Bronze | GBZ | Aluminum | Clear Beveled Glass |  |  |  | 2 Medium A19 60w |  | 2 | No | [14 empty] | 0 | [12 empty] | 80.45 | 160.9 | 241.35 | W:11 1/2'' H:6 5/8'' | 6.71 |  |  | 11.5 | 6.625 | [40 empty] | 0 | 0 | 0 | 0 | 0 | 0 | 0 | 0 | 0 | 0 | 0 | 014817317787 | 14.5 | 20 | 7.125 | 9.515 | 1.196 | 100 | Yes | 2 | 10014817317784 | 14.5 | 20 | 14.25 | 19.03 | 2.391 | Yes | UL Damp | cUL Damp | OUTDOOR LANTERN - F.MNT | 2 - Light Cotswold Lane |  | OL5413GBZ.jpg
OL5414BK | 4 - Light Hanging Lantern | The traditional, antique gas lantern-inspired design of Cotswold Lane features dentil molding at the top of each pane of beveled glass. Cotswold Lane's profile is timeless and elegant. Available with two finish and glass options: a Black or Grecian Bronze frame with Clear Beveled glass or Clear Seeded glass panels. | OUTDOOR | Cotswold Lane | Outdoor Lighting | Black | BK | Aluminum |  |  |  |  | 4 Candelabra Torpedo 60w |  | 4 | No | [14 empty] | 0 | [12 empty] | 266.45 | 532.9 | 799.35 | L:13 5/8'' W:13 5/8'' H:31'' O:98'' | 14 |  | 13.625 | 13.625 | 31 | Center Lock-Up |  |  | 98 | [26 empty] | DP:5'' W:5 3/4'' H:1'' Hexagonal |  |  |  |  | 180 | Black | 60 |  |  | 0 | 0 | 0 | 0 | 0 | 0 | 0 | 0 | 0 | 0 | 0 | 014817580754 | 28 | 17.25 | 17.25 | 21.3 | 4.822 | 175 | Yes | [9 empty] | cETL Damp | COTSWOLD LN HANG LNTRN BK BVLD GL | 4 - Light Hanging Lantern |  | OL5414BK.jpg | OL5414BK.jpg
OL5414GBZ | 4 - Light Hanging Lantern | The traditional, antique gas lantern-inspired design of Cotswold Lane features dentil molding at the top of each pane of beveled glass. Cotswold Lane's profile is timeless and elegant. Available with two finish and glass options: a Black or Grecian Bronze frame with Clear Beveled glass or Clear Seeded glass panels. | OUTDOOR | Cotswold Lane | Outdoor Lighting | Grecian Bronze | GBZ | Aluminum | Undefined Glass |  |  |  | 4 Candelabra Torpedo 60w |  | 4 | No | [14 empty] | 0 | [12 empty] | 266.45 | 532.9 | 799.35 | L:13 5/8'' W:13 5/8'' H:31'' O:98'' | 14 |  | 13.625 | 13.625 | 31 | Center Lock-Up |  |  | 98 | [26 empty] | DP:5'' W:5 3/4'' H:1'' Hexagonal |  |  |  |  | 180 | Black | 60 |  |  | 0 | 0 | 0 | 0 | 0 | 0 | 0 | 0 | 0 | 0 | 0 | 014817580778 | 17.25 | 17.25 | 28 | 21.3 | 4.822 | 175 | Yes | [9 empty] | cETL Damp | COTSWOLD LN HANG LNTRN GBZ BVLD GL | 4 - Light Hanging Lantern |  | OL5414GBZ.jpg | OL5414GBZ.jpg
OL5420BK | 1 - Light Wall Lantern | The traditional, antique gas lantern-inspired design of Cotswold Lane features dentil molding at the top of each pane of beveled glass. Cotswold Lane's profile is timeless and elegant. Available with two finish and glass options: a Black or Grecian Bronze frame with Clear Beveled glass or Clear Seeded glass panels. | OUTDOOR | Cotswold Lane | Outdoor Lighting | Black | BK | Aluminum | Clear Seeded Glass | W:1" H:5.75" |  |  | 1 Medium A19 100w |  | 1 | No | [14 empty] | 0 | [12 empty] | 45.95 | 91.9 | 137.85 | W:6 1/2'' H:11 1/2'' E:7 3/4'' | 3.19 |  |  | 6.5 | 11.5 | Cap Nuts |  |  |  |  | 7.75 | [25 empty] | W:5 1/8'' H:8 1/8'' OB UP:3 1/2'' Irregular |  |  |  | 8 |  |  |  | Hardwired | 0 | 0 | 0 | 0 | 0 | 0 | 0 | 0 | 0 | 0 | 0 | 014817573992 | 14.25 | 10.75 | 9.25 | 4.3 | 0.82 | 175 | Yes | 2 | 10014817573999 | 19 | 15.25 | 11 | 9.7 | 1.844 | Yes | UL Wet | cUL Wet | CTSWLD LN 1L LANTERN BLK | 1 - Light Wall Lantern |  | OL5420BK.jpg | OL5420BK.jpg
OL5420GBZ | 1 - Light Wall Lantern | The traditional, antique gas lantern-inspired design of Cotswold Lane features dentil molding at the top of each pane of beveled glass. Cotswold Lane's profile is timeless and elegant. Available with two finish and glass options: a Black or Grecian Bronze frame with Clear Beveled glass or Clear Seeded glass panels. | OUTDOOR | Cotswold Lane | Outdoor Lighting | Grecian Bronze | GBZ | Aluminum | Undefined Glass | W:3.5" H:5.75" |  |  | 1 Medium A19 100w |  | 1 | No | [14 empty] | 0 | [12 empty] | 43.95 | 87.9 | 131.85 | W:6 1/2'' H:11 3/8'' E:7 3/4'' | 2.9 |  |  | 6.5 | 11.375 | Cap Nuts |  |  |  |  | 7.75 | [25 empty] | DP:1 1/4'' W:5 1/8'' H:8 1/8'' OB UP:3 1/2'' Irregular |  |  |  | 8 |  |  |  | Hardwired | 0 | 0 | 0 | 0 | 0 | 0 | 0 | 0 | 0 | 0 | 0 | 014817580808 | 14.25 | 10.75 | 9.5 | 4.1 | 0.842 | 175 | Yes | 2 | 10014817580805 | 19 | 15.25 | 11.25 | 9.5 | 1.886 | Yes |  | cETL Wet | CTSWLD LN 1L SM LTRN GBZ SD GL | 1 - Light Wall Lantern |  | OL5420GBZ.jpg | OL5420GBZ.jpg
OL5421BK | 2 - Light Wall Lantern | The traditional, antique gas lantern-inspired design of Cotswold Lane features dentil molding at the top of each pane of beveled glass. Cotswold Lane's profile is timeless and elegant. Available with two finish and glass options: a Black or Grecian Bronze frame with Clear Beveled glass or Clear Seeded glass panels. | OUTDOOR | Cotswold Lane | Outdoor Lighting | Black | BK | Aluminum | Clear Seeded Glass | W:1.375" H:7.125" |  |  | 2 Candelabra B Torpedo 60w |  | 2 | No | [14 empty] | 0 | [12 empty] | 85.95 | 171.9 | 257.85 | W:9'' H:20 1/2'' E:11 5/8'' | 6.49 |  |  | 9 | 20.5 | Cap Nuts |  |  |  |  | 11.625 | [25 empty] | W:5 1/8'' H:10 3/4'' OB UP:8 5/8'' Irregular |  |  |  | 8 |  |  |  | Hardwired | 0 | 0 | 0 | 0 | 0 | 0 | 0 | 0 | 0 | 0 | 0 | 014817574005 | 22 | 13.75 | 10.5 | 8 | 1.838 | 175 | Yes | 2 | 10014817574002 | 23 | 21.75 | 14.25 | 18.2 | 4.125 | Yes | UL Wet | cUL Wet | CTSWLD LN 2L LANTERN BLK | 2 - Light Wall Lantern |  | OL5421BK.jpg | OL5421BK.jpg
OL5421GBZ | 2 - Light Wall Lantern | The traditional, antique gas lantern-inspired design of Cotswold Lane features dentil molding at the top of each pane of beveled glass. Cotswold Lane's profile is timeless and elegant. Available with two finish and glass options: a Black or Grecian Bronze frame with Clear Beveled glass or Clear Seeded glass panels. | OUTDOOR | Cotswold Lane | Outdoor Lighting | Grecian Bronze | GBZ | Aluminum | Undefined Glass | W:1.375" H:7.125" |  |  | 2 Candelabra B Torpedo 60w |  | 2 | No | [14 empty] | 0 | [12 empty] | 82.95 | 165.9 | 248.85 | W:8 1/8'' H:20 3/8'' E:11 5/8'' | 5.7 |  |  | 8.125 | 20.375 | Cap Nuts |  |  |  |  | 11.625 | [25 empty] | DP:1 1/4'' W:5 1/8'' H:10 3/4'' OB UP:8 5/8'' Irregular |  |  |  | 8 |  |  |  | Hardwired | 0 | 0 | 0 | 0 | 0 | 0 | 0 | 0 | 0 | 0 | 0 | 014817580815 | 22.25 | 13.75 | 10.5 | 7.9 | 1.859 | 175 | Yes | 2 | 10014817580812 | 23.5 | 23 | 14 | 18 | 4.379 | Yes |  | cETL Wet | CTSWLD LN 2L MED LTN GBZ SD GL | 2 - Light Wall Lantern |  | OL5421GBZ.jpg | OL5421GBZ.jpg
OL5422BK | 3 - Light Wall Lantern | The traditional, antique gas lantern-inspired design of Cotswold Lane features dentil molding at the top of each pane of beveled glass. Cotswold Lane's profile is timeless and elegant. Available with two finish and glass options: a Black or Grecian Bronze frame with Clear Beveled glass or Clear Seeded glass panels. | OUTDOOR | Cotswold Lane | Outdoor Lighting | Black | BK | Aluminum | Clear Seeded Glass | W:1.75" H:8.375" |  |  | 3 Candelabra B Torpedo 60w |  | 3 | No | [14 empty] | 0 | [12 empty] | 143.95 | 287.9 | 431.85 | W:9 1/2'' H:23 3/4'' E:13 3/8'' | 9.35 |  |  | 9.5 | 23.75 | Cap Nuts |  |  |  |  | 13.375 | [25 empty] | W:5 1/8'' H:13 3/8'' OB UP:10 1/2'' |  |  |  | 8 |  |  |  | Hardwired | 0 | 0 | 0 | 0 | 0 | 0 | 0 | 0 | 0 | 0 | 0 | 014817574012 | 25 | 16 | 12 | 11.7 | 2.778 | 175 | Yes | [8 empty] | UL Wet | cUL Wet | CTSWLD LN 3L LANTERN BLK | 3 - Light Wall Lantern |  | OL5422BK.jpg | OL5422BK.jpg
OL5422GBZ | 3 - Light Wall Lantern | The traditional, antique gas lantern-inspired design of Cotswold Lane features dentil molding at the top of each pane of beveled glass. Cotswold Lane's profile is timeless and elegant. Available with two finish and glass options: a Black or Grecian Bronze frame with Clear Beveled glass or Clear Seeded glass panels. | OUTDOOR | Cotswold Lane | Outdoor Lighting | Grecian Bronze | GBZ | Aluminum | Undefined Glass | W:1.75" H:8.375" |  |  | 3 Candelabra B Torpedo 60w |  | 3 | No | [14 empty] | 0 | [12 empty] | 139.45 | 278.9 | 418.35 | W:9 1/2'' H:23 3/4'' E:13 3/8'' | 9.35 |  |  | 9.5 | 23.75 | Cap Nuts |  |  |  |  | 13.375 | [25 empty] | DP:1 1/4'' W:5 1/8'' H:13 3/8'' OB UP:10 1/2'' Irregular |  |  |  | 8 |  |  |  | Hardwired | 0 | 0 | 0 | 0 | 0 | 0 | 0 | 0 | 0 | 0 | 0 | 014817580822 | 25 | 16 | 15.5 | 11.6 | 3.588 | 250 | Yes | [9 empty] | cETL Wet | CTSWLD LN 3L LG LTN GBZ SD GL | 3 - Light Wall Lantern |  | OL5422GBZ.jpg | OL5422GBZ.jpg
OL5423BK | 2 - Light Wall Lantern | The traditional, antique gas lantern-inspired design of Cotswold Lane features dentil molding at the top of each pane of beveled glass. Cotswold Lane's profile is timeless and elegant. Available with two finish and glass options: a Black or Grecian Bronze frame with Clear Beveled glass or Clear Seeded glass panels. | OUTDOOR | Cotswold Lane | Outdoor Lighting | Black | BK | Aluminum | Clear Seeded Glass | W:1.25" H:8.25" |  |  | 2 Candelabra B Torpedo 60w |  | 2 | No | [14 empty] | 0 | [12 empty] | 85.95 | 171.9 | 257.85 | W:9 1/2'' H:16'' E:6'' | 4.62 |  |  | 9.5 | 16 | Center Lock-Up |  |  |  |  | 6 | [25 empty] | W:8 13/16'' H:14'' OB UP:9 1/2'' OB DOWN:6 1/2'' Irregular |  |  |  | 8 |  |  |  | Hardwired | 0 | 0 | 0 | 0 | 0 | 0 | 0 | 0 | 0 | 0 | 0 | 014817574029 | 17.25 | 12.5 | 8.5 | 6.4 | 1.061 | 125 | Yes | 2 | 10014817574026 | 18.25 | 18.25 | 13 | 14.3 | 2.506 | Yes | UL Wet | cUL Wet | CTSWLD LN 2L LANTERN BLK | 2 - Light Wall Lantern |  | OL5423BK.jpg | OL5423BK.jpg
OL5423GBZ | 2 - Light Wall Lantern | The traditional, antique gas lantern-inspired design of Cotswold Lane features dentil molding at the top of each pane of beveled glass. Cotswold Lane's profile is timeless and elegant. Available with two finish and glass options: a Black or Grecian Bronze frame with Clear Beveled glass or Clear Seeded glass panels. | OUTDOOR | Cotswold Lane | Outdoor Lighting | Grecian Bronze | GBZ | Aluminum | Undefined Glass | W:4" H:8.25" |  |  | 2 Candelabra B Torpedo 60w |  | 2 | No | [14 empty] | 0 | [12 empty] | 83.95 | 167.9 | 251.85 | W:9 1/2'' H:16'' E:5 7/8'' | 5.3 |  |  | 9.5 | 16 | Cap Nuts |  |  |  |  | 5.875 | [25 empty] | DP:1/4'' W:8 7/8'' H:14 1/8'' OB UP:9 5/8'' Irregular |  |  |  | 8 |  |  |  | Hardwired | 0 | 0 | 0 | 0 | 0 | 0 | 0 | 0 | 0 | 0 | 0 | 014817580846 | 17.25 | 12.5 | 8.5 | 6.4 | 1.061 | 125 | Yes | 2 | 10014817580843 | 18.25 | 18 | 12.75 | 14.4 | 2.424 | Yes |  | cETL Wet | CTSWLD LN 2L PKT LTN GBZ SD GL | 2 - Light Wall Lantern |  | OL5423GBZ.jpg | OL5423GBZ.jpg
OL5424BK | 3 - Light Wall Lantern | The traditional, antique gas lantern-inspired design of Cotswold Lane features dentil molding at the top of each pane of beveled glass. Cotswold Lane's profile is timeless and elegant. Available with two finish and glass options: a Black or Grecian Bronze frame with Clear Beveled glass or Clear Seeded glass panels. | OUTDOOR | Cotswold Lane | Outdoor Lighting | Black | BK | Aluminum | Clear Seeded Glass | W:2.25" H:10.5" |  |  | 3 Candelabra B Torpedo 60w |  | 3 | No | [14 empty] | 0 | [12 empty] | 207.45 | 414.9 | 622.35 | W:12'' H:30'' E:16 1/4'' | 15.73 |  |  | 12 | 30 | Cap Nuts |  |  |  |  | 16.25 | [25 empty] | W:5 1/8'' H:16 1/4'' OB UP:12 7/8'' Irregular |  |  |  | 8 |  |  |  | Hardwired | 0 | 0 | 0 | 0 | 0 | 0 | 0 | 0 | 0 | 0 | 0 | 014817574036 | 31.25 | 19.25 | 14.5 | 18.3 | 5.048 | 250 | Yes | [8 empty] | UL Wet | cUL Wet | CTSWLD LN 3L LANTERN BLK | 3 - Light Wall Lantern |  | OL5424BK.jpg | OL5424BK.jpg
OL5424GBZ | 3 - Light Wall Lantern | The traditional, antique gas lantern-inspired design of Cotswold Lane features dentil molding at the top of each pane of beveled glass. Cotswold Lane's profile is timeless and elegant. Available with two finish and glass options: a Black or Grecian Bronze frame with Clear Beveled glass or Clear Seeded glass panels. | OUTDOOR | Cotswold Lane | Outdoor Lighting | Grecian Bronze | GBZ | Aluminum | Undefined Glass | W:2.25" H:10.5" |  |  | 3 Candelabra B Torpedo 60w |  | 3 | No | [14 empty] | 0 | [12 empty] | 200.95 | 401.9 | 602.85 | W:12'' H:30'' E:16 1/4'' | 13.9 |  |  | 12 | 30 | Cap Nuts |  |  |  |  | 16.25 | [25 empty] | DP:1 1/4'' W:5 1/8'' H:16 3/8'' OB UP:12 7/8'' Irregular |  |  |  | 8 |  |  |  | Hardwired | 0 | 0 | 0 | 0 | 0 | 0 | 0 | 0 | 0 | 0 | 0 | 014817580839 | 31.25 | 14.5 | 19 | 17.8 | 4.982 | 250 | Yes | [9 empty] | cETL Wet | CTSWLD LN 3L XL LTN GBZ SD GL | 3 - Light Wall Lantern |  | OL5424GBZ.jpg | OL5424GBZ.jpg
OL5425BK | 4 - Light Hanging Lantern | The traditional, antique gas lantern-inspired design of Cotswold Lane features dentil molding at the top of each pane of beveled glass. Cotswold Lane's profile is timeless and elegant. Available with two finish and glass options: a Black or Grecian Bronze frame with Clear Beveled glass or Clear Seeded glass panels. | OUTDOOR | Cotswold Lane | Outdoor Lighting | Black | BK | Aluminum | Undefined Glass |  |  |  | 4 Candelabra Torpedo 60w |  | 4 | No | [14 empty] | 0 | [12 empty] | 266.45 | 532.9 | 799.35 | L:13 5/8'' W:13 5/8'' H:31'' O:98'' | 14 |  | 13.625 | 13.625 | 31 | Center Lock-Up |  |  | 98 | [26 empty] | DP:5'' W:5 3/4'' H:1'' Hexagonal |  |  |  |  | 180 | Black | 60 |  |  | 0 | 0 | 0 | 0 | 0 | 0 | 0 | 0 | 0 | 0 | 0 | 014817580730 | 28 | 17.5 | 17.5 | 20 | 4.962 | 175 | Yes | [9 empty] | cETL Damp | CTSWLD LN HNG LNTRN BK SD GL | 4 - Light Hanging Lantern |  | OL5425BK.jpg | OL5425BK.jpg
OL5425GBZ | 4 - Light Hanging Lantern | The traditional, antique gas lantern-inspired design of Cotswold Lane features dentil molding at the top of each pane of beveled glass. Cotswold Lane's profile is timeless and elegant. Available with two finish and glass options: a Black or Grecian Bronze frame with Clear Beveled glass or Clear Seeded glass panels. | OUTDOOR | Cotswold Lane | Outdoor Lighting | Grecian Bronze | GBZ | Aluminum | Undefined Glass |  |  |  | 4 Candelabra Torpedo 60w |  | 4 | No | [14 empty] | 0 | [12 empty] | 266.45 | 532.9 | 799.35 | L:13 5/8'' W:13 5/8'' H:31'' O:98'' | 14 |  | 13.625 | 13.625 | 31 | Center Lock-Up |  |  | 98 | [26 empty] | DP:5'' W:5 3/4'' H:1'' Hexagonal |  |  |  |  | 180 | Black | 60 |  |  | 0 | 0 | 0 | 0 | 0 | 0 | 0 | 0 | 0 | 0 | 0 | 014817580792 | 28.25 | 17.5 | 17.5 | 19.8 | 5.007 | 175 | Yes | [9 empty] | cETL Damp | COTSWOLD LN HANG LNTRN GBZ BVLD GL | 4 - Light Hanging Lantern |  | OL5425GBZ.jpg | OL5425GBZ.jpg
OL5426BK | 4 - Light Wall Lantern | The traditional, antique gas lantern-inspired design of Cotswold Lane features dentil molding at the top of each pane of beveled glass. Cotswold Lane's profile is timeless and elegant. Available with two finish and glass options: a Black or Grecian Bronze frame with Clear Beveled glass or Clear Seeded glass panels. | OUTDOOR | Cotswold Lane | Outdoor Lighting | Black | BK | Aluminum |  |  |  |  | 4 Candelabra Torpedo 60w |  | 4 | No | [14 empty] | 0 | [12 empty] | 288.45 | 576.9 | 865.35 | W:13 5/8'' H:36 1/4'' E:17 7/8'' | 17 |  |  | 13.625 | 36.25 | [5 empty] | 17.875 | [25 empty] | DP:1 1/4'' W:5 1/8'' H:17 3/8'' OB UP:12'' Irregular |  |  |  | 8 |  |  |  |  | 0 | 0 | 0 | 0 | 0 | 0 | 0 | 0 | 0 | 0 | 0 | 014817580723 | 39 | 21.5 | 17.25 | 26.6 | 8.37 | 250 | Yes | [9 empty] | cETL Wet | CTSWLD LN XXL LNTRN BK SD GL | 4 - Light Wall Lantern |  | OL5426BK.jpg | OL5426BK.jpg
OL5426GBZ | 4 - Light Wall Lantern | The traditional, antique gas lantern-inspired design of Cotswold Lane features dentil molding at the top of each pane of beveled glass. Cotswold Lane's profile is timeless and elegant. Available with two finish and glass options: a Black or Grecian Bronze frame with Clear Beveled glass or Clear Seeded glass panels. | OUTDOOR | Cotswold Lane | Outdoor Lighting | Grecian Bronze | GBZ | Aluminum |  |  |  |  | 4 Candelabra Torpedo 60w |  | 4 | No | [14 empty] | 0 | [12 empty] | 288.45 | 576.9 | 865.35 | W:13 5/8'' H:36 1/4'' E:17 7/8'' | 17 |  |  | 13.625 | 36.25 | [5 empty] | 17.875 | [25 empty] | DP:1 1/4'' W:5 1/8'' H:17 3/8'' OB UP:12'' Irregular |  |  |  | 8 |  |  |  |  | 0 | 0 | 0 | 0 | 0 | 0 | 0 | 0 | 0 | 0 | 0 | 014817580785 | 39 | 21.25 | 17.75 | 26.7 | 8.513 | 250 | Yes | [9 empty] | cETL Wet | CTSWLD LN XXL LNTRN GBZ SD GL | 4 - Light Wall Lantern |  | OL5426GBZ.jpg | OL5426GBZ.jpg
OL5427BK | 3 - Light Post Lantern | The traditional, antique gas lantern-inspired design of Cotswold Lane features dentil molding at the top of each pane of beveled glass. Cotswold Lane's profile is timeless and elegant. Available with two finish and glass options: a Black or Grecian Bronze frame with Clear Beveled glass or Clear Seeded glass panels. | OUTDOOR | Cotswold Lane | Outdoor Lighting | Black | BK | Aluminum | Clear Seeded Glass | W:1.75" H:8.375" |  |  | 3 Candelabra B Torpedo 60w |  | 3 | No | [14 empty] | 0 | [12 empty] | 128.48 | 256.96 | 385.44 | L:9 1/2'' W:9 1/2'' H:22 3/8'' | 6.8 |  | 9.5 | 9.5 | 22.375 | Post | [34 empty] | 12 |  |  |  | Hardwired | 0 | 0 | 0 | 0 | 0 | 0 | 0 | 0 | 0 | 0 | 0 | 014817574043 | 20 | 12 | 11.5 | 9.1 | 1.597 | 175 | Yes | [8 empty] | UL Wet | cUL Wet | CTSWLD LN 3L POST BLK | 3 - Light Post Lantern |  | OL5427BK.jpg | OL5427BK.jpg
OL5427GBZ | 3 - Light Post/Pier Lantern | The traditional, antique gas lantern-inspired design of Cotswold Lane features dentil molding at the top of each pane of beveled glass. Cotswold Lane's profile is timeless and elegant. Available with two finish and glass options: a Black or Grecian Bronze frame with Clear Beveled glass or Clear Seeded glass panels. | OUTDOOR | Cotswold Lane | Outdoor Lighting | Grecian Bronze | GBZ | Aluminum | Undefined Glass | W:1.75" H:8.375" |  |  | 3 Candelabra B Torpedo 60w |  | 3 | No | [14 empty] | 0 | [12 empty] | 124.48 | 248.96 | 373.44 | L:9 1/2'' W:9 1/2'' H:22 3/8'' | 6.8 |  | 9.5 | 9.5 | 22.375 | Post | [34 empty] | 12 | Black/White |  |  | Hardwired | 0 | 0 | 0 | 0 | 0 | 0 | 0 | 0 | 0 | 0 | 0 | 014817580877 | 20 | 11.75 | 12 | 8.8 | 1.632 | 175 | Yes | [9 empty] | cETL Wet | CTSWLD LN 3L POST/PIER-L GBZ SD GL | 3 - Light Post/Pier Lantern |  | OL5427GBZ.jpg | OL5427GBZ.jpg
OL5428BK | 3 - Light Post Lantern | The traditional, antique gas lantern-inspired design of Cotswold Lane features dentil molding at the top of each pane of beveled glass. Cotswold Lane's profile is timeless and elegant. Available with two finish and glass options: a Black or Grecian Bronze frame with Clear Beveled glass or Clear Seeded glass panels. | OUTDOOR | Cotswold Lane | Outdoor Lighting | Black | BK | Aluminum | Clear Seeded Glass | W:2.25" H:10.5" |  |  | 3 Candelabra B Torpedo 60w |  | 3 | No | [14 empty] | 0 | [12 empty] | 187.98 | 375.96 | 563.94 | L:12'' W:12'' H:27 3/8'' | 10 |  | 12 | 12 | 27.375 | Post | [34 empty] | 12 |  |  |  | Hardwired | 0 | 0 | 0 | 0 | 0 | 0 | 0 | 0 | 0 | 0 | 0 | 014817574050 | 24.5 | 14.75 | 14.25 | 13.1 | 2.98 | 175 | Yes | [8 empty] | UL Wet | cUL Wet | CTSWLD LN 3L POST BLK | 3 - Light Post Lantern |  | OL5428BK.jpg | OL5428BK.jpg
OL5428GBZ | 3 - Light Post/Pier Lantern | The traditional, antique gas lantern-inspired design of Cotswold Lane features dentil molding at the top of each pane of beveled glass. Cotswold Lane's profile is timeless and elegant. Available with two finish and glass options: a Black or Grecian Bronze frame with Clear Beveled glass or Clear Seeded glass panels. | OUTDOOR | Cotswold Lane | Outdoor Lighting | Grecian Bronze | GBZ | Aluminum | Undefined Glass | W:2.25" H:10.5" |  |  | 3 Candelabra Torpedo 60w |  | 3 | No | [14 empty] | 0 | [12 empty] | 179.48 | 358.96 | 538.44 | L:12'' W:12'' H:27 3/8'' | 10 |  | 12 | 12 | 27.375 | Post | [34 empty] | 12 | Black/White |  |  | Hardwired | 0 | 0 | 0 | 0 | 0 | 0 | 0 | 0 | 0 | 0 | 0 | 014817580884 | 24.5 | 14.5 | 14.75 | 13.1 | 3.032 | 175 | Yes | [9 empty] | cETL Wet | CTSWLD LN 3L XL POST GBZ SD GL | 3 - Light Post/Pier Lantern |  | OL5428GBZ.jpg | OL5428GBZ.jpg
OL5431BK | 3 - Light Hanging Lantern | The traditional, antique gas lantern-inspired design of Cotswold Lane features dentil molding at the top of each pane of beveled glass. Cotswold Lane's profile is timeless and elegant. Available with two finish and glass options: a Black or Grecian Bronze frame with Clear Beveled glass or Clear Seeded glass panels. | OUTDOOR | Cotswold Lane | Outdoor Lighting | Black | BK | Aluminum | Clear Seeded Glass | W:1.75" H:8.375" |  |  | 3 Candelabra Torpedo 60w |  | 3 | No | [14 empty] | 0 | [12 empty] | 127.45 | 254.9 | 382.35 | L:9 1/2'' W:9 1/2'' H:21 1/2'' O:88 5/8'' | 7.3 |  | 9.5 | 9.5 | 21.5 | Screw Collar - Chain |  |  | 88.625 | [26 empty] | D:5'' Hexagonal |  |  |  |  | 180 | Black | 60 |  | Hardwired | 0 | 0 | 0 | 0 | 0 | 0 | 0 | 0 | 0 | 0 | 0 | 014817574067 | 21.25 | 13.25 | 12.75 | 9.6 | 2.078 | 175 | Yes | [8 empty] | UL Damp | cUL Damp | CTSWLD LN 3L PENDANT BLK | 3 - Light Hanging Lantern |  | OL5431BK.jpg | OL5431BK.jpg
OL5431GBZ | 3 - Light Hanging Lantern | The traditional, antique gas lantern-inspired design of Cotswold Lane features dentil molding at the top of each pane of beveled glass. Cotswold Lane's profile is timeless and elegant. Available with two finish and glass options: a Black or Grecian Bronze frame with Clear Beveled glass or Clear Seeded glass panels. | OUTDOOR | Cotswold Lane | Outdoor Lighting | Grecian Bronze | GBZ | Aluminum | Undefined Glass | W:1.75" H:8.375" |  |  | 3 Candelabra Torpedo 60w |  | 3 | No | [14 empty] | 0 | [12 empty] | 122.45 | 244.9 | 367.35 | L:9 1/2'' W:9 1/2'' H:21 1/2'' O:88 5/8'' | 7.3 |  | 9.5 | 9.5 | 21.5 | Screw Collar - Chain |  |  | 88.625 | [26 empty] | DP:5'' W:5 3/4'' H:1'' Hexagonal |  |  |  |  | 180 | Black | 60 |  | Hardwired | 0 | 0 | 0 | 0 | 0 | 0 | 0 | 0 | 0 | 0 | 0 | 014817580853 | 21 | 12.75 | 12.5 | 9.7 | 1.937 | 175 | Yes | [9 empty] | cETL Damp | CTSWLD LN 3L HNG LTN GBZ SD GL | 3 - Light Hanging Lantern |  | OL5431GBZ.jpg | OL5431GBZ.jpg
OL5432BK | 3 - Light Hanging Lantern | The traditional, antique gas lantern-inspired design of Cotswold Lane features dentil molding at the top of each pane of beveled glass. Cotswold Lane's profile is timeless and elegant. Available with two finish and glass options: a Black or Grecian Bronze frame with Clear Beveled glass or Clear Seeded glass panels. | OUTDOOR | Cotswold Lane | Outdoor Lighting | Black | BK | Aluminum | Clear Seeded Glass | W:2.25" H:10.5" |  |  | 3 Candelabra B Torpedo 60w |  | 3 | No | [14 empty] | 0 | [12 empty] | 196.95 | 393.9 | 590.85 | L:12'' W:12'' H:26 1/2'' | 11 |  | 12 | 12 | 26.5 | Screw Collar - Chain | [29 empty] | D:5'' Hexagonal |  |  |  |  | 180 | Black | 60 |  | Hardwired | 0 | 0 | 0 | 0 | 0 | 0 | 0 | 0 | 0 | 0 | 0 | 014817574074 | 20.5 | 14.75 | 14.5 | 12.8 | 2.537 | 175 | Yes | [8 empty] | UL Damp | cUL Damp | CTSWLD LN 3L PENDANT BLK | 3 - Light Hanging Lantern |  | OL5432BK.jpg | OL5432BK.jpg
OL5432GBZ | 3 - Light Hanging Lantern | The traditional, antique gas lantern-inspired design of Cotswold Lane features dentil molding at the top of each pane of beveled glass. Cotswold Lane's profile is timeless and elegant. Available with two finish and glass options: a Black or Grecian Bronze frame with Clear Beveled glass or Clear Seeded glass panels. | OUTDOOR | Cotswold Lane | Outdoor Lighting | Grecian Bronze | GBZ | Aluminum | Undefined Glass | W:2.25" H:10.5" |  |  | 3 Candelabra Torpedo 60w |  | 3 | No | [14 empty] | 0 | [12 empty] | 190.45 | 380.9 | 571.35 | L:12'' W:12'' H:26 1/2'' | 11 |  | 12 | 12 | 26.5 | Screw Collar - Chain | [29 empty] | DP:5'' W:5 3/4'' H:1'' Hexagonal |  |  |  |  | 180 | Black | 60 |  | Hardwired | 0 | 0 | 0 | 0 | 0 | 0 | 0 | 0 | 0 | 0 | 0 | 014817580860 | 20 | 14.75 | 14.5 | 14.4 | 2.475 | 175 | Yes | [9 empty] | cETL Damp | CTSWLD LN 3L XL HNG LTN GBZ | 3 - Light Hanging Lantern |  | OL5432GBZ.jpg | OL5432GBZ.jpg
OL5433BK | 2 - Light Flush Mount | The traditional, antique gas lantern-inspired design of Cotswold Lane features dentil molding at the top of each pane of beveled glass. Cotswold Lane's profile is timeless and elegant. Available with two finish and glass options: a Black or Grecian Bronze frame with Clear Beveled glass or Clear Seeded glass panels. | OUTDOOR | Cotswold Lane | Outdoor Lighting | Black | BK | Aluminum | Clear Seeded Glass | W:2.25" H:3.625" |  |  | 2 Medium A19 60w |  | 2 | No | [14 empty] | 0 | [12 empty] | 80.95 | 161.9 | 242.85 | L:11 1/2'' W:11 1/2'' H:6 5/8'' | 6.2 |  | 11.5 | 11.5 | 6.625 | Center Lock-Up | [29 empty] | W:11 1/2'' Octagonal |  |  |  |  | 8 |  |  |  | Hardwired | 0 | 0 | 0 | 0 | 0 | 0 | 0 | 0 | 0 | 0 | 0 | 014817574081 | 14.25 | 14 | 10 | 7.8 | 1.155 | 125 | Yes | 2 | 10014817574088 | 20.5 | 14.75 | 14.75 | 17.1 | 2.581 | Yes | UL Damp | cUL Damp | CTSWLD LN 2L FLUSHMOUNT BLK | 2 - Light Flush Mount |  | OL5433BK.jpg | OL5433BK.jpg
OL5433GBZ | 2 - Light Flush Mount | The traditional, antique gas lantern-inspired design of Cotswold Lane features dentil molding at the top of each pane of beveled glass. Cotswold Lane's profile is timeless and elegant. Available with two finish and glass options: a Black or Grecian Bronze frame with Clear Beveled glass or Clear Seeded glass panels. | OUTDOOR | Cotswold Lane | Outdoor Lighting | Grecian Bronze | GBZ | Aluminum | Clear Seeded Glass | W:2.25" H:3.625" |  |  | 2 Medium A19 60w |  | 2 | No | [14 empty] | 0 | [12 empty] | 79.95 | 159.9 | 239.85 | L:11 1/2'' W:11 1/2'' H:6 5/8'' | 6.2 |  | 11.5 | 11.5 | 6.625 | Center Lock-Up | [29 empty] | W:11 1/2'' Octagonal |  |  |  |  | 8 |  |  |  | Hardwired | 0 | 0 | 0 | 0 | 0 | 0 | 0 | 0 | 0 | 0 | 0 | 014817580891 | 14.25 | 14.25 | 9.75 | 7.5 | 1.146 | 125 | Yes | 2 | 10014817580898 | 20.5 | 14.75 | 14.5 | 16.6 | 2.537 | Yes |  | cETL Damp | CTSWLD LN 2L FM GBZ SD GL | 2 - Light Flush Mount |  | OL5433GBZ.jpg | OL5433GBZ.jpg
OL6001WAL | 1 - Light Wall Lantern | Every home can use a little extra curb appeal, that’s where this ornate Baton Rouge lighting lantern collection by Feiss comes in. Gold luster tinted glass and a warm walnut finish enhance the intricate detailing beautifully. Each piece has a curvaceous form and perfect silhouette so it looks as dazzling in the daytime as it will when lit at night. | OUTDOOR | Baton Rouge | Outdoor Lighting | Walnut | WAL | Aluminum | Gold Luster Glass | W:0.5" H:8" | W:2" |  | 1 Medium A19 100w |  | 1 | No | [27 empty] | 132.45 | 264.9 | 397.35 | W:7 1/2'' H:15'' E:9'' | 5.4 |  |  | 7.5 | 15 | [5 empty] | 9 | [25 empty] | W:4 7/8'' H:8'' OB UP:5 1/2'' Irregular |  |  |  | 8 |  |  |  |  | 0 | 0 | 0 | 0 | 0 | 0 | 0 | 0 | 0 | 0 | 0 | 014817331967 | 20.75 | 12 | 8.125 | 6.545 | 1.171 | 175 | Yes | 2 | 10014817331964 | 20.75 | 12 | 16.25 | 13.09 | 2.342 | Yes | UL Wet |  | OUTDOOR LANTERN - BRKT | 1-Light Baton Rouge |  | OL6001WAL.jpg
OL6002WAL | 3 - Light Wall Lantern | Every home can use a little extra curb appeal, that’s where this ornate Baton Rouge lighting lantern collection by Feiss comes in. Gold luster tinted glass and a warm walnut finish enhance the intricate detailing beautifully. Each piece has a curvaceous form and perfect silhouette so it looks as dazzling in the daytime as it will when lit at night. | OUTDOOR | Baton Rouge | Outdoor Lighting | Walnut | WAL | Aluminum | Gold Luster Glass | W:1" H:10" | W:2.5" |  | 3 Candelabra B Torpedo 60w |  | 3 | No | [27 empty] | 288.45 | 576.9 | 865.35 | W:9 1/2'' H:22 3/4'' E:14'' | 11.8 |  |  | 9.5 | 22.75 | [5 empty] | 14 | [25 empty] | W:17'' H:5 1/2'' OB UP:14'' Irregular |  |  |  | 8 | Black/White |  |  | Hardwired | 0 | 0 | 0 | 0 | 0 | 0 | 0 | 0 | 0 | 0 | 0 | 014817331974 | 16.5 | 12 | 24.25 | 14.52 | 2.779 | 175 | Yes | [8 empty] | UL Wet | cUL Wet | OUTDOOR LANTERN - BRKT | 3-Light Baton Rouge |  | OL6002WAL.jpg
OL6004WAL | 4 - Light Wall Lantern | Every home can use a little extra curb appeal, that’s where this ornate Baton Rouge lighting lantern collection by Feiss comes in. Gold luster tinted glass and a warm walnut finish enhance the intricate detailing beautifully. Each piece has a curvaceous form and perfect silhouette so it looks as dazzling in the daytime as it will when lit at night. | OUTDOOR | Baton Rouge | Outdoor Lighting | Walnut | WAL | Aluminum | Gold Luster Glass | D:1" H:12.5" | W:6.5" |  | 4 Candelabra B Torpedo 60w |  | 4 | No | [27 empty] | 576.95 | 1153.9 | 1730.85 | W:12'' H:30'' E:18'' | 22.9 |  |  | 12 | 30 | [5 empty] | 18 | [25 empty] | W:21'' H:5 1/2'' OB UP:18'' Irregular |  |  |  | 8 | Black/White |  |  | Hardwired | 0 | 0 | 0 | 0 | 0 | 0 | 0 | 0 | 0 | 0 | 0 | 014817331981 | 20.75 | 14.75 | 31.25 | 26.95 | 5.535 | 175 | Yes | [8 empty] | UL Wet | cUL Wet | OUTDOOR LANTERN - BRKT | 4-Light Baton Rouge |  | OL6004WAL.jpg
OL6007WAL | 3 - Light Post | Every home can use a little extra curb appeal, that’s where this ornate Baton Rouge lighting lantern collection by Feiss comes in. Gold luster tinted glass and a warm walnut finish enhance the intricate detailing beautifully. Each piece has a curvaceous form and perfect silhouette so it looks as dazzling in the daytime as it will when lit at night. | OUTDOOR | Baton Rouge | Outdoor Lighting | Walnut | WAL | Aluminum | Gold Luster Glass | D:1" H:9.75" | W:5" |  | 3 Candelabra B Torpedo 60w |  | 3 | No | [27 empty] | 247.95 | 495.9 | 743.85 | D:10'' H:22'' | 7.7 | 10 |  |  | 22 | [32 empty] | D:3 1/2'' Round |  |  | 8 |  |  |  | Hardwired | 0 | 0 | 0 | 0 | 0 | 0 | 0 | 0 | 0 | 0 | 0 | 014817331998 | 11 | 11 | 19 | 8.91 | 1.33 | 125 | Yes | [8 empty] | UL Wet | cUL Wet | OUTDOOR LANTERN - 9.5" POST | 3 - Light Baton Rouge |  | OL6007WAL.jpg
OL6012WAL | 4 - Light Pendant | Every home can use a little extra curb appeal, that’s where this ornate Baton Rouge lighting lantern collection by Feiss comes in. Gold luster tinted glass and a warm walnut finish enhance the intricate detailing beautifully. Each piece has a curvaceous form and perfect silhouette so it looks as dazzling in the daytime as it will when lit at night. | OUTDOOR | Baton Rouge | Outdoor Lighting | Walnut | WAL | Aluminum | Gold Luster Glass | D:1" H:12.5" | W:6.5" |  | 4 Candelabra B Torpedo 60w |  | 4 | No | [27 empty] | 423.45 | 846.9 | 1270.35 | W:13'' H:27'' | 7.4 |  |  | 13 | 27 | [30 empty] | D:6 5/8'' Round |  |  |  |  | 180 | Brown | 60 |  | Hardwired | 0 | 0 | 0 | 0 | 0 | 0 | 0 | 0 | 0 | 0 | 0 | 014817332025 | 14 | 14 | 24 | 19.91 | 2.722 | 125 | Yes | [8 empty] | UL Damp | cUL Damp | OUTDOOR LANTERN - HANG 12" | 4 - Light Baton Rouge |  | OL6012WAL.jpg
OL7400ASTB | 2 - Light Wall Lantern | The Whitaker lighting collection by Feiss is a fresh interpretation of the classic English pocket lantern. A traditional latched door allows for easy re-lamping. The polished nickel reflector is both historically accurate and increases light output. Designed with a 5 inch square back plate to allow easy installation. Features stainless steel frame, solid brass hinge and latch and powder coated steel roof and base. A four step finishing process of powder coating, hand finishing and two coats of outdoor polyurethane assure its weather resistance and lasting beauty. | OUTDOOR | Whitaker | Outdoor Lighting | Astral Bronze | ASTB | Powder Coated Steel | Clear Seeded Glass |  |  |  | 2 Candelabra B Torpedo 60w |  | 2 | No | [27 empty] | 114.95 | 229.9 | 344.85 | W:6'' H:17 1/4'' E:4 7/8'' | 6.71 |  |  | 6 | 17.25 | Double Cap Nuts |  |  |  |  | 4.875 - 0 | [25 empty] | W:5'' H:5 1/2'' OB UP:7'' OB DOWN:10 1/4'' Rectangular |  |  |  | 8 | Black/White |  |  | Hardwired | 0 | 0 | 0 | 0 | 0 | 0 | 0 | 0 | 0 | 0 | 0 | 014817372694 | 20.5 | 9.75 | 9.5 | 8.4 | 1.099 | 100 | Yes | 2 | 10014817372691 | 21.25 | 20 | 9.5 | 19.1 | 2.337 | Yes | UL Wet | cUL Wet | Outdoor Lantern - Wall Bracket | 2 - Light Whitaker |  | OL7400ASTB.jpg | OL7400ASTB.jpg
OL7402ASTB | 3 - Light Wall Lantern | The Whitaker lighting collection by Feiss is a fresh interpretation of the classic English pocket lantern. A traditional latched door allows for easy re-lamping. The polished nickel reflector is both historically accurate and increases light output. Designed with a 5 inch square back plate to allow easy installation. Features stainless steel frame, solid brass hinge and latch and powder coated steel roof and base. A four step finishing process of powder coating, hand finishing and two coats of outdoor polyurethane assure its weather resistance and lasting beauty. | OUTDOOR | Whitaker | Outdoor Lighting | Astral Bronze | ASTB | Powder Coated Steel | Clear Seeded Glass |  |  |  | 3 Candelabra B Torpedo 60w |  | 3 | No | [27 empty] | 161.45 | 322.9 | 484.35 | W:9'' H:22 1/2'' E:4 7/8'' | 9.9 |  |  | 9 | 22.5 | Double Cap Nuts |  |  |  |  | 4.875 - 0 | [25 empty] | H:5 1/2'' OB UP:9 7/8'' OB DOWN:12 5/8'' Square |  |  |  | 8 | Black/White |  |  | Hardwired | 0 | 0 | 0 | 0 | 0 | 0 | 0 | 0 | 0 | 0 | 0 | 014817372700 | 26.75 | 12.75 | 8.25 | 13.1 | 1.628 | 100 | Yes | [8 empty] | UL Wet | cUL Wet | Outdoor Lantern - Wall Bracket | 3 - Light Whitaker |  | OL7402ASTB.jpg | OL7402ASTB.jpg
OL7407ASTB | 4 - Light Post | The Whitaker lighting collection by Feiss is a fresh interpretation of the classic English pocket lantern. A traditional latched door allows for easy re-lamping. The polished nickel reflector is both historically accurate and increases light output. Designed with a 5 inch square back plate to allow easy installation. Features stainless steel frame, solid brass hinge and latch and powder coated steel roof and base. A four step finishing process of powder coating, hand finishing and two coats of outdoor polyurethane assure its weather resistance and lasting beauty. | OUTDOOR | Whitaker | Outdoor Lighting | Astral Bronze | ASTB | Powder Coated Steel | Clear Seeded Glass |  |  |  | 4 Candelabra B Torpedo 60w |  | 4 | No | [27 empty] | 190.45 | 380.9 | 571.35 | L:7 3/8'' W:9'' H:24 3/4'' | 11.5 |  | 7.375 | 9 | 24.75 | Post | [31 empty] | D:3'' Round |  |  | 8 | Black/White |  |  | Hardwired | 0 | 0 | 0 | 0 | 0 | 0 | 0 | 0 | 0 | 0 | 0 | 014817372724 | 29 | 12 | 13.5 | 16 | 2.719 | 175 | Yes | [8 empty] | UL Wet | cUL Wet | Outdoor Lantern - Post | 4 - Light Whitaker |  | OL7407ASTB.jpg | OL7407ASTB.jpg
OL7411ASTB | 3 - Light Pendant | The Whitaker lighting collection by Feiss is a fresh interpretation of the classic English pocket lantern. A traditional latched door allows for easy re-lamping. The polished nickel reflector is both historically accurate and increases light output. Designed with a 5 inch square back plate to allow easy installation. Features stainless steel frame, solid brass hinge and latch and powder coated steel roof and base. A four step finishing process of powder coating, hand finishing and two coats of outdoor polyurethane assure its weather resistance and lasting beauty. | OUTDOOR | Whitaker | Outdoor Lighting | Astral Bronze | ASTB | Powder Coated Steel | Clear Seeded Glass |  |  |  | 3 Candelabra B Torpedo 60w |  | 3 | No | [27 empty] | 208.45 | 416.9 | 625.35 | L:12 1/2'' W:5 1/2'' H:27 5/8'' | 14.75 |  | 12.5 | 5.5 | 27.625 | Double Cap Nuts |  |  |  | 29 - 85.5 | [25 empty] | W:6'' H:6'' Square |  |  |  |  | 180 | Brown |  |  | Hardwired | 0 | 0 | 0 | 0 | 0 | 0 | 0 | 0 | 0 | 0 | 0 | 014817372717 | 14.75 | 9.25 | 31.25 | 17.2 | 2.467 | 125 | Yes | [8 empty] | UL Damp | cUL Damp | Outdoor Lantern - Hang | 3 - Light Whitaker |  | OL7411ASTB.jpg | OL7411ASTB.jpg
OL7600ES | 1 - Light Wall Lantern | The Dakota Collection is a contemporary take on a traditional lantern that is elegantly suspended from the backplate. The delicate lines on Dakota's streamlined frame rise softly into a curved crown. Dakota is available in an Espresso finish with a choice of either an Opal Etched glass shade or a Clear Seeded glass shade. | OUTDOOR | Dakota | Outdoor Lighting | Espresso | ES | Aluminum | Opal Etched Glass | W:3.25" H:7.75" |  |  | 1 Medium A19 100w |  | 1 | No | [27 empty] | 74.45 | 148.9 | 223.35 | W:4 3/4'' H:13 1/4'' E:5 3/4'' | 3.19 |  |  | 4.75 | 13.25 | Double Cap Nuts |  |  |  |  | 5.75 | [25 empty] | W:4 1/2'' H:8'' OB UP:3 3/4'' OB DOWN:9 3/8'' Rectangular | [7 empty] | Hardwired | 0 | 0 | 0 | 0 | 0 | 0 | 0 | 0 | 0 | 0 | 0 | 014817414066 | 8 | 9.75 | 4.75 | 4.5 | 0.214 | 70 | Yes | 2 | 10014817414063 | 16 | 17.5 | 9.5 | 9 | 1.539 | Yes | UL Wet | cUL Wet | Outdoor Lantern - BRKT | 1-Light Dakota |  | OL7600ES.jpg | OL7600ES.jpg
OL7600HTBZ | 1 - Light Wall Lantern | The Dakota Collection is a contemporary take on a traditional lantern that is elegantly suspended from the backplate. The delicate lines on Dakota's streamlined frame rise softly into a curved crown. Dakota is available in an Espresso finish with a choice of either an Opal Etched glass shade or a Clear Seeded glass shade. | OUTDOOR | Dakota | Outdoor Lighting | Heritage Bronze | HTBZ | Aluminum | Aged Oak Glass | W:3.25" H:7.75" |  |  | 1 Medium A19 100w |  | 1 | No | [27 empty] | 74.45 | 148.9 | 223.35 | W:4 3/4'' H:13 1/4'' E:5 3/4'' | 3.19 |  |  | 4.75 | 13.25 | Double Cap Nuts |  |  |  |  | 5.75 | [25 empty] | W:4 1/2'' H:7 1/2'' OB UP:3 3/4'' OB DOWN:9 3/8'' Rectangular | [7 empty] | Hardwired | 0 | 0 | 0 | 0 | 0 | 0 | 0 | 0 | 0 | 0 | 0 | 014817392302 | 9 | 7.5 | 16 | 2.86 | 0.625 | 175 | Yes | 2 | 10014817392309 | 16.75 | 9.5 | 16.75 | 6.72 | 1.542 | Yes | UL Wet | cUL Wet | Outdoor Lantern - BRKT | 1-Light Dakota |  | OL7600HTBZ.jpg | OL7600HTBZ.jpg
OL7601ES | 1 - Light Wall Lantern | The Dakota Collection is a contemporary take on a traditional lantern that is elegantly suspended from the backplate. The delicate lines on Dakota's streamlined frame rise softly into a curved crown. Dakota is available in an Espresso finish with a choice of either an Opal Etched glass shade or a Clear Seeded glass shade. | OUTDOOR | Dakota | Outdoor Lighting | Espresso | ES | Aluminum | White Opal Etched Glass | D:5.75" H:11.875" |  |  | 1 Medium A19 150w |  | 1 | No | [27 empty] | 120.95 | 241.9 | 362.85 | W:7 5/8'' H:20 5/8'' E:9 1/8'' | 9.75 |  |  | 7.625 | 20.625 | Double Cap Nuts |  |  |  |  | 9.125 | [25 empty] | W:4 1/2'' H:11 1/4'' OB UP:8 1/2'' OB DOWN:12 1/8'' Rectangular | [7 empty] | Hardwired | 0 | 0 | 0 | 0 | 0 | 0 | 0 | 0 | 0 | 0 | 0 | 014817414073 | 12.5 | 24 | 10 | 11 | 1.736 | 125 | Yes | [8 empty] | UL Wet | cUL Wet | Outdoor Lantern - BRKT | 1-Light Dakota |  | OL7601ES.jpg | OL7601ES.jpg
OL7601HTBZ | 1 - Light Wall Lantern | The Dakota Collection is a contemporary take on a traditional lantern that is elegantly suspended from the backplate. The delicate lines on Dakota's streamlined frame rise softly into a curved crown. Dakota is available in an Espresso finish with a choice of either an Opal Etched glass shade or a Clear Seeded glass shade. | OUTDOOR | Dakota | Outdoor Lighting | Heritage Bronze | HTBZ | Aluminum | Aged Oak Glass | D:5.75" H:11.875" |  |  | 1 Medium A19 150w |  | 1 | No | [27 empty] | 120.95 | 241.9 | 362.85 | W:7 5/8'' H:20 5/8'' E:9 1/8'' | 9.75 |  |  | 7.625 | 20.625 | Double Cap Nuts |  |  |  |  | 9.125 | [25 empty] | W:4 1/2'' H:11 1/4'' OB UP:8 1/2'' OB DOWN:12 1/8'' Rectangular | [7 empty] | Hardwired | 0 | 0 | 0 | 0 | 0 | 0 | 0 | 0 | 0 | 0 | 0 | 014817392326 | 12.5 | 10.5 | 24 | 3.3 | 1.823 | 300 | Yes | [8 empty] | UL Wet | cUL Wet | Outdoor Lantern - BRKT | 1-Light Dakota |  | OL7601HTBZ.jpg | OL7601HTBZ.jpg
OL7602ES | 1 - Light Wall Lantern | The Dakota Collection is a contemporary take on a traditional lantern that is elegantly suspended from the backplate. The delicate lines on Dakota's streamlined frame rise softly into a curved crown. Dakota is available in an Espresso finish with a choice of either an Opal Etched glass shade or a Clear Seeded glass shade. | OUTDOOR | Dakota | Outdoor Lighting | Espresso | ES | Aluminum | White Opal Etched Glass | D:7.5" H:14.5" |  |  | 1 Medium A19 150w |  | 1 | No | [27 empty] | 196.45 | 392.9 | 589.35 | W:9 1/2'' H:24 3/4'' E:11'' | 12.71 |  |  | 9.5 | 24.75 | Double Cap Nuts |  |  |  |  | 11 | [25 empty] | W:12 1/2'' H:4 1/2'' OB UP:9 5/8'' OB DOWN:15 1/8'' Rectangular | [7 empty] | Hardwired | 0 | 0 | 0 | 0 | 0 | 0 | 0 | 0 | 0 | 0 | 0 | 014817414080 | 13.5 | 28.5 | 12 | 15.4 | 2.672 | 175 | Yes | [8 empty] | UL Wet | cUL Wet | Outdoor Lantern - BRKT | 3-Light Dakota |  | OL7602ES.jpg | OL7602ES.jpg
OL7602HTBZ | 1 - Light Wall Lantern | The Dakota Collection is a contemporary take on a traditional lantern that is elegantly suspended from the backplate. The delicate lines on Dakota's streamlined frame rise softly into a curved crown. Dakota is available in an Espresso finish with a choice of either an Opal Etched glass shade or a Clear Seeded glass shade. | OUTDOOR | Dakota | Outdoor Lighting | Heritage Bronze | HTBZ | Aluminum | Aged Oak Glass | D:7.5" H:14.5" |  |  | 1 Medium A19 150w |  | 1 | No | [27 empty] | 196.45 | 392.9 | 589.35 | W:9 1/2'' H:24 3/4'' E:11'' | 12.71 |  |  | 9.5 | 24.75 | Double Cap Nuts |  |  |  |  | 11 | [25 empty] | W:12 1/2'' H:4 1/2'' OB UP:9 5/8'' OB DOWN:15 1/8'' Rectangular | [7 empty] | Hardwired | 0 | 0 | 0 | 0 | 0 | 0 | 0 | 0 | 0 | 0 | 0 | 014817392333 | 29 | 12.5 | 12.5 | 12.6 | 2.622 | 175 | Yes | [8 empty] | UL Wet | cUL Wet | Outdoor Lantern - BRKT | 3-Light Dakota |  | OL7602HTBZ.jpg | OL7602HTBZ1.jpg
OL7604ES | 1 - Light Wall Lantern | The Dakota Collection is a contemporary take on a traditional lantern that is elegantly suspended from the backplate. The delicate lines on Dakota's streamlined frame rise softly into a curved crown. Dakota is available in an Espresso finish with a choice of either an Opal Etched glass shade or a Clear Seeded glass shade. | OUTDOOR | Dakota | Outdoor Lighting | Espresso | ES | Aluminum | White Opal Etched Glass | D:4.75" H:9.625" |  |  | 1 Medium A19 100w |  | 1 | No | [27 empty] | 101.45 | 202.9 | 304.35 | W:6 1/8'' H:16 7/8'' E:7 1/2'' | 5.72 |  |  | 6.125 | 16.875 | [5 empty] | 7.5 | [25 empty] | W:4 1/2'' H:9 1/8'' Rectangular |  |  |  | 96 |  |  |  | Hardwired | 0 | 0 | 0 | 0 | 0 | 0 | 0 | 0 | 0 | 0 | 0 | 014817414097 | 10 | 20 | 9 | 7 | 1.042 | 125 | Yes | 10 | 10014817414094 | 10.25 | 9 | 20.25 | 7.26 | 1.081 |  | UL Wet | cUL Wet | Outdoor Lantern - Wall Bracket | 1-Light Dakota |  | OL7604ES.jpg | OL7604ES.jpg
OL7604HTBZ | 1 - Light Wall Lantern | The Dakota Collection is a contemporary take on a traditional lantern that is elegantly suspended from the backplate. The delicate lines on Dakota's streamlined frame rise softly into a curved crown. Dakota is available in an Espresso finish with a choice of either an Opal Etched glass shade or a Clear Seeded glass shade. | OUTDOOR | Dakota | Outdoor Lighting | Heritage Bronze | HTBZ | Aluminum | Aged Oak Glass | D:4.75" H:9.625" |  |  | 1 Medium A19 100w |  | 1 | No | [27 empty] | 101.45 | 202.9 | 304.35 | W:6 1/8'' H:16 7/8'' E:7 1/2'' | 5.72 |  |  | 6.125 | 16.875 | Universal Mounting Bar |  |  |  |  | 7.5 | [25 empty] | DP:5/8'' W:5'' H:9 1/2'' OB UP:4 5/8'' OB DOWN:4 5/8'' Rectangular |  |  |  | 8 | Black/White |  |  | Hardwired | 0 | 0 | 0 | 0 | 0 | 0 | 0 | 0 | 0 | 0 | 0 | 014817409697 | 10 | 20 | 9 | 7 | 1.042 | 125 | Yes | [8 empty] | UL Wet | cUL Wet | Outdoor Lantern - Wall Bracket | 1-Light Dakota |  | OL7604HTBZ.jpg | OL7604HTBZ.jpg
OL7607ES | 3 - Light Post | The Dakota Collection is a contemporary take on a traditional lantern that is elegantly suspended from the backplate. The delicate lines on Dakota's streamlined frame rise softly into a curved crown. Dakota is available in an Espresso finish with a choice of either an Opal Etched glass shade or a Clear Seeded glass shade. | OUTDOOR | Dakota | Outdoor Lighting | Espresso | ES | Aluminum | White Opal Etched Glass | D:7.5" H:14.5" |  |  | 3 Candelabra Flame Tip 60w |  | 3 | No | [27 empty] | 181.95 | 363.9 | 545.85 | W:9 1/2'' H:28 1/8'' | 8.31 |  |  | 9.5 | 28.125 | Post | [38 empty] | Hardwired | 0 | 0 | 0 | 0 | 0 | 0 | 0 | 0 | 0 | 0 | 0 | 014817414103 | 32 | 12 | 12 | 11.9 | 2.667 | 175 | Yes | [8 empty] | UL Wet | cUL Wet | Outdoor Lantern - Post | 3-Light Dakota |  | OL7607ES.jpg | OL7607ES.jpg
OL7607HTBZ | 3 - Light Post | The Dakota Collection is a contemporary take on a traditional lantern that is elegantly suspended from the backplate. The delicate lines on Dakota's streamlined frame rise softly into a curved crown. Dakota is available in an Espresso finish with a choice of either an Opal Etched glass shade or a Clear Seeded glass shade. | OUTDOOR | Dakota | Outdoor Lighting | Heritage Bronze | HTBZ | Aluminum | Aged Oak Glass | D:7.5" H:14.5" |  |  | 3 Candelabra Flame Tip 60w |  | 3 | No | [27 empty] | 181.95 | 363.9 | 545.85 | W:9 1/2'' H:28 1/8'' | 8.31 |  |  | 9.5 | 28.125 | Post | [38 empty] | Hardwired | 0 | 0 | 0 | 0 | 0 | 0 | 0 | 0 | 0 | 0 | 0 | 014817392364 | 15 | 15 | 26.5 | 16.6 | 3.451 | 175 | Yes | [8 empty] | UL Wet | cUL Wet | Outdoor Lantern - Post | 3-Light Dakota |  | OL7607HTBZ.jpg | OL7607HTBZ.jpg
OL7613ES | 3 - Light Ceiling Fixture | The Dakota Collection is a contemporary take on a traditional lantern that is elegantly suspended from the backplate. The delicate lines on Dakota's streamlined frame rise softly into a curved crown. Dakota is available in an Espresso finish with a choice of either an Opal Etched glass shade or a Clear Seeded glass shade. | OUTDOOR | Dakota | Outdoor Lighting | Espresso | ES | Steel | White Opal Etched Glass | D:13.5" |  |  | 3 Medium A19 60w |  | 3 | No | [27 empty] | 107.95 | 215.9 | 323.85 | D:14'' H:4 7/8'' | 7.35 | 14 |  |  | 4.875 | Center Pipe | [38 empty] | Hardwired | 0 | 0 | 0 | 0 | 0 | 0 | 0 | 0 | 0 | 0 | 0 | 014817414134 | 16.75 | 16.75 | 10 | 10.5 | 1.624 | 125 | Yes | 2 | 10014817414131 | 21.25 | 17 | 17.25 | 24.2 | 3.606 | Yes | UL Damp | cUL Damp | Outdoor Lantern - FLUSHMOUNT | 3-Light Dakota |  | OL7613ES.jpg | OL7613ES.jpg
OL7613HTBZ | 3 - Light Ceiling Fixture | The Dakota Collection is a contemporary take on a traditional lantern that is elegantly suspended from the backplate. The delicate lines on Dakota's streamlined frame rise softly into a curved crown. Dakota is available in an Espresso finish with a choice of either an Opal Etched glass shade or a Clear Seeded glass shade. | OUTDOOR | Dakota | Outdoor Lighting | Heritage Bronze | HTBZ | Steel | Aged Oak Glass | D:13.5" |  |  | 3 Medium A19 60w |  | 3 | No | [27 empty] | 107.95 | 215.9 | 323.85 | D:14'' H:4 7/8'' | 7.35 | 14 |  |  | 4.875 | Center Pipe | [38 empty] | Hardwired | 0 | 0 | 0 | 0 | 0 | 0 | 0 | 0 | 0 | 0 | 0 | 014817392371 | 16.75 | 10.75 | 10 | 9.4 | 1.042 | 100 | Yes | 2 | 10014817392378 | 17.25 | 17.25 | 21.25 | 21.1 | 3.659 | Yes | UL Damp | cUL Damp | Outdoor Lantern - FLUSHMOUNT | 3-Light Dakota | Supply wire rate: 90 degree celcius **(3) 40 Watt Max. (Canada) bulbs | OL7613HTBZ.jpg | OL7613HTBZ.jpg
OL7621ES | 1 - Light Wall Lantern | The Dakota Collection is a contemporary take on a traditional lantern that is elegantly suspended from the backplate. The delicate lines on Dakota's streamlined frame rise softly into a curved crown. Dakota is available in an Espresso finish with a choice of either an Opal Etched glass shade or a Clear Seeded glass shade. | OUTDOOR | Dakota | Outdoor Lighting | Espresso | ES | Steel / Aluminum | Clear Seeded Glass | D:4.75" H:9.625" |  |  | 1 Medium A19 100w |  | 1 | No | [14 empty] | 0 | [12 empty] | 96.95 | 193.9 | 290.85 | W:6 1/8'' H:16 7/8'' E:7 1/2'' | 6.5 |  |  | 6.125 | 16.875 | Cap Nuts |  |  |  |  | 7.5 | [25 empty] | DP:17/32'' W:4 1/2'' H:9 1/8'' OB UP:4 7/8'' Rectangular |  |  |  | 8 |  |  |  | Hardwired | 0 | 0 | 0 | 0 | 0 | 0 | 0 | 0 | 0 | 0 | 0 | 014817580662 | 20.5 | 10.25 | 8.5 | 7 | 1.034 | 125 | Yes | [9 empty] | cETL Wet | DAKOTA 1L WALL LANTERN ES | 1 - Light Wall Lantern | See Drawing "All fasteners behind backplate must be sealed with silicone gel" | OL7621ES.jpg | OL7621ES.jpg
OL7622ES | 2 - Light Wall Lantern | The Dakota Collection is a contemporary take on a traditional lantern that is elegantly suspended from the backplate. The delicate lines on Dakota's streamlined frame rise softly into a curved crown. Dakota is available in an Espresso finish with a choice of either an Opal Etched glass shade or a Clear Seeded glass shade. | OUTDOOR | Dakota | Outdoor Lighting | Espresso | ES | Steel / Aluminum | Clear Seeded Glass | D:5.75" H:11.875" |  |  | 2 Candelabra Torpedo 60w |  | 2 | No | [14 empty] | 0 | [12 empty] | 116.95 | 233.9 | 350.85 | W:7 5/8'' H:20 5/8'' E:9 1/8'' | 9.5 |  |  | 7.625 | 20.625 | Cap Nuts |  |  |  |  | 9.125 | [25 empty] | DP:1/2'' W:4 1/2'' H:11 1/4'' OB UP:8 1/2'' Rectangular |  |  |  | 8 |  |  |  | Hardwired | 0 | 0 | 0 | 0 | 0 | 0 | 0 | 0 | 0 | 0 | 0 | 014817580679 | 24.75 | 11 | 12.5 | 10.4 | 1.969 | 175 | Yes | [9 empty] | cETL Wet | DAKOTA 2L WALL LANTERN ES | 2 - Light Wall Lantern | See Drawing "All fasteners behind backplate must be sealed with silicone gel" | OL7622ES.jpg | OL7622ES.jpg
OL7623ES | 3 - Light Wall Lantern | The Dakota Collection is a contemporary take on a traditional lantern that is elegantly suspended from the backplate. The delicate lines on Dakota's streamlined frame rise softly into a curved crown. Dakota is available in an Espresso finish with a choice of either an Opal Etched glass shade or a Clear Seeded glass shade. | OUTDOOR | Dakota | Outdoor Lighting | Espresso | ES | Steel / Aluminum | Clear Seeded Glass | D:7.5" H:14.5" |  |  | 3 Candelabra Torpedo 60w |  | 3 | No | [14 empty] | 0 | [12 empty] | 186.95 | 373.9 | 560.85 | W:9 1/2'' H:24 3/4'' E:11'' | 12.5 |  |  | 9.5 | 24.75 | Cap Nuts |  |  |  |  | 11 | [25 empty] | DP:1/2'' W:4 1/2'' H:12 3/8'' OB UP:9 5/8'' Rectangular |  |  |  | 8 |  |  |  | Hardwired | 0 | 0 | 0 | 0 | 0 | 0 | 0 | 0 | 0 | 0 | 0 | 014817580686 | 29.25 | 14.25 | 12 | 14.1 | 2.895 | 175 | Yes | [9 empty] | cETL Wet | DAKOTA 3LWALL LANTERN ES | 3 - Light Wall Lantern | See Drawing "All fasteners behind backplate must be sealed with silicone gel" | OL7623ES.jpg | OL7623ES.jpg
OL7627ES | 3 - Light Post/Pier Lantern | The Dakota Collection is a contemporary take on a traditional lantern that is elegantly suspended from the backplate. The delicate lines on Dakota's streamlined frame rise softly into a curved crown. Dakota is available in an Espresso finish with a choice of either an Opal Etched glass shade or a Clear Seeded glass shade. | OUTDOOR | Dakota | Outdoor Lighting | Espresso | ES | Steel / Aluminum | Clear Seeded Glass | D:7.5" H:14.5" |  |  | 3 Candelabra Torpedo 60w |  | 3 | No | [14 empty] | 0 | [12 empty] | 174.45 | 348.9 | 523.35 | D:9 1/2'' H:28 1/8'' | 10.5 | 9.5 |  |  | 28.125 | Post Mount | [34 empty] | 12 | Black/White |  |  | Hardwired | 0 | 0 | 0 | 0 | 0 | 0 | 0 | 0 | 0 | 0 | 0 | 014817580693 | 32 | 12.25 | 12 | 11 | 2.722 | 175 | Yes | [9 empty] | cETL Wet | DAKOTA 3L POST LANTERN ES | 3 - Light Post/Pier Lantern |  | OL7627ES.jpg | OL7627ES.jpg
OL7631ES | 3 - Light Hanging Lantern | The Dakota Collection is a contemporary take on a traditional lantern that is elegantly suspended from the backplate. The delicate lines on Dakota's streamlined frame rise softly into a curved crown. Dakota is available in an Espresso finish with a choice of either an Opal Etched glass shade or a Clear Seeded glass shade. | OUTDOOR | Dakota | Outdoor Lighting | Espresso | ES | Steel | Clear Seeded Glass | D:7.5" H:14.5" |  |  | 3 Candelabra Torpedo 60w |  | 3 | No | [14 empty] | 0 | [12 empty] | 175.45 | 350.9 | 526.35 | D:9 1/2'' H:23'' O:87 1/2'' | 10.5 | 9.5 |  |  | 23 | Center Lock-Up |  |  | 87.5 | [26 empty] | D:5 1/2'' H:3/4'' Round |  |  |  |  | 180 | Brown | 60 |  | Hardwired | 0 | 0 | 0 | 0 | 0 | 0 | 0 | 0 | 0 | 0 | 0 | 014817580709 | 25.75 | 11.75 | 11.75 | 11.1 | 2.057 | 175 | Yes | [9 empty] | cETL Damp | DAKOTA 3L HANGING LANTERN ES | 3 - Light Hanging Lantern |  | OL7631ES.jpg | OL7631ES.jpg
OL7633ES | 3 - Light Flush Mount | The Dakota Collection is a contemporary take on a traditional lantern that is elegantly suspended from the backplate. The delicate lines on Dakota's streamlined frame rise softly into a curved crown. Dakota is available in an Espresso finish with a choice of either an Opal Etched glass shade or a Clear Seeded glass shade. | OUTDOOR | Dakota | Ceiling Lights | Espresso | ES | Steel | Clear Seeded Glass | W:9.375" H:4.25" |  |  | 3 Medium A19 60w |  | 3 | No | [14 empty] | 0 | [12 empty] | 102.95 | 205.9 | 308.85 | D:14'' H:4 7/8'' | 6 | 14 |  |  | 4.875 | Universal Mounting Bar | [29 empty] | D:13 3/4'' H:3/4'' Round |  |  |  |  | 8 |  |  |  | Hardwired | 0 | 0 | 0 | 0 | 0 | 0 | 0 | 0 | 0 | 0 | 0 | 014817580716 | 17 | 17 | 10.5 | 9.7 | 1.756 | 175 | Yes | 2 | 10014817580713 | 17.5 | 17.5 | 21.5 | 21.3 | 3.81 | Yes |  | cETL Damp | DAKOTA 3L HANGING LANTERN ES | 3 - Light Flush Mount |  | OL7633ES.jpg | OL7633ES.jpg
OL8600RSZ | 1-Light Outdoor Lantern | All Aboard! Reminiscent of old railroad lighting, the Redding Station Collection warmly illuminates its surroundings with a vintage railroad vibe. The all-aluminum shades feature textured details. Redding Station is available in three finish options: Tarnished Silver, Restoration Bronze and Textured Black. | OUTDOOR | Redding Station | Outdoor Lighting | Restoration Bronze | RSZ | Aluminum |  |  |  |  | 1 Medium A21 100w |  | 1 | No | [27 empty] | 57.45 | 114.9 | 172.35 | W:9'' H:9 11/16'' E:10 3/8'' | 1.48 |  |  | 9 | 9.6875 | [5 empty] | 10.375 | [25 empty] | DP:1'' W:4 1/2'' H:6 1/2'' OB UP:4 1/4'' Rectangular | [8 empty] | 0 | 0 | 0 | 0 | 0 | 0 | 0 | 0 | 0 | 0 | 0 | 014817477030 | 12.5 | 11.5 | 12 | 2.7 | 0.998 | 250 | Yes | [9 empty] | cUL Wet | OUTDOOR LANTERN WALL BRACKET | 1-Light Redding Station |  | OL8600RSZ.jpg | OL8600RSZ.jpg
OL8600RSZ-L1 | 1-Light Redding Station | All Aboard! Reminiscent of old railroad lighting, the Redding Station Collection warmly illuminates its surroundings with a vintage railroad vibe. The all-aluminum shades feature textured details. Redding Station is available in three finish options: Tarnished Silver, Restoration Bronze and Textured Black. | OUTDOOR | Redding Station | Outdoor Lighting | Restoration Bronze | RSZ | Aluminum |  |  |  |  | 1 Integrated Modules 14w |  | 1 | Yes | 1000 | 2700 | 90 | 14 | 120 | 19 - Integrated | MODS - Modules |  |  |  |  | 14 | 14 | 50000 | 0 | [12 empty] | 69.45 | 138.9 | 208.35 | W:9'' H:9 11/16'' E:10 3/8'' | 1.48 |  |  | 9 | 9.6875 | [5 empty] | 10.375 | [25 empty] | DP:1'' W:4 1/2'' H:6 1/2'' OB UP:4 1/4'' Rectangular | [8 empty] | 0 | 0 | 0 | 0 | 1 | 0 | 0 | 0 | 0 | 0 | 0 | 014817582444 | 13 | 12.5 | 11.75 | 3.1 | 1.105 | 250 | Yes | [9 empty] | cUL Wet | OUTDOOR LANTERN WALL BRACKET | 1-Light Redding Station |  | OL8600RSZ-L1.jpg | OL8600RSZL1.jpg
OL8600RSZ/T | 1-Light Redding Station | All Aboard! Reminiscent of old railroad lighting, the Redding Station Collection warmly illuminates its surroundings with a vintage railroad vibe. The all-aluminum shades feature textured details. Redding Station is available in three finish options: Tarnished Silver, Restoration Bronze and Textured Black. | OUTDOOR | Redding Station | Outdoor Lighting | Restoration Bronze | RSZ | Aluminum |  |  |  |  | 1 Medium PAR20 7w |  | 1 | Yes | [14 empty] | 0 | [12 empty] | 86.45 | 172.9 | 259.35 | W:9'' H:9 11/16'' E:10 3/8'' | 1.48 |  |  | 9 | 9.6875 | [5 empty] | 10.375 | [25 empty] | DP:1'' W:4 1/2'' H:6 1/2'' OB UP:4 1/4'' Rectangular | [8 empty] | 0 | 0 | 0 | 0 | 0 | 0 | 0 | 0 | 0 | 0 | 0 | 014817596489 | 12.5 | 11.5 | 12 | 2.7 | 0.998 | 250 | Yes | [9 empty] | cUL Wet | OUTDOOR LANTERN WALL BRACKET | 1-Light Redding Station |  | OL8600RSZT.jpg | OL8600RSZT.jpg
OL8600TRD | 1-Light Outdoor Lantern | All Aboard! Reminiscent of old railroad lighting, the Redding Station Collection warmly illuminates its surroundings with a vintage railroad vibe. The all-aluminum shades feature textured details. Redding Station is available in three finish options: Tarnished Silver, Restoration Bronze and Textured Black. | OUTDOOR | Redding Station | Outdoor Lighting | Tarnished Silver | TRD | Aluminum |  |  |  |  | 1 Medium A21 100w |  | 1 | No | [27 empty] | 57.45 | 114.9 | 172.35 | W:9'' H:9 11/16'' E:10 3/8'' | 1.48 |  |  | 9 | 9.6875 | [5 empty] | 10.375 | [25 empty] | DP:1'' W:4 1/2'' H:6 1/2'' OB UP:4 1/4'' Rectangular | [8 empty] | 0 | 0 | 0 | 0 | 0 | 0 | 0 | 0 | 0 | 0 | 0 | 014817477061 | 12.5 | 11.5 | 12.25 | 2.6 | 1.019 | 250 | Yes | [9 empty] | cUL Wet | OUTDOOR LANTERN WALL BRACKET | 1-Light Redding Station |  | OL8600TRD.jpg | OL8600TRD.jpg
OL8600TRD-L1 | 1-Light Redding Station | All Aboard! Reminiscent of old railroad lighting, the Redding Station Collection warmly illuminates its surroundings with a vintage railroad vibe. The all-aluminum shades feature textured details. Redding Station is available in three finish options: Tarnished Silver, Restoration Bronze and Textured Black. | OUTDOOR | Redding Station | Outdoor Lighting | Tarnished Silver | TRD | Aluminum |  |  |  |  | 1 Integrated Modules 14w |  | 1 | Yes | 1000 | 2700 | 90 | 14 | 120 | 19 - Integrated | MODS - Modules |  |  |  |  | 14 | 14 | 50000 | 0 | [12 empty] | 69.45 | 138.9 | 208.35 | W:9'' H:9 11/16'' E:10 3/8'' | 1.48 |  |  | 9 | 9.6875 | [5 empty] | 10.375 | [25 empty] | DP:1'' W:4 1/2'' H:6 1/2'' OB UP:4 1/4'' Rectangular | [8 empty] | 0 | 0 | 0 | 0 | 1 | 0 | 0 | 0 | 0 | 0 | 0 | 014817582451 | 13 | 12.5 | 11.75 | 3.1 | 1.105 | 250 | Yes | [9 empty] | cUL Wet | OUTDOOR LANTERN WALL BRACKET | 1-Light Redding Station |  | OL8600TRD-L1.jpg | OL8600TRDL1.jpg
OL8600TXB | 1-Light Small Wall Lantern | All Aboard! Reminiscent of old railroad lighting, the Redding Station Collection warmly illuminates its surroundings with a vintage railroad vibe. The all-aluminum shades feature textured details. Redding Station is available in three finish options: Tarnished Silver, Restoration Bronze and Textured Black. | OUTDOOR | Redding Station | Outdoor Lighting | Textured Black | TXB | Aluminum |  |  |  |  | 1 Medium A21 100w |  | 1 | No | [14 empty] | 0 | [12 empty] | 57.45 | 114.9 | 172.35 | W:9'' H:9 5/8'' E:10 3/8'' | 1.32 |  |  | 9 | 9.625 | Double Cap Nuts |  |  |  |  | 10.375 | [25 empty] | DP:1'' W:4 1/2'' H:6 1/2'' OB UP:4 1/4'' Rectangular |  |  |  | 8 |  |  |  |  | 0 | 0 | 0 | 0 | 0 | 0 | 0 | 0 | 0 | 0 | 0 | 014817587685 | 13 | 12.25 | 11.75 | 2.7 | 1.083 | 250 | Yes | [9 empty] | cUL Wet | 1L REDDING STN SM LNTRN TXB | 1L REDDING STN SM LNTRN TXB |  | OL8600TXB.jpg | OL8600TXB.jpg
OL8600TXB/T | 1-Light Small Wall Lantern | All Aboard! Reminiscent of old railroad lighting, the Redding Station Collection warmly illuminates its surroundings with a vintage railroad vibe. The all-aluminum shades feature textured details. Redding Station is available in three finish options: Tarnished Silver, Restoration Bronze and Textured Black. | OUTDOOR | Redding Station | Outdoor Lighting | Textured Black | TXB | Aluminum |  |  |  |  | 1 Medium PAR20 7w |  | 1 | Yes | [14 empty] | 0 | [12 empty] | 86.45 | 172.9 | 259.35 | W:9'' H:9 5/8'' E:10 3/8'' | 1.32 |  |  | 9 | 9.625 | Double Cap Nuts |  |  |  |  | 10.375 | [25 empty] | DP:1'' W:4 1/2'' H:6 1/2'' OB UP:4 1/4'' Rectangular |  |  |  | 8 |  |  |  |  | 0 | 0 | 0 | 0 | 0 | 0 | 0 | 0 | 0 | 0 | 0 | 014817596502 | 13 | 12.25 | 11.75 | 2.7 | 1.083 | 250 | Yes | [9 empty] | cUL Wet | 1L REDDING STN SM LNTRN TXB | 1L REDDING STN SM LNTRN TXB |  | OL8600TXBT.jpg | OL8600TXBT.jpg
OL8601RSZ | 1-Light Outdoor Lantern | All Aboard! Reminiscent of old railroad lighting, the Redding Station Collection warmly illuminates its surroundings with a vintage railroad vibe. The all-aluminum shades feature textured details. Redding Station is available in three finish options: Tarnished Silver, Restoration Bronze and Textured Black. | OUTDOOR | Redding Station | Outdoor Lighting | Restoration Bronze | RSZ | Aluminum |  |  |  |  | 1 Medium A21 100w |  | 1 | No | [27 empty] | 80.45 | 160.9 | 241.35 | W:12'' H:12 1/2'' E:13 7/16'' | 2.2 |  |  | 12 | 12.5 | [5 empty] | 13.4375 | [25 empty] | DP:1'' W:4 3/4'' H:7 7/8'' Rectangular | [8 empty] | 0 | 0 | 0 | 0 | 0 | 0 | 0 | 0 | 0 | 0 | 0 | 014817476989 | 14.75 | 16 | 15.75 | 4.2 | 2.151 | 250 | Yes | [9 empty] | cUL Wet | OUTDOOR LANTERN WALL BRACKET | 1-Light Redding Station |  | OL8601RSZ.jpg | OL8601RSZ.jpg
OL8601RSZ-L1 | 1-Light Redding Station | All Aboard! Reminiscent of old railroad lighting, the Redding Station Collection warmly illuminates its surroundings with a vintage railroad vibe. The all-aluminum shades feature textured details. Redding Station is available in three finish options: Tarnished Silver, Restoration Bronze and Textured Black. | OUTDOOR | Redding Station | Outdoor Lighting | Restoration Bronze | RSZ | Aluminum |  |  |  |  | 1 Integrated Modules 14w |  | 1 | Yes | 1000 | 2700 | 90 | 14 | 120 | 19 - Integrated | MODS - Modules |  |  |  |  | 14 | 14 | 50000 | 0 | [12 empty] | 91.95 | 183.9 | 275.85 | W:12'' H:12 1/2'' E:13 7/16'' | 2.2 |  |  | 12 | 12.5 | [5 empty] | 13.4375 | [25 empty] | DP:1'' W:4 3/4'' H:7 7/8'' Rectangular | [8 empty] | 0 | 0 | 0 | 0 | 1 | 0 | 0 | 0 | 0 | 0 | 0 | 014817582468 | 16.25 | 11.75 | 14.5 | 5.1 | 1.602 | 250 | Yes | [9 empty] | cUL Wet | OUTDOOR LANTERN WALL BRACKET | 1-Light Redding Station |  | OL8601RSZ-L1.jpg | OL8601RSZL1.jpg
OL8601TRD | 1-Light Outdoor Lantern | All Aboard! Reminiscent of old railroad lighting, the Redding Station Collection warmly illuminates its surroundings with a vintage railroad vibe. The all-aluminum shades feature textured details. Redding Station is available in three finish options: Tarnished Silver, Restoration Bronze and Textured Black. | OUTDOOR | Redding Station | Outdoor Lighting | Tarnished Silver | TRD | Aluminum |  |  |  |  | 1 Medium A21 100w |  | 1 | No | [27 empty] | 80.45 | 160.9 | 241.35 | W:12'' H:12 1/2'' E:13 7/16'' | 2.2 |  |  | 12 | 12.5 | [5 empty] | 13.4375 | [25 empty] | DP:1'' W:4 3/4'' H:7 7/8'' Square | [8 empty] | 0 | 0 | 0 | 0 | 0 | 0 | 0 | 0 | 0 | 0 | 0 | 014817477016 | 14.75 | 15.75 | 15.75 | 4.2 | 2.117 | 250 | Yes | [9 empty] | cUL Wet | OUTDOOR LANTERN WALL BRACKET | 1-Light Redding Station |  | OL8601TRD.jpg | OL8601TRD.jpg
OL8601TRD-L1 | 1-Light Redding Station | All Aboard! Reminiscent of old railroad lighting, the Redding Station Collection warmly illuminates its surroundings with a vintage railroad vibe. The all-aluminum shades feature textured details. Redding Station is available in three finish options: Tarnished Silver, Restoration Bronze and Textured Black. | OUTDOOR | Redding Station | Outdoor Lighting | Tarnished Silver | TRD | Aluminum |  |  |  |  | 1 Integrated Modules 14w |  | 1 | Yes | 1000 | 2700 | 90 | 14 | 120 | 19 - Integrated | MODS - Modules |  |  |  |  | 14 | 14 | 50000 | 0 | [12 empty] | 91.95 | 183.9 | 275.85 | W:12'' H:12 1/2'' E:13 7/16'' | 2.2 |  |  | 12 | 12.5 | [5 empty] | 13.4375 | [25 empty] | DP:1'' W:4 3/4'' H:7 7/8'' Square | [8 empty] | 0 | 0 | 0 | 0 | 1 | 0 | 0 | 0 | 0 | 0 | 0 | 014817582475 | 16.25 | 15.75 | 14.5 | 5.3 | 2.148 | 250 | Yes | [9 empty] | cUL Wet | OUTDOOR LANTERN WALL BRACKET | 1-Light Redding Station |  | OL8601TRD-L1.jpg | OL8601TRDL1.jpg
OL8601TXB | 1-Light Medium Wall Lantern | All Aboard! Reminiscent of old railroad lighting, the Redding Station Collection warmly illuminates its surroundings with a vintage railroad vibe. The all-aluminum shades feature textured details. Redding Station is available in three finish options: Tarnished Silver, Restoration Bronze and Textured Black. | OUTDOOR | Redding Station | Outdoor Lighting | Textured Black | TXB | Aluminum |  |  |  |  | 1 Medium A21 100w |  | 1 | No | [14 empty] | 0 | [12 empty] | 80.45 | 160.9 | 241.35 | W:12'' H:12 1/2'' E:13 7/16'' | 2.4 |  |  | 12 | 12.5 | [5 empty] | 13.4375 | [25 empty] | DP:1'' W:4 3/4'' H:7 7/8'' OB UP:5 7/8'' Rectangular |  |  |  | 8 |  |  |  |  | 0 | 0 | 0 | 0 | 0 | 0 | 0 | 0 | 0 | 0 | 0 | 014817587692 | 14.75 | 16 | 15.75 | 4.2 | 2.151 | 250 | Yes | [9 empty] | cUL Wet | 1L REDDING STN MED LNTRN TXB | 1L REDDING STN MED LNTRN TXB |  | OL8601TXB.jpg | OL8601TXB.jpg
OL8701ORB | 1 - Light Wall Bracket | Classic styling, rich Oil Rubbed Bronze finish and watertight construction allow the Darby outdoor light wall sconce by Feiss to work well in just about any outdoor location. It features a dome-shaped metal shade at the end of a gracefully curving arm. | OUTDOOR | Darby | Outdoor Lighting | Oil Rubbed Bronze | ORB | Metal |  |  |  |  | 1 Medium A19 100w |  | 1 | No | [27 empty] | 28.98 | 57.96 | 86.94 | W:7 1/2'' H:9 1/4'' E:8 7/8'' | 1.4 |  |  | 7.5 | 9.25 | [5 empty] | 8.875 | [25 empty] | DP:7/8'' OB UP:5 3/4'' OB DOWN:3 1/2'' Round |  |  |  | 8 | Black/White |  |  | Hardwired | 0 | 0 | 0 | 0 | 0 | 0 | 0 | 0 | 0 | 0 | 0 | 014817483499 | 10.75 | 9.5 | 11.5 | 2.5 | 0.68 | 250 | Yes | [8 empty] | ETL Wet |  | OUTDOOR LANTERN WALL BRACKET | 1 - Light Darby |  | OL8701ORB.jpg | OL8701ORB.jpg
OL8904RSZ | 1 - Light Outdoor Lantern | All Aboard! Reminiscent of old railroad lighting, the Redding Station Collection warmly illuminates its surroundings with a vintage railroad vibe. The all-aluminum shades feature textured details. Redding Station is available in three finish options: Tarnished Silver, Restoration Bronze and Textured Black. | OUTDOOR | Redding Station | Outdoor Lighting | Restoration Bronze | RSZ | Aluminum |  |  |  |  | 1 Medium A19 100w |  | 1 | No | [14 empty] | 0 | [12 empty] | 86.45 | 172.9 | 259.35 | D:12'' H:11'' O:75 7/8'' | 2.9 | 12 |  |  | 11 | Cross Bar |  |  | 75.875 | [27 empty] | D:5 1/8'' DP:7/8'' Rectangular |  |  |  | 180 | Black | 60 |  | Hardwired | 0 | 0 | 0 | 0 | 0 | 0 | 0 | 0 | 0 | 0 | 0 | 014817497342 | 14 | 13.75 | 13 | 4.5 | 1.448 | 250 | Yes | [8 empty] | ETL Damp |  | OUTDOOR LANTERN HANGING | 1 - Light Redding Station |  | OL8904RSZ.jpg | OL8904RSZ.jpg
OL8904RSZ-L1 | 1 - Light Redding Station | All Aboard! Reminiscent of old railroad lighting, the Redding Station Collection warmly illuminates its surroundings with a vintage railroad vibe. The all-aluminum shades feature textured details. Redding Station is available in three finish options: Tarnished Silver, Restoration Bronze and Textured Black. | OUTDOOR | Redding Station | Outdoor Lighting | Restoration Bronze | RSZ | Aluminum |  |  |  |  | 1 Integrated Modules 14w |  | 1 | Yes | 1000 | 2700 | 90 | 14 | 120 | 19 - Integrated | MODS - Modules |  |  |  |  | 14 | 14 | 50000 | 0 | [12 empty] | 98.45 | 196.9 | 295.35 | D:12'' H:10 7/8'' O:75 7/8'' | 2.9 | 12 |  |  | 10.875 | Cross Bar |  |  | 75.875 | [27 empty] | D:5 1/8'' DP:7/8'' Rectangular |  |  |  | 180 | Black | 60 |  | Hardwired | 0 | 0 | 0 | 0 | 1 | 0 | 0 | 0 | 0 | 0 | 0 | 014817582482 | 15.5 | 15.25 | 12.25 | 5.4 | 1.676 | 250 | Yes | [8 empty] | ETL Damp |  | OUTDOOR LANTERN HANGING | 1 - Light Redding Station |  | OL8904RSZ-L1.jpg | OL8904RSZL1.jpg
OL8904TRD | 1 - Light Outdoor Lantern | All Aboard! Reminiscent of old railroad lighting, the Redding Station Collection warmly illuminates its surroundings with a vintage railroad vibe. The all-aluminum shades feature textured details. Redding Station is available in three finish options: Tarnished Silver, Restoration Bronze and Textured Black. | OUTDOOR | Redding Station | Outdoor Lighting | Tarnished Silver | TRD | Aluminum |  |  |  |  | 1 Medium A19 100w |  | 1 | No | [14 empty] | 0 | [12 empty] | 86.45 | 172.9 | 259.35 | D:12'' H:10 7/8'' O:75 7/8'' | 2.9 | 12 |  |  | 10.875 | Cross Bar |  |  | 75.875 | [26 empty] | D:5 1/8'' DP:7/8'' Round |  |  |  |  | 180 | Black | 60 |  | Hardwired | 0 | 0 | 0 | 0 | 0 | 0 | 0 | 0 | 0 | 0 | 0 | 014817497359 | 15 | 15 | 13.5 | 5.2 | 1.758 | 250 | Yes | [8 empty] | ETL Damp |  | OUTDOOR LANTERN HANGING | 1 - Light Redding Station |  | OL8904TRD.jpg | OL8904TRD.jpg
OL8904TRD-L1 | 1 - Light Redding Station | All Aboard! Reminiscent of old railroad lighting, the Redding Station Collection warmly illuminates its surroundings with a vintage railroad vibe. The all-aluminum shades feature textured details. Redding Station is available in three finish options: Tarnished Silver, Restoration Bronze and Textured Black. | OUTDOOR | Redding Station | Outdoor Lighting | Tarnished Silver | TRD | Aluminum |  |  |  |  | 1 Integrated Modules 14w |  | 1 | Yes | 1000 | 2700 | 90 | 14 | 120 | 19 - Integrated | MODS - Modules |  |  |  |  | 14 | 14 | 50000 | 0 | [12 empty] | 98.45 | 196.9 | 295.35 | D:12'' H:10 7/8'' O:75 7/8'' | 2.9 | 12 |  |  | 10.875 | Cross Bar |  |  | 75.875 | [26 empty] | D:5 1/8'' DP:7/8'' Round |  |  |  |  | 180 | Black | 60 |  | Hardwired | 0 | 0 | 0 | 0 | 1 | 0 | 0 | 0 | 0 | 0 | 0 | 014817582499 | 15.5 | 15.25 | 12.5 | 5.5 | 1.71 | 250 | Yes | [8 empty] | ETL Damp |  | OUTDOOR LANTERN HANGING | 1 - Light Redding Station |  | OL8904TRD-L1.jpg | OL8904TRDL1.jpg
OL8904TXB | 1-Light Hanging Lantern | All Aboard! Reminiscent of old railroad lighting, the Redding Station Collection warmly illuminates its surroundings with a vintage railroad vibe. The all-aluminum shades feature textured details. Redding Station is available in three finish options: Tarnished Silver, Restoration Bronze and Textured Black. | OUTDOOR | Redding Station | Outdoor Lighting | Textured Black | TXB | Aluminum |  |  |  |  | 1 Medium A19 100w |  | 1 | No | [14 empty] | 0 | [12 empty] | 86.45 | 172.9 | 259.35 | D:12'' H:11'' O:75 7/8'' | 2.64 | 12 |  |  | 11 | Cross Bar |  |  | 75.875 | [26 empty] | D:5 1/8'' H:7/8'' Round |  |  |  |  | 180 | Black | 60 |  | Hardwired | 0 | 0 | 0 | 0 | 0 | 0 | 0 | 0 | 0 | 0 | 0 | 014817587708 | 15 | 15 | 13.5 | 5.2 | 1.758 | 250 | Yes | [8 empty] | ETL Damp |  | 1L REDDING STN HANGING TXB | 1L REDDING STN HANGING TXB |  | OL8904TXB.jpg | OL8904TXB.jpg
OL9004RSZ | 1 - Light Outdoor Lantern | All Aboard! Reminiscent of old railroad lighting, the Redding Station Collection warmly illuminates its surroundings with a vintage railroad vibe. The all-aluminum shades feature textured details. Redding Station is available in three finish options: Tarnished Silver, Restoration Bronze and Textured Black. | OUTDOOR | Redding Station | Outdoor Lighting | Restoration Bronze | RSZ | Aluminum |  |  |  |  | 1 Medium A19 100w |  | 1 | No | [14 empty] | 0 | [12 empty] | 132.45 | 264.9 | 397.35 | W:15'' H:15 5/8'' E:16 5/8'' | 2.6 |  |  | 15 | 15.625 | Universal Mounting Bar |  |  |  |  | 16.625 | [25 empty] | DP:1'' W:4 3/4'' H:7 7/8'' OB UP:8 7/8'' OB DOWN:7 3/4'' Rectangular |  |  |  | 8 | Black/White |  |  | Hardwired | 0 | 0 | 0 | 0 | 0 | 0 | 0 | 0 | 0 | 0 | 0 | 014817497366 | 20 | 17.75 | 18.5 | 7.8 | 3.801 | 250 | Yes | [8 empty] | ETL Wet |  | OUTDOOR LANTERN | 1- Light Redding Station |  | OL9004RSZ.jpg | OL9004RSZ.jpg
OL9004RSZ-L1 | 1- Light Redding Station | All Aboard! Reminiscent of old railroad lighting, the Redding Station Collection warmly illuminates its surroundings with a vintage railroad vibe. The all-aluminum shades feature textured details. Redding Station is available in three finish options: Tarnished Silver, Restoration Bronze and Textured Black. | OUTDOOR | Redding Station | Outdoor Lighting | Restoration Bronze | RSZ | Aluminum |  |  |  |  | 1 Integrated Modules 14w |  | 1 | Yes | 1000 | 2700 | 90 | 14 | 120 | 19 - Integrated | MODS - Modules |  |  |  |  | 14 | 14 | 50000 | 0 | [12 empty] | 143.95 | 287.9 | 431.85 | W:15'' H:15 5/8'' E:16 5/8'' | 2.6 |  |  | 15 | 15.625 | Universal Mounting Bar |  |  |  |  | 16.625 | [25 empty] | DP:1'' W:4 3/4'' H:7 7/8'' OB UP:8 7/8'' OB DOWN:7 3/4'' Rectangular |  |  |  | 8 | Black/White |  |  | Hardwired | 0 | 0 | 0 | 0 | 1 | 0 | 0 | 0 | 0 | 0 | 0 | 014817582505 | 20 | 18.75 | 18.25 | 6.35 | 3.961 | 300 | Yes | [8 empty] | ETL Wet |  | OUTDOOR LANTERN | 1- Light Redding Station |  | OL9004RSZ-L1.jpg | OL9004RSZL1.jpg
OL9004TRD | 1 - Light Outdoor Lantern | All Aboard! Reminiscent of old railroad lighting, the Redding Station Collection warmly illuminates its surroundings with a vintage railroad vibe. The all-aluminum shades feature textured details. Redding Station is available in three finish options: Tarnished Silver, Restoration Bronze and Textured Black. | OUTDOOR | Redding Station | Outdoor Lighting | Tarnished Silver | TRD | Aluminum |  |  |  |  | 1 Medium A19 100w |  | 1 | No | [27 empty] | 132.45 | 264.9 | 397.35 | W:15'' H:15 5/8'' E:16 5/8'' | 2.6 |  |  | 15 | 15.625 | Universal Mounting Bar |  |  |  |  | 16.625 | [25 empty] | DP:1'' W:4 3/4'' H:7 7/8'' OB UP:8 7/8'' OB DOWN:7 3/4'' Rectangular |  |  |  | 8 | Black/White |  |  | Hardwired | 0 | 0 | 0 | 0 | 0 | 0 | 0 | 0 | 0 | 0 | 0 | 014817497373 | 18.75 | 18.25 | 17 | 6.55 | 3.366 | 300 | Yes | [8 empty] | ETL Wet |  | OUTDOOR LANTERN WALL BRACKET | 1- Light Redding Station |  | OL9004TRD.jpg | OL9004TRD.jpg
OL9004TRD-L1 | 1- Light Redding Station | All Aboard! Reminiscent of old railroad lighting, the Redding Station Collection warmly illuminates its surroundings with a vintage railroad vibe. The all-aluminum shades feature textured details. Redding Station is available in three finish options: Tarnished Silver, Restoration Bronze and Textured Black. | OUTDOOR | Redding Station | Outdoor Lighting | Tarnished Silver | TRD | Aluminum |  |  |  |  | 1 Integrated Modules 14w |  | 1 | Yes | 1000 | 2700 | 90 | 14 | 120 | 19 - Integrated | MODS - Modules |  |  |  |  | 14 | 14 | 50000 | 0 | [12 empty] | 143.95 | 287.9 | 431.85 | W:15'' H:15 5/8'' E:16 5/8'' | 2.6 |  |  | 15 | 15.625 | Universal Mounting Bar |  |  |  |  | 16.625 | [25 empty] | DP:1'' W:4 3/4'' H:7 7/8'' OB UP:8 7/8'' OB DOWN:7 3/4'' Rectangular |  |  |  | 8 | Black/White |  |  | Hardwired | 0 | 0 | 0 | 0 | 1 | 0 | 0 | 0 | 0 | 0 | 0 | 014817582512 | 20 | 18.75 | 18.25 | 6.35 | 3.961 | 300 | Yes | [8 empty] | ETL Wet |  | OUTDOOR LANTERN WALL BRACKET | 1- Light Redding Station |  | OL9004TRD-L1.jpg | OL9004TRDL1.jpg
OL9004TRD/T | 1- Light Redding Station | All Aboard! Reminiscent of old railroad lighting, the Redding Station Collection warmly illuminates its surroundings with a vintage railroad vibe. The all-aluminum shades feature textured details. Redding Station is available in three finish options: Tarnished Silver, Restoration Bronze and Textured Black. | OUTDOOR | Redding Station | Outdoor Lighting | Tarnished Silver | TRD | Aluminum |  |  |  |  | 1 Medium PAR20 7w |  | 1 | Yes | [14 empty] | 0 | [12 empty] | 161.45 | 322.9 | 484.35 | W:15'' H:15 5/8'' E:16 5/8'' | 2.6 |  |  | 15 | 15.625 | Universal Mounting Bar |  |  |  |  | 16.625 | [25 empty] | DP:1'' W:4 3/4'' H:7 7/8'' OB UP:8 7/8'' OB DOWN:7 3/4'' Rectangular |  |  |  | 8 | Black/White |  |  | Hardwired | 0 | 0 | 0 | 0 | 0 | 0 | 0 | 0 | 0 | 0 | 0 | 014817596557 | 18.75 | 18.25 | 17 | 6.55 | 3.366 | 300 | Yes | [8 empty] | ETL Wet |  | OUTDOOR LANTERN WALL BRACKET | 1- Light Redding Station |  | OL9004TRDT.jpg | OL9004TRDT.jpg
OL9004TXB | 1-Light Large Lantern | All Aboard! Reminiscent of old railroad lighting, the Redding Station Collection warmly illuminates its surroundings with a vintage railroad vibe. The all-aluminum shades feature textured details. Redding Station is available in three finish options: Tarnished Silver, Restoration Bronze and Textured Black. | OUTDOOR | Redding Station | Outdoor Lighting | Textured Black | TXB | Aluminum |  |  |  |  | 1 Medium A19 100w |  | 1 | No | [14 empty] | 0 | [12 empty] | 132.95 | 265.9 | 398.85 | W:15'' H:15 5/8'' E:16 5/8'' | 3.52 |  |  | 15 | 15.625 | Cap Nuts |  |  |  |  | 16.625 | [25 empty] | DP:1'' W:4 3/4'' H:7 7/8'' OB UP:8 1/8'' Rectangular |  |  |  | 8 | Black/White |  |  | Hardwired | 0 | 0 | 0 | 0 | 0 | 0 | 0 | 0 | 0 | 0 | 0 | 014817587715 | 19.75 | 18.5 | 18.25 | 6.9 | 3.859 | 300 | Yes | [8 empty] | ETL Wet |  | 1LT REDDING STN LG LNTRN TXB | 1LT REDDING STN LG LNTRN TXB |  | OL9004TXB.jpg | OL9004TXB.jpg
OL9004TXB/T | 1-Light Large Lantern | All Aboard! Reminiscent of old railroad lighting, the Redding Station Collection warmly illuminates its surroundings with a vintage railroad vibe. The all-aluminum shades feature textured details. Redding Station is available in three finish options: Tarnished Silver, Restoration Bronze and Textured Black. | OUTDOOR | Redding Station | Outdoor Lighting | Textured Black | TXB | Aluminum |  |  |  |  | 1 Medium PAR20 7w |  | 1 | Yes | [14 empty] | 0 | [12 empty] | 161.45 | 322.9 | 484.35 | W:15'' H:15 5/8'' E:16 5/8'' | 3.52 |  |  | 15 | 15.625 | Cap Nuts |  |  |  |  | 16.625 | [25 empty] | DP:1'' W:4 3/4'' H:7 7/8'' OB UP:8 1/8'' Rectangular |  |  |  | 8 | Black/White |  |  | Hardwired | 0 | 0 | 0 | 0 | 0 | 0 | 0 | 0 | 0 | 0 | 0 | 014817596564 | 19.75 | 18.5 | 18.25 | 6.9 | 3.859 | 300 | Yes | [8 empty] | ETL Wet |  | 1LT REDDING STN LG LNTRN TXB | 1LT REDDING STN LG LNTRN TXB |  | OL9004TXBT.jpg | OL9004TXBT.jpg
OLF3213/6AF | 6 - Light Chandelier | The transitional Landen features chandeliers with either our NEW industrial Smith Steel finish or a delightful two-tone mix of Antique Forged Iron with Painted Aged Brass details. This modern farmhouse collection is versatile enough to fit within a wide range of décor from farmhouse to urban loft. A grand 53" high two-tier chandelier makes a dramatic statement. All fixtures in the Landen collection are damp-rated, however, the chandeliers with the Antique Forged Iron/Painted Aged Brass finish include optional glass candle covers to protect the lamping from moisture. | CHANDELIERS | Landen | Outdoor Lighting | Antique Forged Iron / Painted Aged Brass | AF / PAGB | Steel | Clear Glass | D:1.625" H:6" |  |  | 6 Candelabra Torpedo 60w |  | 6 | No | [14 empty] | 0 | [12 empty] | 243.45 | 486.9 | 730.35 | D:25 3/8'' H:18 5/8'' O:85 3/8'' | 12.3 | 25.375 |  |  | 18.625 | Center Lock-Up |  |  | 85.375 | [26 empty] | D:5'' H:1 1/8'' Round |  |  |  |  | 180 | Brown | 60 |  | Hardwired | 0 | 0 | 0 | 0 | 0 | 0 | 0 | 0 | 0 | 0 | 0 | 014817580518 | 29.75 | 28.5 | 8 | 16.4 | 3.925 | 175 | Yes | [9 empty] | cETL Damp | LANDEN 6L OUTDOOR CHANDELIER AF/PAGB | 6 - Light Chandelier |  | OLF32136AF.jpg | OLF32136AF.jpg
OLF3218/10AF | 10 - Light Chandelier | The transitional Landen features chandeliers with either our NEW industrial Smith Steel finish or a delightful two-tone mix of Antique Forged Iron with Painted Aged Brass details. This modern farmhouse collection is versatile enough to fit within a wide range of décor from farmhouse to urban loft. A grand 53" high two-tier chandelier makes a dramatic statement. All fixtures in the Landen collection are damp-rated, however, the chandeliers with the Antique Forged Iron/Painted Aged Brass finish include optional glass candle covers to protect the lamping from moisture. | CHANDELIERS | Landen | Outdoor Lighting | Antique Forged Iron / Painted Aged Brass | AF / PAGB | Steel | Clear Glass | D:1.625" H:7.875" |  |  | 10 Candelabra Torpedo 60w |  | 10 | No | [14 empty] | 0 | [12 empty] | 399.98 | 799.96 | 1199.94 | L:47 3/8'' W:16 3/8'' H:26 1/2'' | 19.3 |  | 47.375 | 16.375 | 26.5 | Center Lock-Up |  |  |  | 35 - 83 | [25 empty] | DP:5'' W:10 7/8'' H:3/4'' Rectangular |  |  |  |  | 180 | Brown |  |  | Hardwired | 0 | 0 | 0 | 0 | 0 | 0 | 0 | 0 | 0 | 0 | 0 | 014817580525 | 52 | 2.25 | 8.25 | 24.1 | 0.559 | 60 | Yes | [9 empty] | cETL Damp | LANDEN 10L OUTDOOR CHANDELIER AF/PAGB | 10 - Light Chandelier |  | OLF321810AF.jpg | OLF321810AF.jpg
OLF3222/5DWZ | 5 - Light Chandelier | Patrice showcases Feiss' Collection's unwavering commitment to robust construction and craftsmanship. Using our NEW Deep Abyss finish, Patrice is heavily textured and tactile, appearing as though it was pulled from a shipwreck. This humble design with its oval motifs is fitting for a wide range of decor. Patrice also features three outdoor fixtures with a rustic Dark Weathered Zinc finish. The outdoor chandeliers include glass candle covers to protect the lamping. All Patrice chandeliers are damp-rated for use in indoor and covered outdoor spaces. | CHANDELIERS | Patrice | Outdoor Lighting | Dark Weathered Zinc | DWZ | Steel | Clear Glass | D:1.625" H:6" |  |  | 5 Candelabra Torpedo 60w |  | 5 | No | [14 empty] | 0 | [12 empty] | 289.45 | 578.9 | 868.35 | D:21'' H:10 3/4'' | 15 | 21 |  |  | 10.75 | Center Lock-Up |  |  |  | 20.25 - 68.25 | [25 empty] | D:5'' H:1 1/8'' Round |  |  |  |  | 180 | Black |  |  | Hardwired | 0 | 0 | 0 | 0 | 0 | 0 | 0 | 0 | 0 | 0 | 0 | 014817580532 | 24.5 | 24.25 | 14.75 | 18.1 | 5.071 | 250 | Yes | [9 empty] | cETL Damp | PATRICE 5L OUTDOOR CHANDELIER DWZ | 5 - Light Chandelier |  | OLF32225DWZ.jpg | OLF32225DWZ.jpg
OLF3294/5WOW/AF | 5 - Light Outdoor Chandelier | The Allier collection makes an elegantly rustic statement by blending warm kiln-dried Weathered Oak Wood with Antique Forged Iron hardware on a modern orb silhouette. We've taken the top product from this best-selling collection and are now offering a damp-rated Outdoor Chandelier that can be used indoors as well as covered outdoor spaces. | CHANDELIERS | Allier | Outdoor Lighting | Weathered Oak Wood / Antique Forged Iron | WOW/AF | Steel | Clear Glass | D:1.625" H:6" |  |  | 5 Candelabra Torpedo 60w |  | 5 | No | [14 empty] | 0 | [12 empty] | 289.45 | 578.9 | 868.35 | D:24'' H:27 7/8'' O:94 5/8'' | 10 | 24 |  |  | 27.875 | Center Lock-Up |  |  | 94.625 | [26 empty] | D:5'' H:1 1/8'' Round |  |  |  |  | 180 | Brown | 60 |  | Hardwired | 0 | 0 | 0 | 0 | 0 | 0 | 0 | 0 | 0 | 0 | 0 | 014817580488 | 27.5 | 27.5 | 10.25 | 17.2 | 4.486 | 250 | Yes | [9 empty] | cETL Damp | ALLIER 5L OUTDOOR CHANDELIER WOW/AF | 5 - Light Outdoor Chandelier |  | OLF32945WOWAF.jpg | OLF32945WOWAF.jpg
OLF3295/9ORB | 9 - Light Outdoor Chandelier | Hilo features slim metal arms that extend out from a center hub to create an organic globe silhouette. This damp-rated fixture is perfect to modernize both indoor and covered outdoor spaces. Hilo uses candelabra bulbs covered in clear glass to protect from moisture. | CHANDELIERS | Hilo | Outdoor Lighting | Oil Rubbed Bronze | ORB | Steel | Clear Glass | D:1.625" H:6" |  |  | 9 Candelabra Torpedo 60w |  | 9 | No | [14 empty] | 0 | [12 empty] | 274.98 | 549.96 | 824.94 | D:24'' H:24'' | 10 | 24 |  |  | 24 | Center Lock-Up |  |  |  | 29.25 - 71.25 | [25 empty] | D:5'' H:1 1/8'' Round |  |  |  |  | 180 | Brown |  |  | Hardwired | 0 | 0 | 0 | 0 | 0 | 0 | 0 | 0 | 0 | 0 | 0 | 014817580495 | 17.25 | 16.5 | 14.25 | 12.8 | 2.347 | 175 | Yes | [9 empty] | cETL Damp | HILO 9L OUTDOOR CHANDELIER ORB | 9 - Light Outdoor Chandelier | See note on drawing about the drain holes | OLF32959ORB.jpg | OLF32959ORB.jpg
OLF3296/12ORB | 12 - Light Outdoor Chandelier | Hilo features slim metal arms that extend out from a center hub to create an organic globe silhouette. This damp-rated fixture is perfect to modernize both indoor and covered outdoor spaces. Hilo uses candelabra bulbs covered in clear glass to protect from moisture. | CHANDELIERS | Hilo | Outdoor Lighting | Oil Rubbed Bronze | ORB | Steel | Undefined Glass | D:1.625" H:6" |  |  | 12 Candelabra Torpedo 60w |  | 12 | No | [14 empty] | 0 | [12 empty] | 347.45 | 694.9 | 1042.35 | D:36'' H:36'' | 20 | 36 |  |  | 36 | Center Lock-Up |  |  |  | 41.5 - 77.5 | [25 empty] | D:5'' H:1 1/8'' Round |  |  |  |  | 180 | Brown |  |  | Hardwired | 0 | 0 | 0 | 0 | 0 | 0 | 0 | 0 | 0 | 0 | 0 | 014817580501 | 25.25 | 22.34 | 19.34 | 31 | 6.313 | 175 | Yes | [9 empty] | cETL Damp | HILO 12L OUTDOOR CHANDELIER ORB | 12 - Light Outdoor Chandelier | See note on drawing about the drain holes | OLF329612ORB.jpg | OLF329612ORB.jpg
P1137DBZ | 1 - Light Mini Pendant | Whether your decorating theme is traditional or contemporary, there is a place for this unique and stunning Casual Luxury lighting collection by Feiss. The organza shades and plated dark bronze finish demand attention to the fine details of these fixtures. The wall brackets and sconces have a dual back plate for a dimensional design accent, and spun metal trim rings at the top and bottom of the shade lend a finishing touch. All of the shades on these wonderful fixtures are enclosed at the bottom for a lovely casting of light. | LINE VOLTAGE PENDANT | Casual Luxury | Pendants | Dark Bronze | DBZ |  | Bronze Organza Fabric | D:7.75" H:4" | D:7.75" |  | 1 G9 Mini 75w |  | 1 | No | [27 empty] | 105.45 | 210.9 | 316.35 | D:8'' H:6'' | 4.4 | 8 |  |  | 6 |  |  |  |  | 8.25 - 50.25 | [25 empty] | D:5 1/2'' Round |  |  |  |  | 180 |  |  |  | Hardwired | 0 | 0 | 0 | 0 | 0 | 0 | 0 | 0 | 0 | 0 | 0 | 014817343380 | 22 | 15.25 | 5.375 | 5.28 | 1.044 | 175 | Yes | 2 | 10014817343387 | 22 | 15.25 | 10.75 | 10.56 | 2.087 | Yes | UL Dry |  | PENDANT - MINI | 1 - Light Casual Luxury |  | P1137DBZ.jpg
P1144BS | 1 - Light Mini Pendants | This retro industrial collection reminiscent of turn of the 19th century lighting, features Brushed Steel and Dark Bronze finishes. The larger pendants are accented with Pearl Glass and a special touch of light in the open work casting above the beautifully shaped domes. Group the pendants over a kitchen isle or introduce a fresh, bright look to your dining room or kitchen table. This group casts a beautiful warm light wherever they are hung. Add one of the coordinating mirrors to complete the fashionable look of your room. | LINE VOLTAGE PENDANT | Parker Place | Pendants | Brushed Steel | BS |  | White Opal Etched Etched Glass | D:7.875" H:5.75" |  |  | 1 Medium A19 100w |  | 1 | No | [27 empty] | 136.95 | 273.9 | 410.85 | D:8'' H:11 1/4'' | 6.93 | 8 |  |  | 11.25 |  |  |  |  | 12.75 - 54.75 | [25 empty] | D:5 1/2'' Round |  |  |  |  | 180 |  |  |  | Hardwired | 0 | 0 | 0 | 0 | 0 | 0 | 0 | 0 | 0 | 0 | 0 | 014817344394 | 21.75 | 13.5 | 5.75 | 9.515 | 0.977 | 100 | Yes | 2 | 10014817344391 | 21.75 | 13.5 | 11.5 | 19.03 | 1.954 | Yes | UL Dry |  | PENDANT - MINI | 1-Light Parker Place |  | P1144BS.jpg
P1144DBZ | 1 - Light Mini Pendants | This retro industrial collection reminiscent of turn of the 19th century lighting, features Brushed Steel and Dark Bronze finishes. The larger pendants are accented with Pearl Glass and a special touch of light in the open work casting above the beautifully shaped domes. Group the pendants over a kitchen isle or introduce a fresh, bright look to your dining room or kitchen table. This group casts a beautiful warm light wherever they are hung. Add one of the coordinating mirrors to complete the fashionable look of your room. | LINE VOLTAGE PENDANT | Parker Place | Pendants | Dark Bronze | DBZ |  | White Opal Etched Etched Glass | D:7.875" H:5.75" |  |  | 1 Medium A19 100w |  | 1 | No | [27 empty] | 136.95 | 273.9 | 410.85 | D:8'' H:11 1/4'' | 6.93 | 8 |  |  | 11.25 |  |  |  |  | 12.75 - 54.75 | [25 empty] | D:5 1/2'' Round |  |  |  |  | 180 |  |  |  | Hardwired | 0 | 0 | 0 | 0 | 0 | 0 | 0 | 0 | 0 | 0 | 0 | 014817344400 | 21.75 | 13.5 | 5.75 | 9.515 | 0.977 | 100 | Yes | 2 | 10014817344407 | 21.75 | 13.5 | 11.5 | 19.03 | 1.954 | Yes | UL Dry |  | PENDANT - MINI | 1-Light Parker Place |  | P1144DBZ.jpg
P1145BS | 1 - Light Mini Pendants | This retro industrial collection reminiscent of turn of the 19th century lighting, features Brushed Steel and Dark Bronze finishes. The larger pendants are accented with Pearl Glass and a special touch of light in the open work casting above the beautifully shaped domes. Group the pendants over a kitchen isle or introduce a fresh, bright look to your dining room or kitchen table. This group casts a beautiful warm light wherever they are hung. Add one of the coordinating mirrors to complete the fashionable look of your room. | LINE VOLTAGE PENDANT | Parker Place | Pendants | Brushed Steel | BS |  | Undefined Spun Steel | D:7.5" H:5.75" |  |  | 1 Medium A19 100w |  | 1 | No | [27 empty] | 136.95 | 273.9 | 410.85 | D:7 1/2'' H:11 1/8'' | 14.43 | 7.5 |  |  | 11.125 |  |  |  |  | 12.5 - 54.5 | [25 empty] | D:5 1/2'' Round |  |  |  |  | 180 |  |  |  | Hardwired | 0 | 0 | 0 | 0 | 0 | 0 | 0 | 0 | 0 | 0 | 0 | 014817344424 | 13.18 | 10.58 | 10.25 | 4.95 | 0.827 | 125 | Yes | 2 | 10014817344421 | 21.75 | 11.5 | 13.75 | 11.5 | 1.99 | Yes | UL Dry |  | PENDANT - MINI | 1-Light Parker Place |  | P1145BS.jpg
P1145DBZ | 1 - Light Mini Pendants | This retro industrial collection reminiscent of turn of the 19th century lighting, features Brushed Steel and Dark Bronze finishes. The larger pendants are accented with Pearl Glass and a special touch of light in the open work casting above the beautifully shaped domes. Group the pendants over a kitchen isle or introduce a fresh, bright look to your dining room or kitchen table. This group casts a beautiful warm light wherever they are hung. Add one of the coordinating mirrors to complete the fashionable look of your room. | LINE VOLTAGE PENDANT | Parker Place | Pendants | Dark Bronze | DBZ |  | Undefined Spun Steel | D:7.5" H:5.75" |  |  | 1 Medium A19 100w |  | 1 | No | [27 empty] | 136.95 | 273.9 | 410.85 | D:7 1/2'' H:11'' | 14.43 | 7.5 |  |  | 11 |  |  |  |  | 12.5 - 54.5 | [25 empty] | D:5 1/2'' Round |  |  |  |  | 180 |  |  |  | Hardwired | 0 | 0 | 0 | 0 | 0 | 0 | 0 | 0 | 0 | 0 | 0 | 014817344431 | 21.5 | 13.5 | 5.75 | 6.855 | 0.966 | 125 | Yes | 2 | 10014817344438 | 21.5 | 13.5 | 11.5 | 13.71 | 1.932 | Yes | UL Dry |  | PENDANT - MINI | 1-Light Parker Place |  | P1145DBZ.jpg
P1152ORB | 4 - Light Large Pendant | Innovation and creativity are what makes the Stelle lighting collection by Feiss stand out from the rest. This industrial design will capture your attention to detail. Cream linen shades and geometric shapes will have you redefining craftsmanship. | LINE VOLTAGE PENDANT | Stelle | Chandeliers | Oil Rubbed Bronze | ORB |  | Cream Linen |  |  |  | 4 Medium A19 60w |  | 4 | No | [14 empty] | 0 | [12 empty] | 279.5 | 559 | 838.5 | D:24 1/2'' H:19 3/4'' | 11.08 | 24.5 |  |  | 19.75 |  |  |  |  | 21.25 - 75.25 | [25 empty] | D:5 1/2'' Round |  |  |  |  | 180 |  |  |  | Hardwired | 0 | 0 | 0 | 0 | 0 | 0 | 0 | 0 | 0 | 0 | 0 | 014817357660 | 16.75 | 26.5 | 26.5 | 23.12 | 6.807 | 250 | Yes | [8 empty] | UL Dry |  | PENDANT - UPLIGHT | 4 - Light Stelle |  | P1152ORB.jpg
P1218CH | 1 - Light Mini Pendant | The ubiquitous drum shade has been updated with a wholly contemporary look with the laser cut metal shade surrounding the silk inner shade of the Joplin lighting collection by Feiss to send soft light through the random geometric patterns. | LINE VOLTAGE PENDANT | Joplin | Pendants | Chrome | CH | Stainless Steel | Off White Linen | D:8" H:7" |  | Undefined Glass | 1 Medium A19 100w |  | 1 | No | [27 empty] | 124.5 | 249 | 373.5 | D:8'' H:8'' | 3.3 | 8 |  |  | 8 |  |  |  |  | 1953-11-01 | [25 empty] | D:6 1/4'' DP:1 1/2'' Round |  |  |  |  | 180 | Clear Silver |  |  | Hardwired | 0 | 0 | 0 | 0 | 0 | 0 | 0 | 0 | 0 | 0 | 0 | 014817424560 | 13.75 | 11.25 | 12 | 5.15 | 1.074 | 175 | Yes | 2 | 10014817424567 | 22.78 | 13.75 | 14.5 | 12.15 | 2.628 | Yes |  | cUL Dry | PENDANT - MINI | 1 - Light Joplin |  | P1218CH.jpg | P1218CH.jpg
P1234RI | 1-Light Mini Pendant | The Urban Renewal lighting collection by Feiss is a diverse selection of pendants, chandeliers and sconces all inspired by the 20th century Industrial Revolution. Featuring reproduction pieces from the nation’s vintage factories and warehouses, Urban Renewal adds an industrial-inspired aesthetic to any home – adding flair and fun to classic, traditional decor or to the most sleek, contemporary urban spaces. | LINE VOLTAGE PENDANT | Urban Renewal | Pendants | Rustic Iron | RI | Steel / Glass | Clear Seeded Glass | L:8" H:5.25" |  |  | 1 Medium A19 100w |  | 1 | No | [27 empty] | 48.95 | 97.9 | 146.85 | W:8'' H:8'' | 2.86 |  |  | 8 | 8 |  |  |  |  | 10.875 - 52.875 | [25 empty] | D:5 1/2'' DP:1 1/4'' Round |  |  |  |  | 180 |  |  |  | Hardwired | 0 | 0 | 0 | 0 | 0 | 0 | 0 | 0 | 0 | 0 | 0 | 014817478259 | 11 | 9.38 | 11.5 | 4.25 | 0.687 | 125 | Yes | [9 empty] | cUL Dry | PENDANT - MINI | 1-Light Urban Renewal |  | P1234RI.jpg | P1234RI.jpg
P1236ASTB | 1-Light Mini Pendant | The Urban Renewal lighting collection by Feiss is a diverse selection of pendants, chandeliers and sconces all inspired by the 20th century Industrial Revolution. Featuring reproduction pieces from the nation’s vintage factories and warehouses, Urban Renewal adds an industrial-inspired aesthetic to any home – adding flair and fun to classic, traditional decor or to the most sleek, contemporary urban spaces. | LINE VOLTAGE PENDANT | Urban Renewal | Pendants | Astral Bronze | ASTB | Steel / Glass |  |  |  |  | 1 Medium A19 100w |  | 1 | No | [27 empty] | 88.95 | 177.9 | 266.85 | W:11 7/8'' H:3 5/8'' | 3.08 |  |  | 11.875 | 3.625 | [30 empty] | D:5 1/8'' DP:1 1/4'' Round |  |  |  |  | 180 | Black |  |  | Hardwired | 0 | 0 | 0 | 0 | 0 | 0 | 0 | 0 | 0 | 0 | 0 | 014817478273 | 15 | 14.5 | 8.5 | 5.8 | 1.07 | 100 | Yes | 2 | 10014817478270 | 9 | 15 | 18 | 13.5 | 1.406 | Yes |  | cUL Dry | PENDANT - MINI | 1-Light Urban Renewal |  | P1236ASTB.jpg | P1236ASTB.jpg
P1237AP | 1-Light Mini Pendant | The Urban Renewal lighting collection by Feiss is a diverse selection of pendants, chandeliers and sconces all inspired by the 20th century Industrial Revolution. Featuring reproduction pieces from the nation’s vintage factories and warehouses, Urban Renewal adds an industrial-inspired aesthetic to any home – adding flair and fun to classic, traditional decor or to the most sleek, contemporary urban spaces. | LINE VOLTAGE PENDANT | Urban Renewal | Pendants | Antique Pewter | AP | Steel |  |  |  |  | 1 Medium G25 100w |  | 1 | No | [27 empty] | 51.95 | 103.9 | 155.85 | W:9'' H:6 3/4'' | 2.2 |  |  | 9 | 6.75 |  |  |  |  | 9.625 - 51.625 | [25 empty] | D:5 1/2'' DP:1 5/16'' Round |  |  |  |  | 180 |  |  |  | Hardwired | 0 | 0 | 0 | 0 | 0 | 0 | 0 | 0 | 0 | 0 | 0 | 014817478280 | 11 | 9 | 11 | 4.1 | 0.63 | 125 | Yes | [9 empty] | cUL Damp | PENDANT - MINI | 1-Light Urban Renewal |  | P1237AP.jpg | P1237AP.jpg
P1239BS/GW | 1-Light Mini Pendant | The Urban Renewal lighting collection by Feiss is a diverse selection of pendants, chandeliers and sconces all inspired by the 20th century Industrial Revolution. Featuring reproduction pieces from the nation’s vintage factories and warehouses, Urban Renewal adds an industrial-inspired aesthetic to any home – adding flair and fun to classic, traditional decor or to the most sleek, contemporary urban spaces. | LINE VOLTAGE PENDANT | Urban Renewal | Pendants | Brushed Steel / Glossy White | BS/GW | Steel |  |  |  |  | 1 Medium A19 100w |  | 1 | No | [27 empty] | 88.95 | 177.9 | 266.85 | W:10'' H:10'' | 2.86 |  |  | 10 | 10 |  |  |  |  | 12.875 - 54.875 | [25 empty] | D:5 1/2'' DP:1 5/16'' Round |  |  |  |  | 180 |  |  |  | Hardwired | 0 | 0 | 0 | 0 | 0 | 0 | 0 | 0 | 0 | 0 | 0 | 014817478303 | 12 | 10.5 | 12.5 | 5 | 0.911 | 175 | Yes | [9 empty] | cUL Damp | PENDANT - MINI | 1-Light Urban Renewal |  | P1239BSGW.jpg | P1239BSGW.jpg
P1240DAB | 1-Light Mini Pendant | The Urban Renewal lighting collection by Feiss is a diverse selection of pendants, chandeliers and sconces all inspired by the 20th century Industrial Revolution. Featuring reproduction pieces from the nation’s vintage factories and warehouses, Urban Renewal adds an industrial-inspired aesthetic to any home – adding flair and fun to classic, traditional decor or to the most sleek, contemporary urban spaces. | LINE VOLTAGE PENDANT | Urban Renewal | Pendants | Dark Antique Brass | DAB | Steel |  |  |  |  | 1 Medium A19 100w |  | 1 | No | [27 empty] | 62.45 | 124.9 | 187.35 | W:4 3/8'' H:14 1/2'' | 2.75 |  |  | 4.375 | 14.5 |  |  |  |  | 17.375 - 59.375 | [25 empty] | D:5 1/2'' DP:1 5/16'' H:5 1/2'' Round |  |  |  |  | 180 |  |  |  | Hardwired | 0 | 0 | 0 | 0 | 0 | 0 | 0 | 0 | 0 | 0 | 0 | 014817478310 | 13.75 | 6.75 | 7.25 | 3.75 | 0.389 | 100 | Yes | 4 | 10014817478317 | 15.5 | 14.5 | 14 | 16.5 | 1.821 | Yes |  | cUL Dry | PENDANT - MINI | 1-Light Urban Renewal |  | P1240DAB.jpg | P1240DAB.jpg
P1240PN | 1-Light Urban Renewal | The Urban Renewal lighting collection by Feiss is a diverse selection of pendants, chandeliers and sconces all inspired by the 20th century Industrial Revolution. Featuring reproduction pieces from the nation’s vintage factories and warehouses, Urban Renewal adds an industrial-inspired aesthetic to any home – adding flair and fun to classic, traditional decor or to the most sleek, contemporary urban spaces. | LINE VOLTAGE PENDANT | Urban Renewal | Pendants | Polished Nickel | PN | Steel |  |  |  |  | 1 Medium A19 100w |  | 1 | No | [14 empty] | 0 | [11 empty] | 45 | 62.45 | 124.9 | 187.35 | D:4 3/8'' H:14 1/2'' | 2.75 | 4.375 |  |  | 14.5 | Screw Collar - Stem |  |  |  | 23.375 - 59.375 | [25 empty] | D:5 1/2'' DP:1 5/16'' H:5 1/2'' Round |  |  |  |  | 180 | Clear Silver |  |  | Hardwired | 0 | 0 | 0 | 0 | 0 | 0 | 0 | 0 | 0 | 0 | 0 | 014817597912 | 14 | 6.75 | 7.5 | 4.1 | 0.41 | 93 | Yes | 4 | 10014817597919 | 14.5 | 14.25 | 16 | 18 | 1.913 | Yes |  | cUL Dry | PENDANT - MINI | 1-Light Urban Renewal |  | P1240PN.jpg | P1240PN.jpg
P1241BZP | 1-Light Mini Pendant | The Urban Renewal lighting collection by Feiss is a diverse selection of pendants, chandeliers and sconces all inspired by the 20th century Industrial Revolution. Featuring reproduction pieces from the nation’s vintage factories and warehouses, Urban Renewal adds an industrial-inspired aesthetic to any home – adding flair and fun to classic, traditional decor or to the most sleek, contemporary urban spaces. | LINE VOLTAGE PENDANT | Urban Renewal | Pendants | Bronze Patina | BZP | Steel / Glass | White Opal Etched Glass | L:10" H:2.9375" |  |  | 1 Medium A19 100w |  | 1 | No | [27 empty] | 58.95 | 117.9 | 176.85 | W:10'' H:7 1/16'' | 2.86 |  |  | 10 | 7.0625 | [30 empty] | D:5 1/2'' DP:1 5/16'' Round |  |  |  |  | 180 | Black |  |  | Hardwired | 0 | 0 | 0 | 0 | 0 | 0 | 0 | 0 | 0 | 0 | 0 | 014817478327 | 12.5 | 12.25 | 10.25 | 4.45 | 0.908 | 175 | Yes | 2 | 10014817478324 | 22 | 12.5 | 12.5 | 10.55 | 1.989 | Yes |  | cUL Dry | PENDANT - MINI | 1-Light Urban Renewal |  | P1241BZP.jpg | P1241BZP.jpg
P1242AF | 1-Light Pendant | The Urban Renewal lighting collection by Feiss is a diverse selection of pendants, chandeliers and sconces all inspired by the 20th century Industrial Revolution. Featuring reproduction pieces from the nation’s vintage factories and warehouses, Urban Renewal adds an industrial-inspired aesthetic to any home – adding flair and fun to classic, traditional decor or to the most sleek, contemporary urban spaces. | LINE VOLTAGE PENDANT | Urban Renewal | Pendants | Antique Forged Iron | AF | Steel |  |  |  |  | 1 Medium A19 100w |  | 1 | No | [27 empty] | 62.45 | 124.9 | 187.35 | W:10'' H:9 1/4'' | 3.08 |  |  | 10 | 9.25 | [30 empty] | D:5'' DP:1 3/16'' Round |  |  |  |  | 180 | Black |  |  | Hardwired | 0 | 0 | 0 | 0 | 0 | 0 | 0 | 0 | 0 | 0 | 0 | 014817478334 | 12.25 | 12.25 | 11.5 | 4.75 | 0.999 | 175 | Yes | 2 | 10014817478331 | 24.5 | 13 | 12.5 | 11.25 | 2.304 | Yes |  | cUL Damp | PENDANT - MINI | 1-Light Urban Renewal |  | P1242AF.jpg | P1242AF.jpg
P1246PRZ | 1-Light Mini Pendant | The Urban Renewal lighting collection by Feiss is a diverse selection of pendants, chandeliers and sconces all inspired by the 20th century Industrial Revolution. Featuring reproduction pieces from the nation’s vintage factories and warehouses, Urban Renewal adds an industrial-inspired aesthetic to any home – adding flair and fun to classic, traditional decor or to the most sleek, contemporary urban spaces. | LINE VOLTAGE PENDANT | Urban Renewal | Pendants | Parisian Bronze | PRZ | Steel |  |  |  |  | 1 Medium A19 100w |  | 1 | No | [14 empty] | 0 | [12 empty] | 79.95 | 159.9 | 239.85 | W:5 3/16'' H:9 3/16'' | 2 |  |  | 5.1875 | 9.1875 | [30 empty] | D:5 1/4'' DP:1 3/16'' Round |  |  |  |  | 180 | Black |  |  | Hardwired | 0 | 0 | 0 | 0 | 0 | 0 | 0 | 0 | 0 | 0 | 0 | 014817477696 | 11 | 7 | 6.75 | 2.4 | 0.301 | 100 | Yes | 2 | 10014817477693 | 14.875 | 11.75 | 8 | 5.6 | 0.809 | Yes |  | cUL Dry | PENDANT - MINI | 1-Light Urban Renewal |  | P1246PRZ.jpg | P1246PRZ.jpg
P1250BS | 1-Light Mini Pendant | The Wired lighting collection by Feiss brings a contemporary style to any décor. The free-form Brushed Steel wire brings a light-hearted, fun and funky feeling to each piece in the lighting collection, while the diffuser hides the bulbs and softens the light. | LINE VOLTAGE PENDANT | Wired | Pendants | Brushed Steel | BS | Steel | Silver Organza Fabric | L:6.25" H:6.625" |  |  | 1 Medium A21 100w |  | 1 | No | [14 empty] | 0 | [12 empty] | 82.5 | 165 | 247.5 | W:8'' H:7 1/2'' | 3 |  |  | 8 | 7.5 |  |  |  |  | 10.875 - 52.875 | [25 empty] | D:5 1/4'' DP:1 3/8'' Round |  |  |  |  | 180 | Clear Silver |  |  | Hardwired | 0 | 0 | 0 | 0 | 0 | 0 | 0 | 0 | 0 | 0 | 0 | 014817477726 | 14.5 | 10.625 | 10.5 | 5.2 | 0.936 | 175 | Yes | 4 | 10014817477723 | 21 | 15.5 | 21.75 | 22.9 | 4.097 | Yes |  | cUL Dry | PENDANT - MINI | 1-Light Wired |  | P1250BS.jpg | P1250BS.jpg
P1251AF/BS | 2-Light Mini Pendant | The Ethan lighting collection by Feiss is a contemporary take on the strong verticals and horizontals of the elegantly simple, Asian influences of the Mission style. The dark Antique Forged Iron finish contrasts dramatically with the Brushed Steel candle tubes and sleek Clear glass surrounds, which ingenuously can all be removed and run through the dishwasher to keep them sparkling clear. | LINE VOLTAGE PENDANT | Ethan | Pendants | Antique Forged Iron / Brushed Steel | AF/BS | Steel / Glass | Clear Clear Glass | D:2.75" H:14" |  |  | 2 Candelabra B10 Torpedo 60w |  | 2 | No | [14 empty] | 0 | [12 empty] | 159.95 | 319.9 | 479.85 | D:5 15/16'' L:9'' H:17 1/4'' | 5.94 | 5.9375 | 9 |  | 17.25 |  |  |  |  | 23.375 - 59.375 | [25 empty] | D:5 1/8'' DP:13/16'' Round |  |  |  |  | 180 |  |  |  | Hardwired | 0 | 0 | 0 | 0 | 0 | 0 | 0 | 0 | 0 | 0 | 0 | 014817479867 | 18.25 | 14 | 11.75 | 10.3 | 1.737 | 175 | Yes | [9 empty] | cUL Dry | PENDANT - MINI | 2-Light Ethan |  | P1251AFBS.jpg | P1251AFBS.jpg
P1252DBZ | 1-Light Pendant | The Urban Renewal lighting collection by Feiss is a diverse selection of pendants, chandeliers and sconces all inspired by the 20th century Industrial Revolution. Featuring reproduction pieces from the nation’s vintage factories and warehouses, Urban Renewal adds an industrial-inspired aesthetic to any home – adding flair and fun to classic, traditional decor or to the most sleek, contemporary urban spaces. | LINE VOLTAGE PENDANT | Urban Renewal | Pendants | Dark Bronze | DBZ | Steel |  |  |  |  | 1 Medium A19 100w |  | 1 | No | [27 empty] | 44.95 | 89.9 | 134.85 | W:7 1/2'' H:6 3/4'' | 2.31 |  |  | 7.5 | 6.75 |  |  |  |  | 10.125 - 52.125 | [25 empty] | D:4 3/4'' DP:1 5/8'' Round |  |  |  |  | 180 |  |  |  | Hardwired | 0 | 0 | 0 | 0 | 0 | 0 | 0 | 0 | 0 | 0 | 0 | 014817478174 | 11.5 | 9.75 | 11.5 | 4 | 0.746 | 175 | Yes | [9 empty] | cUL Dry | PENDANT - MINI | 1-Light Urban Renewal |  | P1252DBZ.jpg | P1252DBZ.jpg
P1253BK | 1-Light Pendant | The Belle lighting collection of pendants by Feiss is inspired by 1960’s Scandinavian designs featuring sleek, simple lines – offered in three sizes and various finish combinations including beautifully contrasting two-toned finishes. The modern Belle pendant lights are fun and dramatic when hung as a single fixture and absolutely spectacular when grouped together in a multi-pendant lighting installation. (This collection was previously known as the Beso collection.) | LINE VOLTAGE PENDANT | Belle | Pendants | Black | BK | Steel |  |  |  |  | 1 Medium A21 100w |  | 1 | No | [14 empty] | 0 | [12 empty] | 68.45 | 136.9 | 205.35 | W:10'' H:10 1/2'' | 2.82 |  |  | 10 | 10.5 | [30 empty] | D:5 11/16'' DP:1 7/16'' Round |  |  |  |  | 180 | Black |  |  | Hardwired | 0 | 0 | 0 | 0 | 0 | 0 | 0 | 0 | 0 | 0 | 0 | 014817477832 | 12.5 | 9.75 | 12.5 | 4.6 | 0.882 | 175 | Yes | [8 empty] | UL Dry | cUL Dry | PENDANT - MINI | 1-Light Belle | A G30 - 60 Watt Bulb can be used in place of the medium base bulb | P1253BK.jpg | P1253BK.jpg
P1253BS | 1-Light Pendant | The Belle lighting collection of pendants by Feiss is inspired by 1960’s Scandinavian designs featuring sleek, simple lines – offered in three sizes and various finish combinations including beautifully contrasting two-toned finishes. The modern Belle pendant lights are fun and dramatic when hung as a single fixture and absolutely spectacular when grouped together in a multi-pendant lighting installation. (This collection was previously known as the Beso collection.) | LINE VOLTAGE PENDANT | Belle | Pendants | Brushed Steel | BS | Steel |  |  |  |  | 1 Medium A21 100w |  | 1 | No | [14 empty] | 0 | [12 empty] | 68.45 | 136.9 | 205.35 | W:10'' H:10 7/16'' | 2.82 |  |  | 10 | 10.4375 | [30 empty] | D:5 11/16'' DP:1 7/16'' Round |  |  |  |  | 180 | Black |  |  | Hardwired | 0 | 0 | 0 | 0 | 0 | 0 | 0 | 0 | 0 | 0 | 0 | 014817477825 | 13 | 10 | 13 | 4.6 | 0.978 | 175 | Yes | [8 empty] | UL Dry | cUL Dry | PENDANT - MINI | 1-Light Belle | A G30 - 60 Watt Bulb can be used in place of the medium base bulb | P1253BS.jpg | P1253BS.jpg
P1253DBZ | 1-Light Pendant | The Belle lighting collection of pendants by Feiss is inspired by 1960’s Scandinavian designs featuring sleek, simple lines – offered in three sizes and various finish combinations including beautifully contrasting two-toned finishes. The modern Belle pendant lights are fun and dramatic when hung as a single fixture and absolutely spectacular when grouped together in a multi-pendant lighting installation. (This collection was previously known as the Beso collection.) | LINE VOLTAGE PENDANT | Belle | Pendants | Dark Bronze | DBZ | Steel |  |  |  |  | 1 Medium A21 100w |  | 1 | No | [14 empty] | 0 | [12 empty] | 68.45 | 136.9 | 205.35 | W:10'' H:10 7/16'' | 2.82 |  |  | 10 | 10.4375 | [30 empty] | D:5 11/16'' DP:1 7/16'' Round |  |  |  |  | 180 | Black |  |  | Hardwired | 0 | 0 | 0 | 0 | 0 | 0 | 0 | 0 | 0 | 0 | 0 | 014817477856 | 13 | 10 | 13 | 4.6 | 0.978 | 175 | Yes | [8 empty] | UL Dry | cUL Dry | PENDANT - MINI | 1-Light Belle | A G30 - 60 Watt Bulb can be used in place of the medium base bulb | P1253DBZ.jpg | P1253DBZ.jpg
P1253PN | 1-Light Pendant | The Belle lighting collection of pendants by Feiss is inspired by 1960’s Scandinavian designs featuring sleek, simple lines – offered in three sizes and various finish combinations including beautifully contrasting two-toned finishes. The modern Belle pendant lights are fun and dramatic when hung as a single fixture and absolutely spectacular when grouped together in a multi-pendant lighting installation. (This collection was previously known as the Beso collection.) | LINE VOLTAGE PENDANT | Belle | Pendants | Polished Nickel | PN | Steel |  |  |  |  | 1 Medium A21 100w |  | 1 | No | [14 empty] | 0 | [12 empty] | 68.45 | 136.9 | 205.35 | W:10'' H:10 7/16'' | 2.82 |  |  | 10 | 10.4375 | [30 empty] | D:5 11/16'' DP:1 7/16'' Round |  |  |  |  | 180 | Black |  |  | Hardwired | 0 | 0 | 0 | 0 | 0 | 0 | 0 | 0 | 0 | 0 | 0 | 014817477849 | 13 | 10 | 13 | 4.6 | 0.978 | 175 | Yes | [8 empty] | UL Dry | cUL Dry | PENDANT - MINI | 1-Light Belle | A G30 - 60 Watt Bulb can be used in place of the medium base bulb | P1253PN.jpg | P1253PN.jpg
P1254BS | 1-Light Mini Pendant | The Belle lighting collection of pendants by Feiss is inspired by 1960’s Scandinavian designs featuring sleek, simple lines – offered in three sizes and various finish combinations including beautifully contrasting two-toned finishes. The modern Belle pendant lights are fun and dramatic when hung as a single fixture and absolutely spectacular when grouped together in a multi-pendant lighting installation. (This collection was previously known as the Beso collection.) | LINE VOLTAGE PENDANT | Belle | Pendants | Brushed Steel | BS | Steel |  |  |  |  | 1 Medium A19 60w |  | 1 | No | [14 empty] | 0 | [12 empty] | 54.45 | 108.9 | 163.35 | W:7 1/16'' H:9 5/8'' | 2.2 |  |  | 7.0625 | 9.625 | [30 empty] | D:5 11/16'' DP:1 7/16'' Round |  |  |  |  | 180 | Black |  |  | Hardwired | 0 | 0 | 0 | 0 | 0 | 0 | 0 | 0 | 0 | 0 | 0 | 014817477870 | 11 | 9.5 | 9.5 | 3.65 | 0.575 | 125 | Yes | [8 empty] | UL Dry | cUL Dry | PENDANT - MINI | 1-Light Belle |  | P1254BS.jpg | P1254BS.jpg
P1254DBZ | 1-Light Mini Pendant | The Belle lighting collection of pendants by Feiss is inspired by 1960’s Scandinavian designs featuring sleek, simple lines – offered in three sizes and various finish combinations including beautifully contrasting two-toned finishes. The modern Belle pendant lights are fun and dramatic when hung as a single fixture and absolutely spectacular when grouped together in a multi-pendant lighting installation. (This collection was previously known as the Beso collection.) | LINE VOLTAGE PENDANT | Belle | Pendants | Dark Bronze | DBZ | Steel |  |  |  |  | 1 Medium A19 60w |  | 1 | No | [14 empty] | 0 | [12 empty] | 54.45 | 108.9 | 163.35 | W:7 1/16'' H:9 5/8'' | 2.2 |  |  | 7.0625 | 9.625 | [30 empty] | D:5 11/16'' DP:1 7/16'' Round |  |  |  |  | 180 | Black |  |  | Hardwired | 0 | 0 | 0 | 0 | 0 | 0 | 0 | 0 | 0 | 0 | 0 | 014817477863 | 11 | 9.5 | 9.5 | 3.65 | 0.575 | 125 | Yes | [8 empty] | UL Dry | cUL Dry | PENDANT - MINI | 1-Light Belle |  | P1254DBZ.jpg | P1254DBZ.jpg
P1258BUS | 1-Light Mini Pendant | The Lucia lighting collection by Feiss is a completely fresh, contemporary take on crystal light fixtures. The unique, disk-shaped Sunflower Shape Bauhinia crystals are suspended within the intricate metal work presented in a Burnished Silver finish, which combine to create these sleek profiles surrounding inner Linen drum shade. The Leila lighting collection is a sister style, utilizing the same crystals and metal work in orb and sunburst silhouettes. | LINE VOLTAGE PENDANT | Lucia | Pendants | Burnished Silver | BUS | Steel / Crystal | Linen Diffuser | D:4.875" H:12.75" |  |  | 1 Medium T10 60w |  | 1 | No | [27 empty] | 256.95 | 513.9 | 770.85 | W:6 3/4'' H:13 1/2'' | 8.25 |  |  | 6.75 | 13.5 |  |  |  |  | 19.25 - 61.25 | [25 empty] | D:6'' DP:1 5/8'' Round |  |  |  |  | 180 | Clear Silver |  |  | Hardwired | 0 | 0 | 0 | 0 | 0 | 0 | 0 | 0 | 0 | 0 | 0 | 014817479348 | 21.25 | 11.5 | 11 | 10.7 | 1.556 | 125 | Yes | [9 empty] | cUL Dry | PENDANT - MINI | 1-Light Lucia |  | P1258BUS.jpg | P1258BUS.jpg
P1259BUS | 1-Light Pendant | The Lucia lighting collection by Feiss is a completely fresh, contemporary take on crystal light fixtures. The unique, disk-shaped Sunflower Shape Bauhinia crystals are suspended within the intricate metal work presented in a Burnished Silver finish, which combine to create these sleek profiles surrounding inner Linen drum shade. The Leila lighting collection is a sister style, utilizing the same crystals and metal work in orb and sunburst silhouettes. | LINE VOLTAGE PENDANT | Lucia | Pendants | Burnished Silver | BUS | Steel / Crystal | Linen Fabric | D:10.25" H:7.125" |  |  | 1 Medium A21 100w |  | 1 | No | [27 empty] | 342.95 | 685.9 | 1028.85 | W:12 1/2'' H:7 7/8'' | 12.74 |  |  | 12.5 | 7.875 |  |  |  |  | 23.5 - 72.5 | [25 empty] | D:6'' DP:1 5/8'' Round |  |  |  |  | 180 | Clear Silver |  |  | Hardwired | 0 | 0 | 0 | 0 | 0 | 0 | 0 | 0 | 0 | 0 | 0 | 014817479355 | 15.5 | 14.5 | 15.5 | 16.5 | 2.016 | 100 | Yes | [9 empty] | cUL Dry | PENDANT - SHADE | 1-Light Lucia |  | P1259BUS.jpg | P1259BUS.jpg
P1261ORB | 1 - Light Pendant | The Urban Renewal lighting collection by Feiss is a diverse selection of pendants, chandeliers and sconces all inspired by the 20th century Industrial Revolution. Featuring reproduction pieces from the nation’s vintage factories and warehouses, Urban Renewal adds an industrial-inspired aesthetic to any home – adding flair and fun to classic, traditional decor or to the most sleek, contemporary urban spaces. | LINE VOLTAGE PENDANT | Urban Renewal | Pendants | Oil Rubbed Bronze | ORB | Steel / Glass | Clear Seeded Glass | D:5.75" H:8" |  |  | 1 Medium A19 100w |  | 1 | No | [14 empty] | 0 | [12 empty] | 54.45 | 108.9 | 163.35 | D:5 3/4'' H:10'' | 3.37 | 5.75 |  |  | 10 |  |  |  |  | 12.375 - 54.375 | [25 empty] | D:5 1/4'' H:3/4'' Round |  |  |  |  | 180 | Black |  |  | Hardwired | 0 | 0 | 0 | 0 | 0 | 0 | 0 | 0 | 0 | 0 | 0 | 014817483437 | 14.5 | 9.75 | 8.5 | 3.85 | 0.695 | 175 | Yes | 2 | 10014817483434 | 18.5 | 15.5 | 9.75 | 9.2 | 1.618 | Yes |  | cUL Dry | PENDANT - MINI | 1 - Light Urban Renewal |  | P1261ORB.jpg | P1261ORB.jpg
P1263PN | 1 - Light Mini Pendant | With its clean and glistening design, the Malibu lighting collection by Feiss is suitable for interiors classic to modern. It features crisp Opal Etched glass drum shades supported by a steel frame. The frame's shiny Polished Nickel finish accentuates the stepped details on each shade holder and the central column. On the vanity fixtures, the stepped details are duplicated in the oval backplate. The Malibu collection consists of multiple chandeliers, pendants, and bath and ceiling fixtures. | LINE VOLTAGE PENDANT | Malibu | Pendants | Polished Nickel | PN | Steel | Opal Etched Glass | H:4.25" |  |  | 1 Medium A19 100w |  | 1 | No | [27 empty] | 30.95 | 61.9 | 92.85 | D:5 1/16'' H:8 1/8'' | 2.46 | 5.0625 |  |  | 8.125 |  |  |  |  | 8.125 - 50.125 | [25 empty] | D:5'' DP:1'' Round |  |  |  |  | 96 | Black/White |  |  | Hardwired | 0 | 0 | 0 | 0 | 0 | 0 | 0 | 0 | 0 | 0 | 0 | 014817482973 | 13.25 | 7.5 | 7.25 | 3.2 | 0.417 | 125 | Yes | 6 | 10014817482970 | 22.25 | 14 | 16 | 21.7 | 2.884 | Yes |  | cUL Dry | PENDANT - MINI | 1 - Light Malibu |  | P1263PN.jpg | P1263PN.jpg
P1281ASTB | 1 - Light Urban Renewal Pendant | The Urban Renewal lighting collection by Feiss is a diverse selection of pendants, chandeliers and sconces all inspired by the 20th century Industrial Revolution. Featuring reproduction pieces from the nation’s vintage factories and warehouses, Urban Renewal adds an industrial-inspired aesthetic to any home – adding flair and fun to classic, traditional decor or to the most sleek, contemporary urban spaces. | LINE VOLTAGE PENDANT | Urban Renewal | Pendants | Astral Bronze | ASTB | Steel / Glass | Antique Mirror Glass | D:21.5" H:5.75" |  |  | 3 Medium A19 100w |  | 3 | No | [14 empty] | 0 | [12 empty] | 188.45 | 376.9 | 565.35 | D:21 1/2'' H:5 3/4'' | 10.23 | 21.5 |  |  | 5.75 |  |  | 8.625 |  | 5.75 - 62.625 | [25 empty] | D:5 1/8'' DP:1 1/4'' Round |  |  |  |  | 180 | Brown |  |  | Hardwired | 0 | 0 | 0 | 0 | 0 | 0 | 0 | 0 | 0 | 0 | 0 | 014817509618 | 26 | 8.75 | 26 | 15.15 | 3.423 | 175 | Yes | [9 empty] | cUL Dry | PENDANT | 1 - Light Pendant |  | P1281ASTB.jpg | P1281ASTB.jpg
P1282DAB/MB | 1 - Light Pendant | Harking back to period-inspired, warehouse lighting, the Cadence lighting collection by Feiss is a contemporary update to historic industrial fixtures. The riveted center band, as well as the vented top and square-linked chain on the pendants add rich, visual interest yet don’t distract from the clean lines of the overall silhouette. | LINE VOLTAGE PENDANT | Cadence | Pendants | Dark Antique Brass / Matte Black | DAB/MB |  | White Opal Etched Glass | D:7.375" H:4.375" |  |  | 1 Medium A19 75w |  | 1 | No | [14 empty] | 0 | [12 empty] | 140.48 | 280.96 | 421.44 | D:8'' H:10 7/8'' O:77'' | 5.39 | 8 |  |  | 10.875 | Universal Mounting Plate |  | 10.75 | 77 | [26 empty] | D:5 1/2'' DP:1 1/4'' Round |  |  |  |  | 160 | Gold | 60 |  | Hardwired | 0 | 0 | 0 | 0 | 0 | 0 | 0 | 0 | 0 | 0 | 0 | 014817523331 | 11.5 | 10.75 | 10.75 | 5.8 | 0.769 | 125 | Yes | [8 empty] | ETL Dry |  | PENDANT | 1 - Light Cadence |  | P1282DABMB.jpg | P1282DABMB.jpg
P1282PN/BS | 1 - Light Mini Pendant | Harking back to period-inspired, warehouse lighting, the Cadence lighting collection by Feiss is a contemporary update to historic industrial fixtures. The riveted center band, as well as the vented top and square-linked chain on the pendants add rich, visual interest yet don’t distract from the clean lines of the overall silhouette. | LINE VOLTAGE PENDANT | Cadence | Pendants | Polished Nickel / Brushed Steel | PN/BS |  | White Opal Etched Glass | D:7.375" H:4.375" |  |  | 1 Medium A19 75w |  | 1 | No | [14 empty] | 0 | [12 empty] | 140.48 | 280.96 | 421.44 | D:8'' H:10 7/8'' O:77'' | 5.39 | 8 |  |  | 10.875 | Universal Mounting Plate |  | 10.75 | 77 | [26 empty] | D:5 1/2'' DP:1 1/4'' Round |  |  |  |  | 160 | Clear Silver | 60 |  | Hardwired | 0 | 0 | 0 | 0 | 0 | 0 | 0 | 0 | 0 | 0 | 0 | 014817524826 | 11.25 | 10.5 | 10.5 | 5.8 | 0.718 | 100 | Yes | [8 empty] | ETL Dry |  | PENDANT | 1 - Light Cadence |  | P1282PNBS.jpg | P1282PNBS.jpg
P1283DAB/MB | 2 - Light Pendant | Harking back to period-inspired, warehouse lighting, the Cadence lighting collection by Feiss is a contemporary update to historic industrial fixtures. The riveted center band, as well as the vented top and square-linked chain on the pendants add rich, visual interest yet don’t distract from the clean lines of the overall silhouette. | LINE VOLTAGE PENDANT | Cadence | Pendants | Dark Antique Brass / Matte Black | DAB/MB |  | White Opal Etched Glass | D:12.375" H:4.5" |  |  | 2 Medium A19 75w |  | 2 | No | [14 empty] | 0 | [12 empty] | 183.98 | 367.96 | 551.94 | D:13'' H:13 1/8'' O:79'' | 9.57 | 13 |  |  | 13.125 | Universal Mounting Plate |  | 12 | 79 | [26 empty] | D:5 1/2'' DP:1 1/4'' Round |  |  |  |  | 160 | Gold | 60 |  | Hardwired | 0 | 0 | 0 | 0 | 0 | 0 | 0 | 0 | 0 | 0 | 0 | 014817523348 | 16 | 16 | 14 | 10.2 | 2.074 | 175 | Yes | [8 empty] | ETL Dry |  | PENDANT | 2 - Light Cadence |  | P1283DABMB.jpg | P1283DABMB.jpg
P1283PN/BS | 2 - Light Pendant | Harking back to period-inspired, warehouse lighting, the Cadence lighting collection by Feiss is a contemporary update to historic industrial fixtures. The riveted center band, as well as the vented top and square-linked chain on the pendants add rich, visual interest yet don’t distract from the clean lines of the overall silhouette. | LINE VOLTAGE PENDANT | Cadence | Pendants | Polished Nickel / Brushed Steel | PN/BS |  | White Opal Etched Glass | D:12.375" H:4.5" |  |  | 2 Medium A19 75w |  | 2 | No | [14 empty] | 0 | [12 empty] | 183.98 | 367.96 | 551.94 | D:13'' H:13 1/8'' O:79'' | 9.57 | 13 |  |  | 13.125 | Universal Mounting Plate |  | 12 | 79 | [26 empty] | D:5 1/2'' DP:1 1/4'' Round |  |  |  |  | 160 | Clear Silver | 60 |  | Hardwired | 0 | 0 | 0 | 0 | 0 | 0 | 0 | 0 | 0 | 0 | 0 | 014817524840 | 16 | 16 | 13.75 | 10.3 | 2.037 | 175 | Yes | [8 empty] | ETL Dry |  | PENDANT | 2 - Light Cadence |  | P1283PNBS.jpg | P1283PNBS.jpg
P1287BBS | 1 - Harrow Mini Pendant | Combining the traditional profile of a tapered shade with on-trend Clear Seeded glass, the sleek frame and the square-linked chain give the Harrow pendant light collection by Feiss an elevated, contemporary transitional look. The wall sconce is delivered with two glass options, Clear Seeded and Opal Etched, for the customer’s choice to customize. Burnished Brass, Oil Rubbed Bronze and Polished Nickel finishes are available to create completely different looks. The assortment includes a 1-light mini-pendant, 1-light and 3-light pendants, a 2-light flushmount ceiling fixture, as well as a 1-light wall sconce. | LINE VOLTAGE PENDANT | Harrow | Pendants | Burnished Brass | BBS | Steel | Clear Glass | D:8" W:5.5" H:10.875" |  |  | 1 Medium A19 60w |  | 1 | No | [14 empty] | 0 | [11 empty] | 45 | 111.95 | 223.9 | 335.85 | D:8'' H:12'' | 5.17 | 8 |  |  | 12 | Cap Nuts |  |  |  | 20.25 - 56.25 | [25 empty] | D:5'' H:5/8'' Round |  |  |  |  | 180 | Clear Silver |  |  | Hardwired | 0 | 0 | 0 | 0 | 0 | 0 | 0 | 0 | 0 | 0 | 0 | 014817597837 | 15.25 | 11.75 | 11.5 | 6.9 | 1.193 | 175 | Yes | [8 empty] | ETL Dry |  | 1L HARROW MINI-PEND BBS | 1 - Harrow Mini Pendant |  | P1287BBS.jpg | P1287BBS.jpg
P1287ORB | 1 - Harrow Mini Pendant | Combining the traditional profile of a tapered shade with on-trend Clear Seeded glass, the sleek frame and the square-linked chain give the Harrow pendant light collection by Feiss an elevated, contemporary transitional look. The wall sconce is delivered with two glass options, Clear Seeded and Opal Etched, for the customer’s choice to customize. Burnished Brass, Oil Rubbed Bronze and Polished Nickel finishes are available to create completely different looks. The assortment includes a 1-light mini-pendant, 1-light and 3-light pendants, a 2-light flushmount ceiling fixture, as well as a 1-light wall sconce. | LINE VOLTAGE PENDANT | Harrow | Pendants | Oil Rubbed Bronze | ORB | Steel | Clear Seeded Glass | D:8" H:10" |  |  | 1 Medium A19 60w |  | 1 | No | [14 empty] | 0 | [12 empty] | 111.95 | 223.9 | 335.85 | D:8'' H:12'' | 5.17 | 8 |  |  | 12 | Universal Mounting Plate | [29 empty] | D:5'' H:5/8'' Round |  |  |  |  | 160 | Clear Silver |  |  | Hardwired | 0 | 0 | 0 | 0 | 0 | 0 | 0 | 0 | 0 | 0 | 0 | 014817534771 | 15 | 12 | 11.25 | 7.1 | 1.172 | 125 | Yes | [8 empty] | ETL Dry |  | 1L HARROW MINI-PEND ORB | 1 - Harrow Mini Pendant |  | P1287ORB.jpg | P1287PN.jpg
P1287PN | 1 - Mini Pendant | Combining the traditional profile of a tapered shade with on-trend Clear Seeded glass, the sleek frame and the square-linked chain give the Harrow pendant light collection by Feiss an elevated, contemporary transitional look. The wall sconce is delivered with two glass options, Clear Seeded and Opal Etched, for the customer’s choice to customize. Burnished Brass, Oil Rubbed Bronze and Polished Nickel finishes are available to create completely different looks. The assortment includes a 1-light mini-pendant, 1-light and 3-light pendants, a 2-light flushmount ceiling fixture, as well as a 1-light wall sconce. | LINE VOLTAGE PENDANT | Harrow | Pendants | Polished Nickel | PN | Steel | Clear Seeded Glass |  |  |  | 1 Medium A19 60w |  | 1 | No | [14 empty] | 0 | [12 empty] | 113.95 | 227.9 | 341.85 | D:8'' H:12'' | 5.17 | 8 |  |  | 12 | Universal Mounting Plate |  |  |  | 14.25 - 56.25 | [25 empty] | D:5'' H:5/8'' Round |  |  |  |  | 160 | Clear Silver |  |  | Hardwired | 0 | 0 | 0 | 0 | 0 | 0 | 0 | 0 | 0 | 0 | 0 | 014817522570 | 15.5 | 11.5 | 11.5 | 7 | 1.186 | 175 | Yes | [8 empty] | ETL Dry |  | PENDANT | 1 - Harrow Mini Pendant |  | P1287PN.jpg | P1287PN.jpg
P1288BBS | 3 - Light Harrow Pendant | Combining the traditional profile of a tapered shade with on-trend Clear Seeded glass, the sleek frame and the square-linked chain give the Harrow pendant light collection by Feiss an elevated, contemporary transitional look. The wall sconce is delivered with two glass options, Clear Seeded and Opal Etched, for the customer’s choice to customize. Burnished Brass, Oil Rubbed Bronze and Polished Nickel finishes are available to create completely different looks. The assortment includes a 1-light mini-pendant, 1-light and 3-light pendants, a 2-light flushmount ceiling fixture, as well as a 1-light wall sconce. | LINE VOLTAGE PENDANT | Harrow | Pendants | Burnished Brass | BBS | Steel | Clear Glass | L:16" W:13.125" |  |  | 3 Medium A19 60w |  | 3 | No | [14 empty] | 0 |  |  |  |  | Clear Silver | [6 empty] | 45 | 302.95 | 605.9 | 908.85 | D:18 7/8'' H:18 3/8'' O:84'' | 21.3 | 18.875 |  |  | 18.375 | Screw Collar - Chain |  |  | 84 | [26 empty] | D:5'' H:5/8'' Round |  |  |  |  | 180 | Clear Silver | 60 |  | Hardwired | 0 | 0 | 0 | 0 | 0 | 0 | 0 | 0 | 0 | 0 | 0 | 014817597851 | 23 | 22.5 | 23.25 | 21.1 | 6.963 | 250 | Yes | [8 empty] | ETL Damp |  | 3L HARROW PEND BBS | 3 - Light Harrow Pendant |  | P1288BBS.jpg | P1288BBS.jpg
P1288ORB | 3 - Light Harrow Pendant | Combining the traditional profile of a tapered shade with on-trend Clear Seeded glass, the sleek frame and the square-linked chain give the Harrow pendant light collection by Feiss an elevated, contemporary transitional look. The wall sconce is delivered with two glass options, Clear Seeded and Opal Etched, for the customer’s choice to customize. Burnished Brass, Oil Rubbed Bronze and Polished Nickel finishes are available to create completely different looks. The assortment includes a 1-light mini-pendant, 1-light and 3-light pendants, a 2-light flushmount ceiling fixture, as well as a 1-light wall sconce. | LINE VOLTAGE PENDANT | Harrow | Pendants | Oil Rubbed Bronze | ORB | Steel | Clear Seeded Glass |  |  |  | 3 Medium A19 60w |  | 3 | No | [14 empty] | 0 | [12 empty] | 302.95 | 605.9 | 908.85 | D:18 7/8'' H:18 1/2'' O:84'' | 14.63 | 18.875 |  |  | 18.5 |  |  |  | 84 | [26 empty] | D:5'' H:5/8'' Round |  |  |  |  | 160 | Clear Silver | 60 |  | Hardwired | 0 | 0 | 0 | 0 | 0 | 0 | 0 | 0 | 0 | 0 | 0 | 014817534795 | 23.25 | 22.75 | 22.5 | 22.5 | 6.887 | 250 | Yes | [8 empty] | ETL Dry |  | 3L HARROW PEND ORB | 3 - Light Harrow Pendant |  | P1288ORB.jpg | P1288PN.jpg
P1288PN | 3 - Light Pendant | Combining the traditional profile of a tapered shade with on-trend Clear Seeded glass, the sleek frame and the square-linked chain give the Harrow pendant light collection by Feiss an elevated, contemporary transitional look. The wall sconce is delivered with two glass options, Clear Seeded and Opal Etched, for the customer’s choice to customize. Burnished Brass, Oil Rubbed Bronze and Polished Nickel finishes are available to create completely different looks. The assortment includes a 1-light mini-pendant, 1-light and 3-light pendants, a 2-light flushmount ceiling fixture, as well as a 1-light wall sconce. | LINE VOLTAGE PENDANT | Harrow | Pendants | Polished Nickel | PN |  | Clear Seeded Glass |  |  |  | 3 Medium A19 60w |  | 3 | No | [14 empty] | 0 | [12 empty] | 314.45 | 628.9 | 943.35 | D:18 7/8'' H:18 1/2'' O:84'' | 14.63 | 18.875 |  |  | 18.5 |  |  |  | 84 | [26 empty] | D:5'' H:5/8'' Round |  |  |  |  | 160 | Clear Silver | 60 |  | Hardwired | 0 | 0 | 0 | 0 | 0 | 0 | 0 | 0 | 0 | 0 | 0 | 014817522594 | 23 | 22.25 | 22.38 | 22.45 | 6.628 | 250 | Yes | [8 empty] | ETL Dry |  | PENDANT | 3 - Light Harrow Pendant |  | P1288PN.jpg | P1288PN.jpg
P1289BBS | 1 - Light Harrow Pendant | Combining the traditional profile of a tapered shade with on-trend Clear Seeded glass, the sleek frame and the square-linked chain give the Harrow pendant light collection by Feiss an elevated, contemporary transitional look. The wall sconce is delivered with two glass options, Clear Seeded and Opal Etched, for the customer’s choice to customize. Burnished Brass, Oil Rubbed Bronze and Polished Nickel finishes are available to create completely different looks. The assortment includes a 1-light mini-pendant, 1-light and 3-light pendants, a 2-light flushmount ceiling fixture, as well as a 1-light wall sconce. | LINE VOLTAGE PENDANT | Harrow | Pendants | Burnished Brass | BBS | Steel | Clear Glass | L:14.75" W:11" |  |  | 1 Medium A19 60w |  | 1 | No | [14 empty] | 0 | [11 empty] | 45 | 240.45 | 480.9 | 721.35 | D:16'' H:17 3/8'' O:83'' | 11.11 | 16 |  |  | 17.375 | Screw Collar - Chain |  |  | 83 | [26 empty] | D:5'' H:5/8'' Round |  |  |  |  | 180 | Clear Silver | 60 |  | Hardwired | 0 | 0 | 0 | 0 | 0 | 0 | 0 | 0 | 0 | 0 | 0 | 014817597844 | 19.75 | 19.5 | 22.25 | 16.5 | 4.959 | 250 | Yes | [8 empty] | ETL Damp |  | 1L HARROW PENDANT BBS | 1 - Light Harrow Pendant |  | P1289BBS.png | P1289BBS.jpg
P1289ORB | 1 - Light Harrow Pendant | Combining the traditional profile of a tapered shade with on-trend Clear Seeded glass, the sleek frame and the square-linked chain give the Harrow pendant light collection by Feiss an elevated, contemporary transitional look. The wall sconce is delivered with two glass options, Clear Seeded and Opal Etched, for the customer’s choice to customize. Burnished Brass, Oil Rubbed Bronze and Polished Nickel finishes are available to create completely different looks. The assortment includes a 1-light mini-pendant, 1-light and 3-light pendants, a 2-light flushmount ceiling fixture, as well as a 1-light wall sconce. | LINE VOLTAGE PENDANT | Harrow | Pendants | Oil Rubbed Bronze | ORB | Steel | Clear Seeded Glass |  |  |  | 1 Medium A19 60w |  | 1 | No | [14 empty] | 0 | [12 empty] | 240.45 | 480.9 | 721.35 | D:16'' H:17 3/8'' O:83'' | 11.11 | 16 |  |  | 17.375 |  |  |  | 83 | [26 empty] | D:5'' H:5/8'' Round |  |  |  |  | 160 | Clear Silver | 60 |  | Hardwired | 0 | 0 | 0 | 0 | 0 | 0 | 0 | 0 | 0 | 0 | 0 | 014817534788 | 22 | 22 | 19.75 | 17.4 | 5.532 | 250 | Yes | [8 empty] | ETL Dry |  | 1L HARROW PENDANT ORB | 1 - Light Harrow Pendant |  | P1289ORB.jpg | P1289PN.jpg
P1289PN | 1 - Light Pendant | Combining the traditional profile of a tapered shade with on-trend Clear Seeded glass, the sleek frame and the square-linked chain give the Harrow pendant light collection by Feiss an elevated, contemporary transitional look. The wall sconce is delivered with two glass options, Clear Seeded and Opal Etched, for the customer’s choice to customize. Burnished Brass, Oil Rubbed Bronze and Polished Nickel finishes are available to create completely different looks. The assortment includes a 1-light mini-pendant, 1-light and 3-light pendants, a 2-light flushmount ceiling fixture, as well as a 1-light wall sconce. | LINE VOLTAGE PENDANT | Harrow | Pendants | Polished Nickel | PN |  | Clear Seeded Glass |  |  |  | 1 Medium A19 60w |  | 1 | No | [14 empty] | 0 | [12 empty] | 245.95 | 491.9 | 737.85 | D:16'' H:17 3/8'' O:83'' | 11.11 | 16 |  |  | 17.375 |  |  |  | 83 | [26 empty] | D:5'' H:5/8'' Round |  |  |  |  | 160 | Clear Silver | 60 |  | Hardwired | 0 | 0 | 0 | 0 | 0 | 0 | 0 | 0 | 0 | 0 | 0 | 014817522600 | 22.5 | 19.75 | 19.5 | 17 | 5.015 | 250 | Yes | [8 empty] | ETL Dry |  | PENDANT | 1 - Light Harrow Pendant |  | P1289PN.jpg | P1289PN.jpg
P1302WOW/AF | 1 - Light Mini Pendant | The Allier collection makes an elegantly rustic statement by blending warm kiln-dried Weathered Oak Wood with Antique Forged Iron hardware on a modern orb silhouette. We've taken the top product from this best-selling collection and are now offering a damp-rated Outdoor Chandelier that can be used indoors as well as covered outdoor spaces. | LINE VOLTAGE PENDANT | Allier | Pendants | Weathered Oak Wood / Antique Forged Iron | WOW/AF | [5 empty] | 1 Medium A19 60w |  | 1 | No | [14 empty] | 0 | [12 empty] | 148.45 | 296.9 | 445.35 | D:10'' H:12 1/2'' O:78 1/2'' | 3.74 | 10 |  |  | 12.5 |  |  |  | 78.5 | [26 empty] | D:6 1/2'' H:3/4'' Round |  |  |  |  | 160 | Black | 60 |  | Hardwired | 0 | 0 | 0 | 0 | 0 | 0 | 0 | 0 | 0 | 0 | 0 | 014817524277 | 14.5 | 11 | 11 | 5.6 | 1.015 | 175 | Yes | [8 empty] | ETL Dry |  | PENDANT | 1 - Light Allier |  | P1302WOWAF.jpg | P1302WOWAF.jpg
P1303ORB | 1 - Light Lismore Mini Pendant | Modernizing the traditional wagon-wheel profile, the Lismore lighting collection by Feiss puts a contemporary twist on a classic. An unexpected pressed crystal detail on each stem adds a bit of updated glamour to the clean lines of the tapered fabric shades. | LINE VOLTAGE PENDANT | Lismore | Pendants | Oil Rubbed Bronze | ORB |  | Ivory Hardback w/ Fabric | D:5" H:7" | D:3.5" |  | 1 Medium Edison 60w |  | 1 | No | [14 empty] | 0 | [12 empty] | 91.45 | 182.9 | 274.35 | D:5'' H:10 7/8'' | 2.75 | 5 |  |  | 10.875 | Universal Mounting Plate |  |  |  | 13.5 - 55.5 | [25 empty] | D:5'' H:3/4'' Round |  |  |  |  | 160 | Brown |  |  | Hardwired | 0 | 0 | 0 | 0 | 0 | 0 | 0 | 0 | 0 | 0 | 0 | 014817524369 | 16 | 6.25 | 7.75 | 3.9 | 0.448 | 100 | Yes | [8 empty] | ETL Dry |  | PENDANT | 1 - Light Lismore Mini Pendant |  | P1303ORB.jpg | P1303ORB.jpg
P1303PN | 1 - Light Lismore Mini Pendant | Modernizing the traditional wagon-wheel profile, the Lismore lighting collection by Feiss puts a contemporary twist on a classic. An unexpected pressed crystal detail on each stem adds a bit of updated glamour to the clean lines of the tapered fabric shades. | LINE VOLTAGE PENDANT | Lismore | Pendants | Polished Nickel | PN |  | White Hardback w/ Fabric | D:5" H:7" | D:3.5" |  | 1 Medium Edison 60w |  | 1 | No | [14 empty] | 0 | [12 empty] | 91.45 | 182.9 | 274.35 | D:5'' H:10 7/8'' | 2.75 | 5 |  |  | 10.875 | Universal Mounting Plate |  |  |  | 13.5 - 55.5 | [25 empty] | D:5'' H:3/4'' Round |  |  |  |  | 160 | Clear Silver |  |  | Hardwired | 0 | 0 | 0 | 0 | 0 | 0 | 0 | 0 | 0 | 0 | 0 | 014817524352 | 14.25 | 6.75 | 10.25 | 4 | 0.571 | 125 | Yes | [8 empty] | ETL Dry |  | PENDANT | 1 - Light Lismore Mini Pendant |  | P1303PN.jpg | P1303PN.jpg
P1304HGG | 1 - Light Pendant | The uniquely designed Freemont lighting collection by Feiss marries the warehouse industrial trend with a fully modern color palette and a touch of unexpected glamour with the use of clear crystals shimmering at the pendant and sconce's neck. | LINE VOLTAGE PENDANT | Freemont | Pendants | Hi Gloss Grey | HGG | Steel / Crystal |  |  |  |  | 1 Medium A19 100w |  | 1 | No | [14 empty] | 0 | [12 empty] | 150.45 | 300.9 | 451.35 | D:16'' H:14 3/8'' | 4.4 | 16 |  |  | 14.375 | Universal Mounting Plate | [29 empty] | D:5'' H:3/4'' Round |  |  |  |  | 160 | White |  |  | Hardwired | 0 | 0 | 0 | 0 | 0 | 0 | 0 | 0 | 0 | 0 | 0 | 014817528985 | 19.5 | 19.5 | 10 | 8.3 | 2.201 | 250 | Yes | [8 empty] | ETL Dry |  | PENDANT | 1 - Light Pendant |  | P1304HGG.jpg | P1304HGG.jpg
P1305HGG | 1 - Light Mini Pendant | The uniquely designed Freemont lighting collection by Feiss marries the warehouse industrial trend with a fully modern color palette and a touch of unexpected glamour with the use of clear crystals shimmering at the pendant and sconce's neck. | LINE VOLTAGE PENDANT | Freemont | Pendants | Hi Gloss Grey | HGG | Steel / Crystal |  |  |  |  | 1 Medium A19 100w |  | 1 | No | [14 empty] | 0 | [12 empty] | 94.45 | 188.9 | 283.35 | D:9'' H:11'' | 2.86 | 9 |  |  | 11 | Universal Mounting Plate | [29 empty] | D:5'' H:3/4'' Round |  |  |  |  | 160 | White |  |  | Hardwired | 0 | 0 | 0 | 0 | 0 | 0 | 0 | 0 | 0 | 0 | 0 | 014817529005 | 12 | 9 | 12 | 4.4 | 0.75 | 175 | Yes | [8 empty] | ETL Dry |  | PENDANT | 1 - Light Mini Pendant |  | P1305HGG.jpg | P1305HGG.jpg
P1307BS | 1 - Light Tabby Pendant | Marrying an elegant spherical silhouette with the on-trend look of exposed lamping, the Tabby lighting collection by Feiss is an all-together modern update to a classic pendant. Two different silver leaf techniques are used to produce either a dark brown or true silver Mercury glass effect. The spun socket cup adds an extra special detail in the transition from the glass shade to the bulb. | LINE VOLTAGE PENDANT | Tabby | Pendants | Brushed Steel | BS | Steel / Glass | Clear Glass | D:12" H:10.5" |  |  | 1 Medium A19 60w |  | 1 | No | [14 empty] | 0 | [12 empty] | 119.95 | 239.9 | 359.85 | D:12'' H:15 7/8'' O:81'' | 7.04 | 12 |  |  | 15.875 |  |  |  | 81 | [31 empty] | 160 | Clear Silver | 60 |  | Hardwired | 0 | 0 | 0 | 0 | 0 | 0 | 0 | 0 | 0 | 0 | 0 | 014817524604 | 15.75 | 15 | 15.5 | 8.2 | 2.119 | 250 | Yes | [8 empty] | ETL Damp |  | PENDANT | 1 - Light Tabby Pendant |  | P1307BS.jpg | P1307BS.jpg
P1307ORB | 1 - Light Tabby Pendant | Marrying an elegant spherical silhouette with the on-trend look of exposed lamping, the Tabby lighting collection by Feiss is an all-together modern update to a classic pendant. Two different silver leaf techniques are used to produce either a dark brown or true silver Mercury glass effect. The spun socket cup adds an extra special detail in the transition from the glass shade to the bulb. | LINE VOLTAGE PENDANT | Tabby | Pendants | Oil Rubbed Bronze | ORB | Metal & Glass | Clear Glass | D:12" H:10.875" |  |  | 1 Medium A19 60w |  | 1 | No | [14 empty] | 0 | [12 empty] | 119.95 | 239.9 | 359.85 | D:12'' H:15 7/8'' O:81'' | 7.04 | 12 |  |  | 15.875 |  |  |  | 81 | [26 empty] | D:5 1/2'' H:7/8'' |  |  |  |  | 160 | Brown | 60 |  | Hardwired | 0 | 0 | 0 | 0 | 0 | 0 | 0 | 0 | 0 | 0 | 0 | 014817524611 | 13.38 | 11.75 | 11.58 | 5.2 | 1.054 | 175 | Yes | [8 empty] | ETL Damp |  | PENDANT | 1 - Light Tabby Pendant |  | P1307ORB.jpg | P1307ORB.jpg
P1307PN | 1 - Light Tabby Pendant | Marrying an elegant spherical silhouette with the on-trend look of exposed lamping, the Tabby lighting collection by Feiss is an all-together modern update to a classic pendant. Two different silver leaf techniques are used to produce either a dark brown or true silver Mercury glass effect. The spun socket cup adds an extra special detail in the transition from the glass shade to the bulb. | LINE VOLTAGE PENDANT | Tabby | Pendants | Polished Nickel | PN | Metal & Glass | Clear Glass | D:12" H:10.875" |  |  | 1 Medium A19 60w |  | 1 | No | [14 empty] | 0 | [12 empty] | 119.95 | 239.9 | 359.85 | D:12'' H:15 7/8'' O:81'' | 7.04 | 12 |  |  | 15.875 |  |  |  | 81 | [26 empty] | D:5 1/2'' H:7/8'' |  |  |  |  | 160 | Clear Silver | 60 |  | Hardwired | 0 | 0 | 0 | 0 | 0 | 0 | 0 | 0 | 0 | 0 | 0 | 014817524598 | 15.5 | 15.5 | 15 | 7.7 | 2.086 | 250 | Yes | [8 empty] | ETL Damp |  | PENDANT | 1 - Light Tabby Pendant |  | P1307PN.jpg | P1307PN.jpg
P1308BS | 1 - Light Tabby Mini Pendant | Marrying an elegant spherical silhouette with the on-trend look of exposed lamping, the Tabby lighting collection by Feiss is an all-together modern update to a classic pendant. Two different silver leaf techniques are used to produce either a dark brown or true silver Mercury glass effect. The spun socket cup adds an extra special detail in the transition from the glass shade to the bulb. | LINE VOLTAGE PENDANT | Tabby | Pendants | Brushed Steel | BS | Metal & Glass | Clear Glass | D:8.5" H:7.75" |  |  | 1 Medium A19 60w |  | 1 | No | [14 empty] | 0 | [12 empty] | 79.95 | 159.9 | 239.85 | D:8 1/2'' H:12 1/8'' O:77 1/2'' | 4.18 | 8.5 |  |  | 12.125 |  |  |  | 77.5 | [26 empty] | D:5 1/2'' H:7/8'' |  |  |  |  | 160 | Clear Silver | 60 |  | Hardwired | 0 | 0 | 0 | 0 | 0 | 0 | 0 | 0 | 0 | 0 | 0 | 014817524635 | 13.25 | 11.5 | 11.75 | 5.4 | 1.036 | 175 | Yes | [8 empty] | ETL Damp |  | PENDANT | 1 - Light Tabby Mini Pendant |  | P1308BS.jpg | P1308BS.jpg
P1308ORB | 1 - Light Tabby Mini Pendant | Marrying an elegant spherical silhouette with the on-trend look of exposed lamping, the Tabby lighting collection by Feiss is an all-together modern update to a classic pendant. Two different silver leaf techniques are used to produce either a dark brown or true silver Mercury glass effect. The spun socket cup adds an extra special detail in the transition from the glass shade to the bulb. | LINE VOLTAGE PENDANT | Tabby | Pendants | Oil Rubbed Bronze | ORB | Metal & Glass | Clear Glass | D:8.5" H:7.75" |  |  | 1 Medium A19 60w |  | 1 | No | [14 empty] | 0 | [12 empty] | 79.95 | 159.9 | 239.85 | D:8 1/2'' H:12 1/8'' O:77 1/2'' | 4.18 | 8.5 |  |  | 12.125 |  |  |  | 77.5 | [26 empty] | D:5 1/2'' H:7/8'' |  |  |  |  | 160 | Brown | 60 |  | Hardwired | 0 | 0 | 0 | 0 | 0 | 0 | 0 | 0 | 0 | 0 | 0 | 014817524642 | 13.38 | 11.58 | 11.75 | 5.2 | 1.054 | 175 | Yes | [8 empty] | ETL Damp |  | PENDANT | 1 - Light Tabby Mini Pendant |  | P1308ORB.jpg | P1308ORB.jpg
P1308PN | 1 - Light Tabby Mini Pendant | Marrying an elegant spherical silhouette with the on-trend look of exposed lamping, the Tabby lighting collection by Feiss is an all-together modern update to a classic pendant. Two different silver leaf techniques are used to produce either a dark brown or true silver Mercury glass effect. The spun socket cup adds an extra special detail in the transition from the glass shade to the bulb. | LINE VOLTAGE PENDANT | Tabby | Pendants | Polished Nickel | PN | Metal & Glass | Clear Glass | D:8.5" H:7.75" |  |  | 1 Medium A19 60w |  | 1 | No | [14 empty] | 0 | [12 empty] | 79.95 | 159.9 | 239.85 | D:8 1/2'' H:12 1/8'' O:77 1/2'' | 4.18 | 8.5 |  |  | 12.125 |  |  |  | 77.5 | [26 empty] | D:5 1/2'' H:7/8'' |  |  |  |  | 160 | Clear Silver | 60 |  | Hardwired | 0 | 0 | 0 | 0 | 0 | 0 | 0 | 0 | 0 | 0 | 0 | 014817524628 | 12 | 11.5 | 13.38 | 5.2 | 1.069 | 175 | Yes | [8 empty] | ETL Damp |  | PENDANT | 1 - Light Tabby Mini Pendant |  | P1308PN.jpg | P1308PN.jpg
P1309BS | 1 - Light Hounslow Pendant | The unique, elongated dome shade is just the beginning of the design details featured in pendants and flush mounts of the Hounslow lighting collection by Feiss. To complement a wide range of décor, offered are three glass options: Clear glass to showcase a unique bulb, as well as two variations on Mercury glass, created by two different silver leaf techniques are used to produce either a dark brown or true silver Mercury glass. | LINE VOLTAGE PENDANT | Hounslow | Pendants | Brushed Steel | BS |  | Clear Glass | D:9" H:15" |  |  | 1 Medium A19 60w |  | 1 | No | [14 empty] | 0 | [12 empty] | 142.45 | 284.9 | 427.35 | D:9'' H:19 7/8'' O:85 1/2'' | 7.08 | 9 |  |  | 19.875 |  |  |  | 85.5 | [26 empty] | D:5 1/2'' H:1 1/4'' Round |  |  |  |  | 160 |  | 60 |  | Hardwired | 0 | 0 | 0 | 0 | 0 | 0 | 0 | 0 | 0 | 0 | 0 | 014817524666 | 12.5 | 12.5 | 19.5 | 8.8 | 1.763 | 175 | Yes | [8 empty] | ETL Dry |  | PENDANT | 1 - Light Hounslow Pendant |  | P1309BS.jpg | P1309BS.jpg
P1309ORB | 1 - Light Hounslow Pendant | The unique, elongated dome shade is just the beginning of the design details featured in pendants and flush mounts of the Hounslow lighting collection by Feiss. To complement a wide range of décor, offered are three glass options: Clear glass to showcase a unique bulb, as well as two variations on Mercury glass, created by two different silver leaf techniques are used to produce either a dark brown or true silver Mercury glass. | LINE VOLTAGE PENDANT | Hounslow | Pendants | Oil Rubbed Bronze | ORB |  | Clear Glass | D:9" H:15" |  |  | 1 Medium A19 60w |  | 1 | No | [14 empty] | 0 | [12 empty] | 142.45 | 284.9 | 427.35 | D:9'' H:19 7/8'' O:85 1/2'' | 7.08 | 9 |  |  | 19.875 |  |  |  | 85.5 | [26 empty] | D:5 1/2'' H:1 1/4'' Round |  |  |  |  | 160 | Brown | 60 |  | Hardwired | 0 | 0 | 0 | 0 | 0 | 0 | 0 | 0 | 0 | 0 | 0 | 014817524673 | 19.5 | 12.75 | 12.5 | 8.6 | 1.799 | 175 | Yes | [8 empty] | ETL Dry |  | PENDANT | 1 - Light Hounslow Pendant |  | P1309ORB.jpg | P1309ORB.jpg
P1309PN | 1 - Light Hounslow Pendant | The unique, elongated dome shade is just the beginning of the design details featured in pendants and flush mounts of the Hounslow lighting collection by Feiss. To complement a wide range of décor, offered are three glass options: Clear glass to showcase a unique bulb, as well as two variations on Mercury glass, created by two different silver leaf techniques are used to produce either a dark brown or true silver Mercury glass. | LINE VOLTAGE PENDANT | Hounslow | Pendants | Polished Nickel | PN |  | Clear Glass | D:9" H:15" |  |  | 1 Medium A19 60w |  | 1 | No | [14 empty] | 0 | [12 empty] | 142.45 | 284.9 | 427.35 | D:9'' H:19 7/8'' O:85 1/2'' | 7.08 | 9 |  |  | 19.875 |  |  |  | 85.5 | [26 empty] | D:5 1/2'' H:1 1/4'' Round |  |  |  |  | 160 |  | 60 |  | Hardwired | 0 | 0 | 0 | 0 | 0 | 0 | 0 | 0 | 0 | 0 | 0 | 014817524659 | 19 | 12.5 | 12.5 | 8.8 | 1.718 | 175 | Yes | [8 empty] | ETL Dry |  | PENDANT | 1 - Light Hounslow Pendant |  | P1309PN.jpg | P1309PN.jpg
P1310BS | 1 - Light Hounslow Mini Pendant | The unique, elongated dome shade is just the beginning of the design details featured in pendants and flush mounts of the Hounslow lighting collection by Feiss. To complement a wide range of décor, offered are three glass options: Clear glass to showcase a unique bulb, as well as two variations on Mercury glass, created by two different silver leaf techniques are used to produce either a dark brown or true silver Mercury glass. | LINE VOLTAGE PENDANT | Hounslow | Pendants | Brushed Steel | BS |  | Clear Glass | D:6.5" H:9" |  |  | 1 Medium A19 60w |  | 1 | No | [14 empty] | 0 | [12 empty] | 79.95 | 159.9 | 239.85 | D:6 1/2'' H:13 3/8'' O:79'' | 3.65 | 6.5 |  |  | 13.375 |  |  |  | 79 | [26 empty] | D:5 1/2'' H:1 1/4'' Round |  |  |  |  | 160 |  | 60 |  | Hardwired | 0 | 0 | 0 | 0 | 0 | 0 | 0 | 0 | 0 | 0 | 0 | 014817524697 | 14.25 | 9.5 | 9.75 | 5 | 0.764 | 125 | Yes | [8 empty] | ETL Dry |  | PENDANT | 1 - Light Hounslow Mini Pendant |  | P1310BS.jpg | P1310BS.jpg
P1310ORB | 1 - Light Hounslow Mini Pendant | The unique, elongated dome shade is just the beginning of the design details featured in pendants and flush mounts of the Hounslow lighting collection by Feiss. To complement a wide range of décor, offered are three glass options: Clear glass to showcase a unique bulb, as well as two variations on Mercury glass, created by two different silver leaf techniques are used to produce either a dark brown or true silver Mercury glass. | LINE VOLTAGE PENDANT | Hounslow | Pendants | Oil Rubbed Bronze | ORB |  | Clear Glass | D:6.5" H:9" |  |  | 1 Medium A19 60w |  | 1 | No | [14 empty] | 0 | [12 empty] | 79.95 | 159.9 | 239.85 | D:6 1/2'' H:13 3/8'' O:79'' | 3.65 | 6.5 |  |  | 13.375 |  |  |  | 79 | [26 empty] | D:5 1/2'' H:1 1/4'' Round |  |  |  |  | 160 | Brown | 60 |  | Hardwired | 0 | 0 | 0 | 0 | 0 | 0 | 0 | 0 | 0 | 0 | 0 | 014817524703 | 14.5 | 9.78 | 9.75 | 4.9 | 0.8 | 125 | Yes | [8 empty] | ETL Dry |  | PENDANT | 1 - Light Hounslow Mini Pendant |  | P1310ORB.jpg | P1310ORB.jpg
P1310PN | 1 - Light Hounslow Mini Pendant | The unique, elongated dome shade is just the beginning of the design details featured in pendants and flush mounts of the Hounslow lighting collection by Feiss. To complement a wide range of décor, offered are three glass options: Clear glass to showcase a unique bulb, as well as two variations on Mercury glass, created by two different silver leaf techniques are used to produce either a dark brown or true silver Mercury glass. | LINE VOLTAGE PENDANT | Hounslow | Pendants | Polished Nickel | PN |  | Clear Glass | D:6.5" H:9" |  |  | 1 Medium A19 60w |  | 1 | No | [14 empty] | 0 | [12 empty] | 79.95 | 159.9 | 239.85 | D:6 1/2'' H:13 3/8'' O:79'' | 3.65 | 6.5 |  |  | 13.375 |  |  |  | 79 | [26 empty] | D:5 1/2'' H:1 1/4'' Round |  |  |  |  | 160 |  | 60 |  | Hardwired | 0 | 0 | 0 | 0 | 0 | 0 | 0 | 0 | 0 | 0 | 0 | 014817524680 | 14.25 | 9.25 | 9.75 | 5 | 0.744 | 125 | Yes | [8 empty] | ETL Dry |  | PENDANT | 1 - Light Hounslow Mini Pendant |  | P1310PN.jpg | P1310PN.jpg
P1312BUS | 3 - Light Marquise Pendant | Capturing the fun of contemporary crystal and designed to follow the cut of a marquise diamond, the Marquise lighting collection by Feiss has a delicate, exposed metal frame adorned with a silver leaf application and then finished with a string of hand-applied crystal beading to grab the warm light and make a dynamic sparkle. Available in either a Silver finish with Clear color crystals or Burnished Silver finish with Champagne color crystals. | LINE VOLTAGE PENDANT | Marquise | Pendants | Burnished Silver | BUS | [5 empty] | 3 Candelabra B10 Torpedo 60w |  | 3 | No | [14 empty] | 0 | [12 empty] | 474.45 | 948.9 | 1423.35 | D:17 5/8'' H:28 1/8'' O:95'' | 9.99 | 17.625 |  |  | 28.125 |  |  |  | 95 | [26 empty] | D:5 1/2'' H:1 5/8'' Round |  |  |  |  | 180 | Clear Silver | 60 |  | Hardwired | 0 | 0 | 0 | 0 | 0 | 0 | 0 | 0 | 0 | 0 | 0 | 014817526479 | 31.38 | 18.18 | 20.58 | 15.9 | 6.794 | 250 | Yes | [8 empty] | C-UL-US Dry |  | PENDANT | 3 - Light Marquise Pendant |  | P1312BUS.jpg | P1312BUS.jpg
P1312SLV | 3 - Light Marquise Pendant | Capturing the fun of contemporary crystal and designed to follow the cut of a marquise diamond, the Marquise lighting collection by Feiss has a delicate, exposed metal frame adorned with a silver leaf application and then finished with a string of hand-applied crystal beading to grab the warm light and make a dynamic sparkle. Available in either a Silver finish with Clear color crystals or Burnished Silver finish with Champagne color crystals. | LINE VOLTAGE PENDANT | Marquise | Pendants | Silver | SLV | [5 empty] | 3 Candelabra B10 Torpedo 60w |  | 3 | No | [14 empty] | 0 | [12 empty] | 474.45 | 948.9 | 1423.35 | D:17 5/8'' H:28 1/8'' O:95'' | 9.99 | 17.625 |  |  | 28.125 |  |  |  | 95 | [26 empty] | D:5 1/2'' H:1 5/8'' Round |  |  |  |  | 180 | Clear Silver | 60 |  | Hardwired | 0 | 0 | 0 | 0 | 0 | 0 | 0 | 0 | 0 | 0 | 0 | 014817526462 | 31.5 | 18.5 | 18.5 | 15.8 | 6.239 | 250 | Yes | [8 empty] | C-UL-US Dry |  | PENDANT | 3 - Light Marquise Pendant |  | P1312SLV.jpg | P1312SLV.jpg
P1313BUS | 1 - Light Marquise Mini Pendant | Capturing the fun of contemporary crystal and designed to follow the cut of a marquise diamond, the Marquise lighting collection by Feiss has a delicate, exposed metal frame adorned with a silver leaf application and then finished with a string of hand-applied crystal beading to grab the warm light and make a dynamic sparkle. Available in either a Silver finish with Clear color crystals or Burnished Silver finish with Champagne color crystals. | LINE VOLTAGE PENDANT | Marquise | Pendants | Burnished Silver | BUS | [5 empty] | 1 Medium A19 75w |  | 1 | No | [14 empty] | 0 | [12 empty] | 240.45 | 480.9 | 721.35 | D:9 5/8'' H:15 3/4'' O:82 3/4'' | 4.25 | 9.625 |  |  | 15.75 |  |  |  | 82.75 | [26 empty] | D:5 1/2'' H:1 5/8'' Round |  |  |  |  | 180 | Clear Silver | 60 |  | Hardwired | 0 | 0 | 0 | 0 | 0 | 0 | 0 | 0 | 0 | 0 | 0 | 014817526493 | 18.5 | 12 | 12.75 | 6 | 1.638 | 250 | Yes | [8 empty] | C-UL-US Dry |  | PENDANT | 1 - Light Marquise Mini Pendant |  | P1313BUS.jpg | P1313BUS.jpg
P1313SLV | 1 - Light Marquise Mini Pendant | Capturing the fun of contemporary crystal and designed to follow the cut of a marquise diamond, the Marquise lighting collection by Feiss has a delicate, exposed metal frame adorned with a silver leaf application and then finished with a string of hand-applied crystal beading to grab the warm light and make a dynamic sparkle. Available in either a Silver finish with Clear color crystals or Burnished Silver finish with Champagne color crystals. | LINE VOLTAGE PENDANT | Marquise | Pendants | Silver | SLV | [5 empty] | 1 Medium A19 75w |  | 1 | No | [14 empty] | 0 | [12 empty] | 240.45 | 480.9 | 721.35 | D:9 5/8'' H:15 3/4'' O:82 3/4'' | 4.25 | 9.625 |  |  | 15.75 |  |  |  | 82.75 | [26 empty] | D:5 1/2'' H:1 5/8'' Round |  |  |  |  | 180 | Clear Silver | 60 |  | Hardwired | 0 | 0 | 0 | 0 | 0 | 0 | 0 | 0 | 0 | 0 | 0 | 014817526486 | 18.5 | 12 | 12.75 | 6 | 1.638 | 250 | Yes | [8 empty] | C-UL-US Dry |  | PENDANT | 1 - Light Marquise Mini Pendant |  | P1313SLV.jpg | P1313SLV.jpg
P1317BS | 1- Light Pendant | Marrying an elegant spherical silhouette with the on-trend look of exposed lamping, the Tabby lighting collection by Feiss is an all-together modern update to a classic pendant. Two different silver leaf techniques are used to produce either a dark brown or true silver Mercury glass effect. The spun socket cup adds an extra special detail in the transition from the glass shade to the bulb. | LINE VOLTAGE PENDANT | Tabby | Pendants | Brushed Steel | BS |  | Silver Mercury Plating Glass | D:12" H:10.875" |  |  | 1 Medium A19 60w |  | 1 | No | [14 empty] | 0 | [12 empty] | 136.95 | 273.9 | 410.85 | D:12'' H:15 7/8'' O:81'' | 6.16 | 12 |  |  | 15.875 |  |  |  | 81 | [26 empty] | D:5 1/2'' H:7/8'' Round |  |  |  |  | 160 | Clear Silver | 60 |  | Hardwired | 0 | 0 | 0 | 0 | 0 | 0 | 0 | 0 | 0 | 0 | 0 | 014817526974 | 15.5 | 15.5 | 14.75 | 7.4 | 2.051 | 250 | Yes | [8 empty] | ETL Damp |  | PENDANT | 1 - Light Tabby Pendant |  | P1317BS.jpg | P1317BS.jpg
P1317ORB | 1- Light Pendant | Marrying an elegant spherical silhouette with the on-trend look of exposed lamping, the Tabby lighting collection by Feiss is an all-together modern update to a classic pendant. Two different silver leaf techniques are used to produce either a dark brown or true silver Mercury glass effect. The spun socket cup adds an extra special detail in the transition from the glass shade to the bulb. | LINE VOLTAGE PENDANT | Tabby | Pendants | Oil Rubbed Bronze | ORB |  | Brown Mercury Plating Glass | D:12" H:10.875" |  |  | 1 Medium A19 60w |  | 1 | No | [14 empty] | 0 | [12 empty] | 136.95 | 273.9 | 410.85 | D:12'' H:15 7/8'' O:81'' | 6.16 | 12 |  |  | 15.875 |  |  |  | 81 | [26 empty] | D:5 1/2'' H:7/8'' |  |  |  |  | 160 | Brown | 60 |  | Hardwired | 0 | 0 | 0 | 0 | 0 | 0 | 0 | 0 | 0 | 0 | 0 | 014817526981 | 15.5 | 15.5 | 14.75 | 7.4 | 2.051 | 250 | Yes | [8 empty] | ETL Damp |  | PENDANT | 1 - Light Tabby Pendant |  | P1317ORB.jpg | P1317ORB.jpg
P1317PN | 1- Light Pendant | Marrying an elegant spherical silhouette with the on-trend look of exposed lamping, the Tabby lighting collection by Feiss is an all-together modern update to a classic pendant. Two different silver leaf techniques are used to produce either a dark brown or true silver Mercury glass effect. The spun socket cup adds an extra special detail in the transition from the glass shade to the bulb. | LINE VOLTAGE PENDANT | Tabby | Pendants | Polished Nickel | PN |  | Silver Mercury Plating Glass | D:12" H:10.875" |  |  | 1 Medium A19 60w |  | 1 | No | [14 empty] | 0 | [12 empty] | 136.95 | 273.9 | 410.85 | D:12'' H:15 7/8'' O:81'' | 6.16 | 12 |  |  | 15.875 |  |  |  | 81 | [26 empty] | D:5 1/2'' H:7/8'' |  |  |  |  | 160 | Clear Silver | 60 |  | Hardwired | 0 | 0 | 0 | 0 | 0 | 0 | 0 | 0 | 0 | 0 | 0 | 014817526967 | 15.5 | 15.5 | 14.75 | 7.4 | 2.051 | 250 | Yes | [8 empty] | ETL Damp |  | PENDANT | 1 - Light Tabby Pendant |  | P1317PN.jpg | P1317PN.jpg
P1318PN | 1 - Light Mini Pendant | Marrying an elegant spherical silhouette with the on-trend look of exposed lamping, the Tabby lighting collection by Feiss is an all-together modern update to a classic pendant. Two different silver leaf techniques are used to produce either a dark brown or true silver Mercury glass effect. The spun socket cup adds an extra special detail in the transition from the glass shade to the bulb. | LINE VOLTAGE PENDANT | Tabby | Pendants | Polished Nickel | PN |  | Silver Mercury Plating Glass | D:8.5" H:7.75" |  |  | 1 Medium A19 60w |  | 1 | No | [14 empty] | 0 | [12 empty] | 79.5 | 159 | 238.5 | D:8 1/2'' H:12 1/8'' O:77 1/2'' | 3.63 | 8.5 |  |  | 12.125 |  |  |  | 77.5 | [26 empty] | D:5 1/2'' H:7/8'' |  |  |  |  | 160 | Clear Silver | 60 |  | Hardwired | 0 | 0 | 0 | 0 | 0 | 0 | 0 | 0 | 0 | 0 | 0 | 014817526998 | 11.375 | 11.625 | 13.125 | 5.6 | 1.004 | 175 | Yes | [8 empty] | ETL Damp |  | PENDANT | 1 - Light Tabby Mini Pendant |  | P1318PN.jpg | P1318PN.jpg
P1320BS | 1 - Light Hounslow Mini Pendant | The unique, elongated dome shade is just the beginning of the design details featured in pendants and flush mounts of the Hounslow lighting collection by Feiss. To complement a wide range of décor, offered are three glass options: Clear glass to showcase a unique bulb, as well as two variations on Mercury glass, created by two different silver leaf techniques are used to produce either a dark brown or true silver Mercury glass. | LINE VOLTAGE PENDANT | Hounslow | Pendants | Brushed Steel | BS |  | Silver Mercury Plating Glass | D:6.5" H:9" |  |  | 1 Medium A19 60w |  | 1 | No | [14 empty] | 0 | [12 empty] | 94.45 | 188.9 | 283.35 | D:6 1/2'' H:13 3/8'' O:79'' | 2.49 | 6.5 |  |  | 13.375 |  |  |  | 79 | [26 empty] | D:5 1/2'' H:1 1/4'' Round |  |  |  |  | 160 |  | 60 |  | Hardwired | 0 | 0 | 0 | 0 | 0 | 0 | 0 | 0 | 0 | 0 | 0 | 014817527056 | 14 | 9.5 | 9.58 | 5.2 | 0.737 | 125 | Yes | [8 empty] | ETL Dry |  | PENDANT | 1 - Light Hounslow Mini Pendant |  | P1320BS.jpg | P1320BS.jpg
P1320ORB | 1 - Light Hounslow Mini Pendant | The unique, elongated dome shade is just the beginning of the design details featured in pendants and flush mounts of the Hounslow lighting collection by Feiss. To complement a wide range of décor, offered are three glass options: Clear glass to showcase a unique bulb, as well as two variations on Mercury glass, created by two different silver leaf techniques are used to produce either a dark brown or true silver Mercury glass. | LINE VOLTAGE PENDANT | Hounslow | Pendants | Oil Rubbed Bronze | ORB |  | Brown Mercury Plating Glass | D:6.5" H:9" |  |  | 1 Medium A19 60w |  | 1 | No | [14 empty] | 0 | [12 empty] | 94.45 | 188.9 | 283.35 | D:6 1/2'' H:13 3/8'' O:79'' | 2.49 | 6.5 |  |  | 13.375 |  |  |  | 79 | [26 empty] | D:5 1/2'' H:1 1/4'' Round |  |  |  |  | 160 | Brown | 60 |  | Hardwired | 0 | 0 | 0 | 0 | 0 | 0 | 0 | 0 | 0 | 0 | 0 | 014817527063 | 14.18 | 9.5 | 9.5 | 5.7 | 0.741 | 125 | Yes | [8 empty] | ETL Dry |  | PENDANT | 1 - Light Hounslow Mini Pendant |  | P1320ORB.jpg | P1320ORB.jpg
P1320PN | 1 - Light Hounslow Mini Pendant | The unique, elongated dome shade is just the beginning of the design details featured in pendants and flush mounts of the Hounslow lighting collection by Feiss. To complement a wide range of décor, offered are three glass options: Clear glass to showcase a unique bulb, as well as two variations on Mercury glass, created by two different silver leaf techniques are used to produce either a dark brown or true silver Mercury glass. | LINE VOLTAGE PENDANT | Hounslow | Pendants | Polished Nickel | PN |  | Silver Mercury Plating Glass | D:6.5" H:9" |  |  | 1 Medium A19 60w |  | 1 | No | [14 empty] | 0 | [12 empty] | 94.45 | 188.9 | 283.35 | D:6 1/2'' H:13 3/8'' O:79'' | 2.49 | 6.5 |  |  | 13.375 |  |  |  | 79 | [26 empty] | D:5 1/2'' H:1 1/4'' Round |  |  |  |  | 160 |  | 60 |  | Hardwired | 0 | 0 | 0 | 0 | 0 | 0 | 0 | 0 | 0 | 0 | 0 | 014817527070 | 9.5 | 9.625 | 14.375 | 5.6 | 0.761 | 125 | Yes | [8 empty] | ETL Dry |  | PENDANT | 1 - Light Hounslow Mini Pendant |  | P1320PN.jpg | P1320PN.jpg
P1325PN | 4 - Light Mini Audrie Pendant | With a sleek, sculptural shape, the Audrie lighting collection by Feiss marries a glamorous Hollywood Regency silhouette with a modern LED-centric design. The LEDs are nested in the vertical body frames, emitting a warm glow from arms of the sconces or the kinetic, mobile-like pendants. | LINE VOLTAGE PENDANT | Audrie | Pendants | Polished Nickel | PN | Steel/Aluminum/PC | [6 empty] | 4 | No | 250 | 2700 | 80 | 3 | 120 | 19 - Integrated | MODS - Modules |  |  |  | LED | 3 | 3 |  | 0 | [12 empty] | 342.95 | 685.9 | 1028.85 | W:7 1/8'' H:13 1/8'' O:58 3/8'' | 4.84 |  |  | 7.125 | 13.125 | Cross Bar |  |  | 58.375 | 22.375 - 58.375 | [25 empty] | H:1 1/2'' Round |  |  |  |  | 160 | Red / Black |  |  | Hardwired | 0 | 0 | 0 | 0 | 0 | 0 | 1 | 0 | 0 | 0 | 0 | 014817527643 | 15.75 | 10.75 | 6.75 | 5.25 | 0.661 | 125 | Yes | [8 empty] | ETL Dry |  | PENDANT | 4 - Light Mini Audrie Pendant |  | P1325PN.jpg | P1325PN.jpg
P1326DWO/ORB | 1 - Light Mini Lumiere' Pendant | Based on French countryside influences and a hand-crafted, artisan aesthetic, the Lumière lighting collection by Feiss is rich in texture and celebrates a classic lantern silhouette. Cross-hatched, Dark Weathered Oak wood (pressure treated to minimize cracking and weather well over time) is coupled with seeded glass and rope details to complete the look. The outdoor Lumière in Oil Rubbed Bronze finish is also offered in clean-lined option without the cross-hatched wood. | LINE VOLTAGE PENDANT | Lumiere' | Pendants | Dark Weathered Oak / Oil Rubbed Bronze | DWO/ORB |  | Clear Seeded Clear Glass |  |  |  | 1 Medium A19 75w |  | 1 | No | [14 empty] | 0 | [12 empty] | 213.45 | 426.9 | 640.35 | L:6 1/4'' W:6 1/4'' H:21 1/2'' | 5.28 |  | 6.25 | 6.25 | 21.5 | Other | [29 empty] | H:1 1/8'' Round |  |  |  |  | 160 | Black | 60 |  | Hardwired | 0 | 0 | 0 | 0 | 0 | 0 | 0 | 0 | 0 | 0 | 0 | 014817529142 | 17 | 12.5 | 9.5 | 7.5 | 1.168 | 125 | Yes | [8 empty] | ETL Dry |  | PENDANT | 1 - Light Mini Lumiere' Pendant |  | P1326DWOORB.jpg | P1326DWOORB.jpg
P1328ORB | 1 - Light Mini Lumiere' Pendant | Based on French countryside influences and a hand-crafted, artisan aesthetic, the Lumière lighting collection by Feiss is rich in texture and celebrates a classic lantern silhouette. Cross-hatched, Dark Weathered Oak wood (pressure treated to minimize cracking and weather well over time) is coupled with seeded glass and rope details to complete the look. The outdoor Lumière in Oil Rubbed Bronze finish is also offered in clean-lined option without the cross-hatched wood. | LINE VOLTAGE PENDANT | Lumiere' | Pendants | Oil Rubbed Bronze | ORB |  | Clear Seeded Glass |  |  |  | 1 Medium A19 75w |  | 1 | No | [14 empty] | 0 | [12 empty] | 157.45 | 314.9 | 472.35 | L:6 1/4'' W:6 1/4'' H:15 1/2'' O:81 1/2'' | 5.72 |  | 6.25 | 6.25 | 15.5 | Other |  |  | 81.5 | [26 empty] | H:1 1/8'' Round |  |  |  |  | 160 | Black | 60 |  | Hardwired | 0 | 0 | 0 | 0 | 0 | 0 | 0 | 0 | 0 | 0 | 0 | 014817527681 | 17.5 | 9.75 | 15.25 | 7.7 | 1.506 | 175 | Yes | [8 empty] | ETL Dry |  | PENDANT | 1 - Light Mini Lumiere' Pendant |  | P1328ORB.jpg | P1328ORB.jpg
P1330PN | 1 - Light Crystal Inlay Mini-Pendant Polished Nickel | Inspired by the craftsmanship of fine jewelry, a Crystal inlay is coupled with the Polished Nickel finish and White Shantung Silk shades in each fixture of the Pavé lighting collection by Feiss to add sparkle in an unexpected and cleanly tailored way. This transitional design delivers vibrant elegance to any room’s design without overpowering the rest of the beautiful décor. The lighting collection includes a 5-Light Chandelier, 3-Light Chandelier, 3-Light Drum, 1-Light Mini-Pendant, 2-Light Flushmount, 1-Light Wall Sconce, as well as 2-Light, 3-Light and 4-Light Vanity fixtures which all have Opal Etched glass shades. | LINE VOLTAGE PENDANT | Pave | Pendants | Polished Nickel | PN | Steel |  |  |  |  | 1 Medium A19 75w |  | 1 | No | [14 empty] | 0 | [12 empty] | 97.45 | 194.9 | 292.35 | D:5 1/2'' H:13 1/2'' O:58 13/16'' | 3.5 | 5.5 |  |  | 13.5 | Dual Mount |  |  | 58.8125 | 22.8125 - 58.8125 | [30 empty] | 180 | Clear |  |  | Hardwired | 0 | 0 | 0 | 0 | 0 | 0 | 0 | 0 | 0 | 0 | 0 | 014817536225 | 19.25 | 9.25 | 8.25 | 4 | 0.85 | 175 | Yes | [9 empty] | cETL Dry | 1L Crystal Inlay Mini-Pendant Polished Nickel | 1 - Light Mini-Pendant |  | P1330PN.jpg | P1330PN.jpg
P1334SN/CH | 1 - Light Mini-Pendant | With a modernized wagon wheel silhouette, the Jonah lighting collection by Feiss has cylindrical, Crackled glass shades with White inner glass to create soft light. Further updating the period inspired aesthetic is the two-toned finish of Satin Nickel with Chrome accents to highlight the design details. The two-tiered, 9-light chandelier is particularly dramatic and will be the highlight of any space. Lighting fixtures include 4- and 6-light chandeliers; an 8-light island chandelier; a 2-tiered, 9-light chandelier; and a 1-light mini-pendant. | LINE VOLTAGE PENDANT | Jonah | Pendants | Satin Nickel / Chrome | SN/CH | Steel | White Opal Etched Glass | D:3.375" H:8" |  |  | 1 Medium A19 75w |  | 1 | No | [14 empty] | 0 | [12 empty] | 62.45 | 124.9 | 187.35 | D:5 1/2'' H:9 1/4'' O:54 1/4'' | 4 | 5.5 |  |  | 9.25 | Swivel |  |  | 54.25 | 18.25 - 54.25 | [25 empty] | D:5 1/2'' H:1 1/8'' Round |  |  |  |  | 180 | Clear |  |  | Hardwired | 0 | 0 | 0 | 0 | 0 | 0 | 0 | 0 | 0 | 0 | 0 | 014817565027 | 18 | 9.25 | 8.5 | 6.3 | 0.819 | 125 | Yes | [9 empty] | cETL Damp | 1L MINI-PENDANT S.NKL CHRM | 1 - Light Mini-Pendant |  | P1334SNCH.jpg | P1334SNCH.jpg
P1347PAGB/DWZ | 1 - Light Pendant | The Baskin lighting collection by Feiss is an ultra-clean, modern take on the classic antique socket pendant light. In three, iconic silhouettes (cone, chimney and dome), the Clear Thick glass 1-light pendants bring warmth and sparkle, while beautifully complementing all types of surroundings. The finishes offered include Polished Nickel for a more contemporary feel, as well as a unique combination of Painted Aged Brass with Dark Weathered Zinc which works well in a more rustic décor. Within the sleek and elegant shades, an incandescent Edison-style lamp (not included) becomes a dramatic focal point. | LINE VOLTAGE PENDANT | Baskin | Pendants | Painted Aged Brass / Dark Weathered Zinc | PAGB/DWZ | Steel | Clear Glass |  |  |  | 1 Medium A19 60w |  | 1 | No | [14 empty] | 0 | [12 empty] | 79.95 | 159.9 | 239.85 | D:8 1/2'' H:11 5/8'' | 5.3 | 8.5 |  |  | 11.625 | [35 empty] | 180 | Black |  |  | Hardwired | 0 | 0 | 0 | 0 | 0 | 0 | 0 | 0 | 0 | 0 | 0 | 014817503364 | 19.75 | 12.75 | 12.75 | 8.3 | 1.858 | 175 | Yes | [9 empty] | cETL Dry | 1L Baskin Pendant Painted Aged Brass / Dark Weathered Zinc | 1 - Light Pendant |  | P1347PAGBDWZ.jpg | P1347PAGBDWZ.jpg
P1347PN | 1 - Light Pendant | The Baskin lighting collection by Feiss is an ultra-clean, modern take on the classic antique socket pendant light. In three, iconic silhouettes (cone, chimney and dome), the Clear Thick glass 1-light pendants bring warmth and sparkle, while beautifully complementing all types of surroundings. The finishes offered include Polished Nickel for a more contemporary feel, as well as a unique combination of Painted Aged Brass with Dark Weathered Zinc which works well in a more rustic décor. Within the sleek and elegant shades, an incandescent Edison-style lamp (not included) becomes a dramatic focal point. | LINE VOLTAGE PENDANT | Baskin | Pendants | Polished Nickel | PN | Steel | Clear Glass |  |  |  | 1 Medium A19 60w |  | 1 | No | [14 empty] | 0 | [12 empty] | 79.95 | 159.9 | 239.85 | D:8 1/2'' H:11 5/8'' | 5.4 | 8.5 |  |  | 11.625 | [35 empty] | 180 | Black |  |  | Hardwired | 0 | 0 | 0 | 0 | 0 | 0 | 0 | 0 | 0 | 0 | 0 | 014817540918 | 19.58 | 12.5 | 13.25 | 8.4 | 1.877 | 175 | Yes | [9 empty] | cETL Dry | 1L Baskin Pendant Polished Nickel | 1 - Light Pendant |  | P1347PN.jpg | P1347PN.jpg
P1348PAGB/DWZ | 1 - Light Pendant | The Baskin lighting collection by Feiss is an ultra-clean, modern take on the classic antique socket pendant light. In three, iconic silhouettes (cone, chimney and dome), the Clear Thick glass 1-light pendants bring warmth and sparkle, while beautifully complementing all types of surroundings. The finishes offered include Polished Nickel for a more contemporary feel, as well as a unique combination of Painted Aged Brass with Dark Weathered Zinc which works well in a more rustic décor. Within the sleek and elegant shades, an incandescent Edison-style lamp (not included) becomes a dramatic focal point. | LINE VOLTAGE PENDANT | Baskin | Pendants | Painted Aged Brass / Dark Weathered Zinc | PAGB/DWZ | Steel | Clear Glass |  |  |  | 1 Medium A19 60w |  | 1 | No | [14 empty] | 0 | [12 empty] | 85.45 | 170.9 | 256.35 | D:10'' H:10 3/8'' | 5.9 | 10 |  |  | 10.375 | [35 empty] | 180 | Black |  |  | Hardwired | 0 | 0 | 0 | 0 | 0 | 0 | 0 | 0 | 0 | 0 | 0 | 014817505207 | 14 | 11 | 14 | 9.9 | 1.248 | 125 | Yes | [9 empty] | cETL Dry | 1L Pendant Painted Aged Brass / Dark Weathered Zinc | 1 - Light Pendant |  | P1348PAGBDWZ.jpg | P1348PAGBDWZ.jpg
P1348PN | 1 - Light Pendant | The Baskin lighting collection by Feiss is an ultra-clean, modern take on the classic antique socket pendant light. In three, iconic silhouettes (cone, chimney and dome), the Clear Thick glass 1-light pendants bring warmth and sparkle, while beautifully complementing all types of surroundings. The finishes offered include Polished Nickel for a more contemporary feel, as well as a unique combination of Painted Aged Brass with Dark Weathered Zinc which works well in a more rustic décor. Within the sleek and elegant shades, an incandescent Edison-style lamp (not included) becomes a dramatic focal point. | LINE VOLTAGE PENDANT | Baskin | Pendants | Polished Nickel | PN | Steel | Clear Glass |  |  |  | 1 Medium A19 60w |  | 1 | No | [14 empty] | 0 | [12 empty] | 85.45 | 170.9 | 256.35 | D:10'' H:10 3/8'' | 5.6 | 10 |  |  | 10.375 | [35 empty] | 180 | Black |  |  | Hardwired | 0 | 0 | 0 | 0 | 0 | 0 | 0 | 0 | 0 | 0 | 0 | 014817540925 | 20.5 | 14.25 | 13.5 | 9.6 | 2.282 | 175 | Yes | [9 empty] | cETL Dry | 1L Baskin Pendant Polished Nickel | 1 - Light Pendant |  | P1348PN.jpg | P1348PN.jpg
P1349PAGB/DWZ | 1 - Light Pendant | The Baskin lighting collection by Feiss is an ultra-clean, modern take on the classic antique socket pendant light. In three, iconic silhouettes (cone, chimney and dome), the Clear Thick glass 1-light pendants bring warmth and sparkle, while beautifully complementing all types of surroundings. The finishes offered include Polished Nickel for a more contemporary feel, as well as a unique combination of Painted Aged Brass with Dark Weathered Zinc which works well in a more rustic décor. Within the sleek and elegant shades, an incandescent Edison-style lamp (not included) becomes a dramatic focal point. | LINE VOLTAGE PENDANT | Baskin | Pendants | Painted Aged Brass / Dark Weathered Zinc | PAGB/DWZ | Steel | Clear Glass |  |  |  | 1 Medium A19 60w |  | 1 | No | [14 empty] | 0 | [12 empty] | 85.45 | 170.9 | 256.35 | D:9'' H:10 3/4'' | 5.5 | 9 |  |  | 10.75 | [35 empty] | 180 | Black |  |  | Hardwired | 0 | 0 | 0 | 0 | 0 | 0 | 0 | 0 | 0 | 0 | 0 | 014817503432 | 19.6 | 12.5 | 13.5 | 9.5 | 1.914 | 175 | Yes | [9 empty] | cETL Dry | 1L Baskin Pendant Painted Aged Brass / Dark Weathered Zinc | 1 - Light Pendant |  | P1349PAGBDWZ.jpg | P1349PAGBDWZ.jpg
P1349PN | 1 - Light Pendant | The Baskin lighting collection by Feiss is an ultra-clean, modern take on the classic antique socket pendant light. In three, iconic silhouettes (cone, chimney and dome), the Clear Thick glass 1-light pendants bring warmth and sparkle, while beautifully complementing all types of surroundings. The finishes offered include Polished Nickel for a more contemporary feel, as well as a unique combination of Painted Aged Brass with Dark Weathered Zinc which works well in a more rustic décor. Within the sleek and elegant shades, an incandescent Edison-style lamp (not included) becomes a dramatic focal point. | LINE VOLTAGE PENDANT | Baskin | Pendants | Polished Nickel | PN | Steel | Clear Glass |  |  |  | 1 Medium A19 60w |  | 1 | No | [14 empty] | 0 | [12 empty] | 85.45 | 170.9 | 256.35 | D:9'' H:10 3/4'' | 5.2 | 9 |  |  | 10.75 | [35 empty] | 180 | Black |  |  | Hardwired | 0 | 0 | 0 | 0 | 0 | 0 | 0 | 0 | 0 | 0 | 0 | 014817540932 | 19.38 | 12.5 | 12.5 | 9.2 | 1.752 | 175 | Yes | [9 empty] | cETL Dry | 1L Baskin Pendant Polished Nickel | 1 - Light Pendant |  | P1349PN.jpg | P1349PN.jpg
P1354ORB | 1 - Light Mini-Pendant | The Hobson lighting collection by Feiss brings the industrial-inspired pendant to a whole new level of modern detail and technology. The top pivot adds authenticity, and the large selection of shades, including three metal finishes of Aged Brass, Oil Rubbed Bronze or Satin Nickel or two glass options of Opal Etched Case or Clear Seeded glass, meets any design objective. The pendants have four lamping options traditional or Antique-style incandescent, fluorescent or LED. The assortment includes a 1-light mini-pendant, medium and large 1-light pendants, a 3-light island pendant and a 3-light chandelier. | LINE VOLTAGE PENDANT | Hobson | Pendants | Oil Rubbed Bronze | ORB | Steel | Clear Seeded Glass |  |  |  | 1 Medium A19 75w |  | 1 | No | [14 empty] | 0 | [12 empty] | 102.45 | 204.9 | 307.35 | D:7 1/2'' H:11 3/4'' O:56 3/8'' | 4.9 | 7.5 |  |  | 11.75 |  |  |  | 56.375 | 20.375 - 56.375 | [30 empty] | 180 | Black/White |  |  | Hardwired | 0 | 0 | 0 | 0 | 0 | 0 | 0 | 0 | 0 | 0 | 0 | 014817537444 | 15 | 12.25 | 11.5 | 5.4 | 1.223 | 175 | Yes | [9 empty] | cETL Dry | 1L Hobson Mini -Pendant Oil Rubbed Bronze | 1 - Light Mini-Pendant |  | P1354ORB.jpg | P1354ORB.jpg
P1354SN | 1 - Light Mini-Pendant | The Hobson lighting collection by Feiss brings the industrial-inspired pendant to a whole new level of modern detail and technology. The top pivot adds authenticity, and the large selection of shades, including three metal finishes of Aged Brass, Oil Rubbed Bronze or Satin Nickel or two glass options of Opal Etched Case or Clear Seeded glass, meets any design objective. The pendants have four lamping options traditional or Antique-style incandescent, fluorescent or LED. The assortment includes a 1-light mini-pendant, medium and large 1-light pendants, a 3-light island pendant and a 3-light chandelier. | LINE VOLTAGE PENDANT | Hobson | Pendants | Satin Nickel | SN | Steel | Clear Seeded Glass |  |  |  | 1 Medium A19 75w |  | 1 | No | [14 empty] | 0 | [12 empty] | 102.45 | 204.9 | 307.35 | D:7 1/2'' H:11 3/4'' O:56 3/8'' | 4.1 | 7.5 |  |  | 11.75 |  |  |  | 56.375 | 20.375 - 56.375 | [30 empty] | 180 | Black/White |  |  | Hardwired | 0 | 0 | 0 | 0 | 0 | 0 | 0 | 0 | 0 | 0 | 0 | 014817537598 | 14.75 | 11.58 | 12.75 | 4.9 | 1.26 | 250 | Yes | [9 empty] | cETL Dry | 1L Hobson Mini -Pendant Satin Nickel | 1 - Light Mini-Pendant |  | P1354SN.jpg | P1354SN.jpg
P1355ORB | 1 - Light Pendant | The Hobson lighting collection by Feiss brings the industrial-inspired pendant to a whole new level of modern detail and technology. The top pivot adds authenticity, and the large selection of shades, including three metal finishes of Aged Brass, Oil Rubbed Bronze or Satin Nickel or two glass options of Opal Etched Case or Clear Seeded glass, meets any design objective. The pendants have four lamping options traditional or Antique-style incandescent, fluorescent or LED. The assortment includes a 1-light mini-pendant, medium and large 1-light pendants, a 3-light island pendant and a 3-light chandelier. | LINE VOLTAGE PENDANT | Hobson | Pendants | Oil Rubbed Bronze | ORB | Steel | Clear Seeded Glass |  |  |  | 1 Medium A19 75w |  | 1 | No | [14 empty] | 0 | [12 empty] | 119.95 | 239.9 | 359.85 | D:9 1/2'' H:14 1/8'' O:59'' | 6 | 9.5 |  |  | 14.125 |  |  |  | 59 | 23 - 59 | [30 empty] | 180 | Black/White |  |  | Hardwired | 0 | 0 | 0 | 0 | 0 | 0 | 0 | 0 | 0 | 0 | 0 | 014817537451 | 15.75 | 14.5 | 13.5 | 8.2 | 1.784 | 175 | Yes | [9 empty] | cETL Dry | 1L Hobson Pendant Oil Rubbed Bronze | 1 - Light Pendant |  | P1355ORB.jpg | P1355ORB.jpg
P1355SN | 1 - Light Pendant | The Hobson lighting collection by Feiss brings the industrial-inspired pendant to a whole new level of modern detail and technology. The top pivot adds authenticity, and the large selection of shades, including three metal finishes of Aged Brass, Oil Rubbed Bronze or Satin Nickel or two glass options of Opal Etched Case or Clear Seeded glass, meets any design objective. The pendants have four lamping options traditional or Antique-style incandescent, fluorescent or LED. The assortment includes a 1-light mini-pendant, medium and large 1-light pendants, a 3-light island pendant and a 3-light chandelier. | LINE VOLTAGE PENDANT | Hobson | Pendants | Satin Nickel | SN | Steel | Clear Seeded Glass |  |  |  | 1 Medium A19 75w |  | 1 | No | [14 empty] | 0 | [12 empty] | 119.95 | 239.9 | 359.85 | D:9 1/2'' H:14 1/8'' O:59'' | 6 | 9.5 |  |  | 14.125 |  |  |  | 59 | 23 - 59 | [30 empty] | 180 | Black/White |  |  | Hardwired | 0 | 0 | 0 | 0 | 0 | 0 | 0 | 0 | 0 | 0 | 0 | 014817537604 | 16 | 14.5 | 13.75 | 7.6 | 1.846 | 175 | Yes | [9 empty] | cETL Dry | 1L Hobson Pendant Satin Nickel | 1 - Light Pendant |  | P1355SN.jpg | P1355SN.jpg
P1356ORB | 1 - Light Pendant | The Hobson lighting collection by Feiss brings the industrial-inspired pendant to a whole new level of modern detail and technology. The top pivot adds authenticity, and the large selection of shades, including three metal finishes of Aged Brass, Oil Rubbed Bronze or Satin Nickel or two glass options of Opal Etched Case or Clear Seeded glass, meets any design objective. The pendants have four lamping options traditional or Antique-style incandescent, fluorescent or LED. The assortment includes a 1-light mini-pendant, medium and large 1-light pendants, a 3-light island pendant and a 3-light chandelier. | LINE VOLTAGE PENDANT | Hobson | Pendants | Oil Rubbed Bronze | ORB | Steel | Clear Seeded Glass |  |  |  | 1 Medium A19 75w |  | 1 | No | [14 empty] | 0 | [12 empty] | 182.95 | 365.9 | 548.85 | D:14'' H:20 1/2'' O:66 1/8'' | 6 | 14 |  |  | 20.5 |  |  |  | 66.125 | 30.125 - 66.125 | [30 empty] | 180 | Black/White |  |  | Hardwired | 0 | 0 | 0 | 0 | 0 | 0 | 0 | 0 | 0 | 0 | 0 | 014817537468 | 17 | 17 | 16 | 12.5 | 2.676 | 175 | Yes | [9 empty] | cETL Dry | 1L Hobson Pendant Oil Rubbed Bronze | 1 - Light Pendant |  | P1356ORB.jpg | P1356ORB.jpg
P1356SN | 1 - Light Pendant | The Hobson lighting collection by Feiss brings the industrial-inspired pendant to a whole new level of modern detail and technology. The top pivot adds authenticity, and the large selection of shades, including three metal finishes of Aged Brass, Oil Rubbed Bronze or Satin Nickel or two glass options of Opal Etched Case or Clear Seeded glass, meets any design objective. The pendants have four lamping options traditional or Antique-style incandescent, fluorescent or LED. The assortment includes a 1-light mini-pendant, medium and large 1-light pendants, a 3-light island pendant and a 3-light chandelier. | LINE VOLTAGE PENDANT | Hobson | Pendants | Satin Nickel | SN | Steel | Clear Seeded Glass |  |  |  | 1 Medium A19 75w |  | 1 | No | [14 empty] | 0 | [12 empty] | 182.95 | 365.9 | 548.85 | D:14'' H:20 1/2'' O:66 1/8'' | 10 | 14 |  |  | 20.5 |  |  |  | 66.125 | 30.125 - 66.125 | [30 empty] | 180 | Black/White |  |  | Hardwired | 0 | 0 | 0 | 0 | 0 | 0 | 0 | 0 | 0 | 0 | 0 | 014817537611 | 17.5 | 17.5 | 16.5 | 13.5 | 2.924 | 175 | Yes | [9 empty] | cETL Dry | 1L Hobson Pendant Satin Nickel | 1 - Light Pendant |  | P1356SN.jpg | P1356SN.jpg
P1357ORB | 1 - Light Mini-Pendant | The Hobson lighting collection by Feiss brings the industrial-inspired pendant to a whole new level of modern detail and technology. The top pivot adds authenticity, and the large selection of shades, including three metal finishes of Aged Brass, Oil Rubbed Bronze or Satin Nickel or two glass options of Opal Etched Case or Clear Seeded glass, meets any design objective. The pendants have four lamping options traditional or Antique-style incandescent, fluorescent or LED. The assortment includes a 1-light mini-pendant, medium and large 1-light pendants, a 3-light island pendant and a 3-light chandelier. | LINE VOLTAGE PENDANT | Hobson | Pendants | Oil Rubbed Bronze | ORB | Steel | Metal |  |  |  | 1 Medium A19 75w |  | 1 | No | [14 empty] | 0 | [12 empty] | 113.95 | 227.9 | 341.85 | D:7 1/2'' H:11 3/4'' O:56 3/8'' | 4 | 7.5 |  |  | 11.75 |  |  |  | 56.375 | 20.375 - 56.375 | [30 empty] | 180 | Black/White |  |  | Hardwired | 0 | 0 | 0 | 0 | 0 | 0 | 0 | 0 | 0 | 0 | 0 | 014817537499 | 14.75 | 12.5 | 11.75 | 5 | 1.254 | 175 | Yes | [9 empty] | cETL Dry | 1L Hobson Mini -Pendant Oil Rubbed Bronze | 1 - Light Mini-Pendant |  | P1357ORB.jpg | P1357ORB.jpg
P1357SN | 1 - Light Mini-Pendant | The Hobson lighting collection by Feiss brings the industrial-inspired pendant to a whole new level of modern detail and technology. The top pivot adds authenticity, and the large selection of shades, including three metal finishes of Aged Brass, Oil Rubbed Bronze or Satin Nickel or two glass options of Opal Etched Case or Clear Seeded glass, meets any design objective. The pendants have four lamping options traditional or Antique-style incandescent, fluorescent or LED. The assortment includes a 1-light mini-pendant, medium and large 1-light pendants, a 3-light island pendant and a 3-light chandelier. | LINE VOLTAGE PENDANT | Hobson | Pendants | Satin Nickel | SN | Steel | Metal |  |  |  | 1 Medium A19 75w |  | 1 | No | [14 empty] | 0 | [12 empty] | 113.95 | 227.9 | 341.85 | D:7 1/2'' H:11 3/4'' O:56 3/8'' | 4 | 7.5 |  |  | 11.75 |  |  |  | 56.375 | 20.375 - 56.375 | [30 empty] | 180 | Black/White |  |  | Hardwired | 0 | 0 | 0 | 0 | 0 | 0 | 0 | 0 | 0 | 0 | 0 | 014817537642 | 14.75 | 11.5 | 13 | 4.8 | 1.276 | 250 | Yes | [9 empty] | cETL Dry | 1L Hobson Mini -Pendant Satin Nickel | 1 - Light Mini-Pendant |  | P1357SN.jpg | P1357SN.jpg
P1368AGP | 1 - Light Mini-Pendant | With the Corddello pendant light collection by Feiss, you can create completely custom designs. Two styles of vintage-inspired turned sockets, available in four finishes, bring the look of a bare lamp (antique inspired Edison-style lamps are available) to a whole new level. Install a single pendant for accent lighting or cluster several together in a dramatic lighting installation. Perfect for contemporary or traditional settings. The 1-light mini-pendants are available in Aged Pewter with Black Fabric Cord, Dark Aged Brass with Black Fabric Cord, Driftwood with Gray Fabric Cord, and Weathered Oak with Black Fabric Cord. | LINE VOLTAGE PENDANT | Corddello | Pendants | Aged Pewter | AGP | Steel |  |  |  |  | 1 Medium A19 60w |  | 1 | No | [14 empty] | 0 | [12 empty] | 34.95 | 69.9 | 104.85 | D:4 3/8'' H:4'' | 1.7 | 4.375 |  |  | 4 | [35 empty] | 180 | Black |  |  | Hardwired | 0 | 0 | 0 | 0 | 0 | 0 | 0 | 0 | 0 | 0 | 0 | 014817541281 | 11.75 | 6 | 3.25 | 2 | 0.133 | 70 | Yes | 8 | 10014817541288 | 23.25 | 12 | 7.5 | 17.3 | 1.211 | Yes |  | cETL Dry | 1L Cordello Mini-Pendant Aged Pewter | 1 - Light Mini-Pendant |  | P1368AGP.jpg | P1368AGP.jpg
P1368WO | 1 - Light Mini-Pendant | With the Corddello pendant light collection by Feiss, you can create completely custom designs. Two styles of vintage-inspired turned sockets, available in four finishes, bring the look of a bare lamp (antique inspired Edison-style lamps are available) to a whole new level. Install a single pendant for accent lighting or cluster several together in a dramatic lighting installation. Perfect for contemporary or traditional settings. The 1-light mini-pendants are available in Aged Pewter with Black Fabric Cord, Dark Aged Brass with Black Fabric Cord, Driftwood with Gray Fabric Cord, and Weathered Oak with Black Fabric Cord. | LINE VOLTAGE PENDANT | Corddello | Pendants | Weathered Oak | WO | Steel |  |  |  |  | 1 Medium A19 60w |  | 1 | No | [14 empty] | 0 | [12 empty] | 34.95 | 69.9 | 104.85 | D:4 3/8'' H:4'' | 1.7 | 4.375 |  |  | 4 | [35 empty] | 180 | Dark Grey |  |  | Hardwired | 0 | 0 | 0 | 0 | 0 | 0 | 0 | 0 | 0 | 0 | 0 | 014817541243 | 11.5 | 5.75 | 3.25 | 2 | 0.124 | 70 | Yes | 8 | 10014817541240 | 23 | 12 | 7.75 | 17.3 | 1.238 | Yes |  | cETL Dry | 1L Cordello Mini-Pendant Weathered Oak | 1 - Light Mini-Pendant |  | P1368WO.jpg | P1368WO.jpg
P1370ORB | 1 - Light Pendant | The modern Frontage pendant light collection by Feiss is an updated interpretation of a vintage warehouse fixture. In conical silhouettes, the hand blown Opal Etched glass or Pressed Clear glass shades create a dramatic contrast to the industrial frame detail which crowns each pendant. When Edison-style lamps are selected, they reinforce the vintage reference while giving the fixtures a dramatic and contemporary flair. These 1-light pendants are available with either Oil Rubbed Bronze or Satin Nickel finishes. | LINE VOLTAGE PENDANT | Frontage | Pendants | Oil Rubbed Bronze | ORB | Steel / Glass | Clear Glass |  |  |  | 1 Medium A19 60w |  | 1 | No | [14 empty] | 0 | [12 empty] | 128.95 | 257.9 | 386.85 | D:10'' H:13 1/4'' O:78 3/8'' | 7.6 | 10 |  |  | 13.25 | Cap Nuts |  |  | 78.375 | [31 empty] | 180 | Black | 60 |  | Hardwired | 0 | 0 | 0 | 0 | 0 | 0 | 0 | 0 | 0 | 0 | 0 | 014817541366 | 18.25 | 15 | 13.5 | 10.6 | 2.139 | 175 | Yes | [9 empty] | cETL Dry | 1L Frontage Pendant Oil Rubbed Bronze | 1 - Light Pendant |  | P1370ORB.jpg | P1370ORB.jpg
P1370SN | 1 - Light Pendant | The modern Frontage pendant light collection by Feiss is an updated interpretation of a vintage warehouse fixture. In conical silhouettes, the hand blown Opal Etched glass or Pressed Clear glass shades create a dramatic contrast to the industrial frame detail which crowns each pendant. When Edison-style lamps are selected, they reinforce the vintage reference while giving the fixtures a dramatic and contemporary flair. These 1-light pendants are available with either Oil Rubbed Bronze or Satin Nickel finishes. | LINE VOLTAGE PENDANT | Frontage | Pendants | Satin Nickel | SN | Steel / Glass | Clear Glass |  |  |  | 1 Medium A19 60w |  | 1 | No | [14 empty] | 0 | [12 empty] | 128.95 | 257.9 | 386.85 | D:10'' H:13 1/4'' O:78 3/8'' | 7.4 | 10 |  |  | 13.25 | Cap Nuts |  |  | 78.375 | [31 empty] | 180 | Black | 60 |  | Hardwired | 0 | 0 | 0 | 0 | 0 | 0 | 0 | 0 | 0 | 0 | 0 | 014817541342 | 18.5 | 14.58 | 14 | 10.4 | 2.185 | 175 | Yes | [9 empty] | cETL Dry | 1L Frontage Pendant Satin Nickel | 1 - Light Pendant |  | P1370SN.jpg | P1370SN.jpg
P1372PAGB/DWZ | 1 - Light Mini-Pendant | Each light fixture in the modern Waveform pendant light collection by Feiss is an elegantly simple, conical blown glass pendant with a closed bottom. Vacuum-plated metal detailing adds a rich, contemporary design element around the crown of each fixture to help conceal the light source. The Polished Nickel finish is coupled with the Silver Vacuum Plated glass, and the dual Painted Aged Brass with Dark Weathered Zinc finish is coupled with the Gold Vacuum Plated glass. Available are a 1-Light Mini-Pendant and 1-Light Pendant. | LINE VOLTAGE PENDANT | Waveform | Pendants | Painted Aged Brass / Dark Weathered Zinc | PAGB/DWZ | Steel | Gold Vacuum Plated Glass |  |  |  | 1 Medium A19 60w |  | 1 | No | [14 empty] | 0 | [12 empty] | 108.45 | 216.9 | 325.35 | D:7 3/8'' H:14 1/2'' | 4 | 7.375 |  |  | 14.5 | [35 empty] | 180 | Black |  |  | Hardwired | 0 | 0 | 0 | 0 | 0 | 0 | 0 | 0 | 0 | 0 | 0 | 014817503456 | 22.5 | 12 | 10.5 | 4.9 | 1.641 | 250 | Yes | [9 empty] | cETL Dry | 1L Waveform Mini-Pendant Painted Aged Brass / Dark Weathered Zinc | 1 - Light Mini-Pendant |  | P1372PAGBDWZ.jpg | P1372PAGBDWZ.jpg
P1372PN | 1 - Light Mini-Pendant | Each light fixture in the modern Waveform pendant light collection by Feiss is an elegantly simple, conical blown glass pendant with a closed bottom. Vacuum-plated metal detailing adds a rich, contemporary design element around the crown of each fixture to help conceal the light source. The Polished Nickel finish is coupled with the Silver Vacuum Plated glass, and the dual Painted Aged Brass with Dark Weathered Zinc finish is coupled with the Gold Vacuum Plated glass. Available are a 1-Light Mini-Pendant and 1-Light Pendant. | LINE VOLTAGE PENDANT | Waveform | Pendants | Polished Nickel | PN | Steel | Silver Vacuum Plated Glass |  |  |  | 1 Medium A19 60w |  | 1 | No | [14 empty] | 0 | [12 empty] | 108.45 | 216.9 | 325.35 | D:7 3/8'' H:14 1/2'' | 3.5 | 7.375 |  |  | 14.5 | [35 empty] | 180 | Black |  |  | Hardwired | 0 | 0 | 0 | 0 | 0 | 0 | 0 | 0 | 0 | 0 | 0 | 014817540987 | 22 | 10 | 11.75 | 5.1 | 1.496 | 250 | Yes | [9 empty] | cETL Dry | 1L Waveform Mini-Pendant Polished Nickel | 1 - Light Mini-Pendant |  | P1372PN.jpg | P1372PN.jpg
P1373PAGB/DWZ | 1 - Light Pendant | Each light fixture in the modern Waveform pendant light collection by Feiss is an elegantly simple, conical blown glass pendant with a closed bottom. Vacuum-plated metal detailing adds a rich, contemporary design element around the crown of each fixture to help conceal the light source. The Polished Nickel finish is coupled with the Silver Vacuum Plated glass, and the dual Painted Aged Brass with Dark Weathered Zinc finish is coupled with the Gold Vacuum Plated glass. Available are a 1-Light Mini-Pendant and 1-Light Pendant. | LINE VOLTAGE PENDANT | Waveform | Pendants | Painted Aged Brass / Dark Weathered Zinc | PAGB/DWZ | Steel | Gold Vacuum Plated Glass |  |  |  | 1 Medium A19 60w |  | 1 | No | [14 empty] | 0 | [12 empty] | 159.95 | 319.9 | 479.85 | D:9 3/4'' H:17'' | 5.9 | 9.75 |  |  | 17 | [35 empty] | 180 | Black |  |  | Hardwired | 0 | 0 | 0 | 0 | 0 | 0 | 0 | 0 | 0 | 0 | 0 | 014817503449 | 26 | 14.75 | 13.5 | 6.8 | 2.996 | 250 | Yes | [9 empty] | cETL Dry | 1L Waveform Pendant Painted Aged Brass / Dark Weathered Zinc | 1 - Light Pendant |  | P1373PAGBDWZ.jpg | P1373PAGBDWZ.jpg
P1373PN | 1 - Light Pendant | Each light fixture in the modern Waveform pendant light collection by Feiss is an elegantly simple, conical blown glass pendant with a closed bottom. Vacuum-plated metal detailing adds a rich, contemporary design element around the crown of each fixture to help conceal the light source. The Polished Nickel finish is coupled with the Silver Vacuum Plated glass, and the dual Painted Aged Brass with Dark Weathered Zinc finish is coupled with the Gold Vacuum Plated glass. Available are a 1-Light Mini-Pendant and 1-Light Pendant. | LINE VOLTAGE PENDANT | Waveform | Pendants | Polished Nickel | PN | Steel | Silver Vacuum Plated Glass |  |  |  | 1 Medium A19 60w |  | 1 | No | [14 empty] | 0 | [12 empty] | 159.95 | 319.9 | 479.85 | D:9 3/4'' H:17'' | 5.9 | 9.75 |  |  | 17 | [35 empty] | 180 | Black |  |  | Hardwired | 0 | 0 | 0 | 0 | 0 | 0 | 0 | 0 | 0 | 0 | 0 | 014817540970 | 26.5 | 13.5 | 14.58 | 6.8 | 3.019 | 250 | Yes | [9 empty] | cETL Dry | 1L Waveform Pendant Polished Nickel | 1 - Light Pendant |  | P1373PN.jpg | P1373PN.jpg
P1376DWZ | 1 - Light Mini-Pendant | Inspired by Prairie School architecture, the geometric motifs, linear silhouettes and Dark Weathered Zinc finish of the Prairielands lighting collection by Feiss have all been combined to create a transitional design perfect for sleek sophisticated or more rustic decor. Dense bubbles in the Clear Seeded glass create a soft contrast to the dark frame and subtly obscure the light source. The collection offers a 4-Light Pendant, 5-Light Island Chandelier, 3-Light Flushmount, 1-Light Mini-Pendant and a 1-Light Wall Sconce. | LINE VOLTAGE PENDANT | Prairielands | Pendants | Dark Weathered Zinc | DWZ | Steel / Glass |  |  |  |  | 1 Medium A19 60w |  | 1 | No | [14 empty] | 0 | [12 empty] | 109.45 | 218.9 | 328.35 | W:6'' H:13'' | 6.5 |  |  | 6 | 13 | Dual Mount |  |  |  | 21.625 - 57.625 | [30 empty] | 180 | Black |  |  | Hardwired | 0 | 0 | 0 | 0 | 0 | 0 | 0 | 0 | 0 | 0 | 0 | 014817542196 | 18 | 10 | 11.75 | 7.7 | 1.224 | 125 | Yes | [9 empty] | cETL Dry | 1L Mini-Pendant Dark Weathered Zinc | 1 - Light Mini-Pendant |  | P1376DWZ.jpg | P1376DWZ.jpg
P1390CSTB | 1 - Light Mini-Pendant | Modern and rustic themes work beautifully together in the Colorado Springs lighting collection by Feiss. Clear Crystals floating in metal rings are threaded onto chain and strung into drum shades. This unusual marriage of dark and light fashioned into a familiar, transitional silhouette brings a bit of glamour to the ultimate mountain luxe cabin or urban loft. The Chestnut Bronze finish is common across the assortment which includes a 4-light and 6-light chandelier, a 4-light pendant, a 6-light foyer piece, a 1-light mini-pendant, a 1-light sconce and a 2-light flush mount ceiling fixture. | LINE VOLTAGE PENDANT | Colorado Springs | Pendants | Chestnut Bronze | CSTB | Steel / Crystal |  |  |  |  | 1 Medium A19 100w |  | 1 | No | [14 empty] | 0 | [12 empty] | 139.5 | 279 | 418.5 | D:6 3/4'' H:14 1/8'' O:59 1/4'' | 7 | 6.75 |  |  | 14.125 |  |  |  | 59.25 | 23.25 - 59.25 | [30 empty] | 180 |  |  |  | Hardwired | 0 | 0 | 0 | 0 | 0 | 0 | 0 | 0 | 0 | 0 | 0 | 014817542271 | 17.75 | 14.5 | 9.75 | 8.7 | 1.452 | 125 | Yes | [9 empty] | cETL Dry | 1L Colorado Springs Mini-Pendant Chestnut Bronze | 1 - Light Mini-Pendant |  | P1390CSTB.jpg | P1390CSTB.jpg
P1391ORB | 12" LED Globe Pendant | This Khloe LED pendant lighting collection by Feiss features LEDs nested within modern, sculptural frames finished in either Oil Rubbed Bronze with Hammered Metal Inlay or Satin Nickel with Crystal Inlay. The globe pendants’ LEDs shine inward from half the arms while the inlay details adorn the opposite arms to catch the light. The sconces’ embedded LEDs throw light back toward the wall to create a warm glow on the backplates’ metal insert which is stamped with a subtle linen pattern and finished in a contrasting tone to the fixture's overall finish to complete the modern look. The pendants of vast scale and the ADA compliant sconces are all ideal for commercial applications or more dramatic residential installations. The lighting assortment includes 12" LED globe pendant, 20" LED globe pendant, 30" LED globe pendant, 48" LED globe pendant, as well as 12" LED wall sconce and 18" LED wall sconce. LEDs have 2700K color temperature. | LINE VOLTAGE PENDANT | Khloe | Pendants | Oil Rubbed Bronze | ORB | Steel / Aluminum | [6 empty] | 2 | No | 475 | 2700 | 80 | 4.25 | 12 | 19 - Integrated | LED - Array |  | 10 | 100 | LED |  |  | 64000 | 0 | [12 empty] | 365.95 | 731.9 | 1097.85 | D:12'' H:13 1/2'' O:55 1/2'' | 5.5 | 12 |  |  | 13.5 |  |  |  | 55.5 | 19.5 - 55.5 | [30 empty] | 180 |  |  |  | Hardwired | 0 | 0 | 0 | 0 | 0 | 0 | 1 | 0 | 0 | 0 | 0 | 014817542158 | 20 | 12.5 | 12.5 | 6.1 | 1.808 | 250 | Yes | [9 empty] | cETL Dry | LED Khloe Globe Pendant Oil Rubbed Bronze | 12" LED Globe Pendant |  | P1391ORB.jpg | P1391ORB.jpg
P1391SN | 12" LED Globe Pendant | This Khloe LED pendant lighting collection by Feiss features LEDs nested within modern, sculptural frames finished in either Oil Rubbed Bronze with Hammered Metal Inlay or Satin Nickel with Crystal Inlay. The globe pendants’ LEDs shine inward from half the arms while the inlay details adorn the opposite arms to catch the light. The sconces’ embedded LEDs throw light back toward the wall to create a warm glow on the backplates’ metal insert which is stamped with a subtle linen pattern and finished in a contrasting tone to the fixture's overall finish to complete the modern look. The pendants of vast scale and the ADA compliant sconces are all ideal for commercial applications or more dramatic residential installations. The lighting assortment includes 12" LED globe pendant, 20" LED globe pendant, 30" LED globe pendant, 48" LED globe pendant, as well as 12" LED wall sconce and 18" LED wall sconce. LEDs have 2700K color temperature. | LINE VOLTAGE PENDANT | Khloe | Pendants | Satin Nickel | SN | Steel / Aluminum | [6 empty] | 2 | No | 475 | 2700 | 80 | 4.25 | 12 | 19 - Integrated | LED - Array |  | 10 | 100 | LED |  |  | 64000 | 0 | [12 empty] | 365.95 | 731.9 | 1097.85 | D:12'' H:13 1/2'' O:55 1/2'' | 5.5 | 12 |  |  | 13.5 |  |  |  | 55.5 | 19.5 - 55.5 | [30 empty] | 180 |  |  |  | Hardwired | 0 | 0 | 0 | 0 | 0 | 0 | 1 | 0 | 0 | 0 | 0 | 014817542127 | 20.25 | 12.5 | 12.5 | 6.1 | 1.831 | 250 | Yes | [9 empty] | cETL Dry | LED Khloe Globe Pendant Satin Nickel | 12" LED Globe Pendant |  | P1391SN.jpg | P1391SN.jpg
P1392ORB | 20" LED Globe Pendant | This Khloe LED pendant lighting collection by Feiss features LEDs nested within modern, sculptural frames finished in either Oil Rubbed Bronze with Hammered Metal Inlay or Satin Nickel with Crystal Inlay. The globe pendants’ LEDs shine inward from half the arms while the inlay details adorn the opposite arms to catch the light. The sconces’ embedded LEDs throw light back toward the wall to create a warm glow on the backplates’ metal insert which is stamped with a subtle linen pattern and finished in a contrasting tone to the fixture's overall finish to complete the modern look. The pendants of vast scale and the ADA compliant sconces are all ideal for commercial applications or more dramatic residential installations. The lighting assortment includes 12" LED globe pendant, 20" LED globe pendant, 30" LED globe pendant, 48" LED globe pendant, as well as 12" LED wall sconce and 18" LED wall sconce. LEDs have 2700K color temperature. | LINE VOLTAGE PENDANT | Khloe | Pendants | Oil Rubbed Bronze | ORB | Steel / Aluminum | [6 empty] | 3 | No | 866.67 | 2700 | 80 | 8 | 12 | 19 - Integrated | LED - Array |  | 10 | 100 | LED |  |  | 64000 | 0 | [12 empty] | 617.95 | 1235.9 | 1853.85 | D:20'' H:21 1/2'' O:75 1/2'' | 7.9 | 20 |  |  | 21.5 |  |  |  | 75.5 | 27.5 - 75.5 | [30 empty] | 180 |  |  |  | Hardwired | 0 | 0 | 0 | 0 | 0 | 0 | 1 | 0 | 0 | 0 | 0 | 014817542165 | 25 | 8 | 23.75 | 9.9 | 2.749 | 250 | Yes | [9 empty] | cETL Dry | LED Khloe Globe Pendant Oil Rubbed Bronze | 20" LED Globe Pendant |  | P1392ORB.jpg | P1392ORB.jpg
P1392SN | 20" LED Globe Pendant | This Khloe LED pendant lighting collection by Feiss features LEDs nested within modern, sculptural frames finished in either Oil Rubbed Bronze with Hammered Metal Inlay or Satin Nickel with Crystal Inlay. The globe pendants’ LEDs shine inward from half the arms while the inlay details adorn the opposite arms to catch the light. The sconces’ embedded LEDs throw light back toward the wall to create a warm glow on the backplates’ metal insert which is stamped with a subtle linen pattern and finished in a contrasting tone to the fixture's overall finish to complete the modern look. The pendants of vast scale and the ADA compliant sconces are all ideal for commercial applications or more dramatic residential installations. The lighting assortment includes 12" LED globe pendant, 20" LED globe pendant, 30" LED globe pendant, 48" LED globe pendant, as well as 12" LED wall sconce and 18" LED wall sconce. LEDs have 2700K color temperature. | LINE VOLTAGE PENDANT | Khloe | Pendants | Satin Nickel | SN | Steel / Aluminum | [6 empty] | 3 | No | 866.67 | 2700 | 80 | 8 | 120 | 19 - Integrated | LED - Array |  | 10 | 100 | LED |  |  | 64000 | 0 | [12 empty] | 617.95 | 1235.9 | 1853.85 | D:20'' H:21 1/2'' O:75 1/2'' | 7.9 | 20 |  |  | 21.5 |  |  |  | 75.5 | [31 empty] | 180 |  |  |  | Hardwired | 0 | 0 | 0 | 0 | 0 | 0 | 1 | 0 | 0 | 0 | 0 | 014817542134 | 24.75 | 23.25 | 8.25 | 9.9 | 2.747 | 250 | Yes | [9 empty] | cETL Dry | LED Khloe Globe Pendant Satin Nickel | 20" LED Globe Pendant |  | P1392SN.jpg | P1392SN.jpg
P1393ORB | 30" LED Globe Pendant | This Khloe LED pendant lighting collection by Feiss features LEDs nested within modern, sculptural frames finished in either Oil Rubbed Bronze with Hammered Metal Inlay or Satin Nickel with Crystal Inlay. The globe pendants’ LEDs shine inward from half the arms while the inlay details adorn the opposite arms to catch the light. The sconces’ embedded LEDs throw light back toward the wall to create a warm glow on the backplates’ metal insert which is stamped with a subtle linen pattern and finished in a contrasting tone to the fixture's overall finish to complete the modern look. The pendants of vast scale and the ADA compliant sconces are all ideal for commercial applications or more dramatic residential installations. The lighting assortment includes 12" LED globe pendant, 20" LED globe pendant, 30" LED globe pendant, 48" LED globe pendant, as well as 12" LED wall sconce and 18" LED wall sconce. LEDs have 2700K color temperature. | LINE VOLTAGE PENDANT | Khloe | Pendants | Oil Rubbed Bronze | ORB | Steel / Aluminum | [6 empty] | 3 | No | 1133.3 | 2700 | 80 | 10.67 | 12 | 19 - Integrated | LED - Array |  | 10 | 100 | LED |  |  | 64000 | 0 | [12 empty] | 972.45 | 1944.9 | 2917.35 | D:30'' H:31 1/2'' O:85 1/2'' | 10 | 30 |  |  | 31.5 |  |  |  | 85.5 | 37.5 - 85.5 | [30 empty] | 180 |  |  |  | Hardwired | 0 | 0 | 0 | 0 | 0 | 0 | 1 | 0 | 0 | 0 | 0 | 014817542172 | 35.5 | 34.5 | 7.5 | 14.7 | 5.316 | 250 | Yes | [9 empty] | cETL Dry | LED Khloe Globe Pendant Oil Rubbed Bronze | 30" LED Globe Pendant |  | P1393ORB.jpg | P1393ORB.jpg
P1393SN | 30" LED Globe Pendant | This Khloe LED pendant lighting collection by Feiss features LEDs nested within modern, sculptural frames finished in either Oil Rubbed Bronze with Hammered Metal Inlay or Satin Nickel with Crystal Inlay. The globe pendants’ LEDs shine inward from half the arms while the inlay details adorn the opposite arms to catch the light. The sconces’ embedded LEDs throw light back toward the wall to create a warm glow on the backplates’ metal insert which is stamped with a subtle linen pattern and finished in a contrasting tone to the fixture's overall finish to complete the modern look. The pendants of vast scale and the ADA compliant sconces are all ideal for commercial applications or more dramatic residential installations. The lighting assortment includes 12" LED globe pendant, 20" LED globe pendant, 30" LED globe pendant, 48" LED globe pendant, as well as 12" LED wall sconce and 18" LED wall sconce. LEDs have 2700K color temperature. | LINE VOLTAGE PENDANT | Khloe | Pendants | Satin Nickel | SN | Steel / Aluminum | [6 empty] | 3 | No | 1133.3 | 2700 | 80 | 10.67 | 12 | 19 - Integrated | LED - Array |  | 10 | 100 | LED |  |  | 64000 | 0 | [12 empty] | 972.45 | 1944.9 | 2917.35 | D:30'' H:31 1/2'' O:85 1/2'' | 10 | 30 |  |  | 31.5 |  |  |  | 85.5 | [31 empty] | 180 |  |  |  | Hardwired | 0 | 0 | 0 | 0 | 0 | 0 | 1 | 0 | 0 | 0 | 0 | 014817542141 | 35.5 | 34 | 7.25 | 14.7 | 5.064 | 250 | Yes | [9 empty] | cETL Dry | LED Khloe Globe Pendant Satin Nickel | 30" LED Globe Pendant |  | P1393SN.jpg | P1393SN.jpg
P1394DFW/DWZ | 1 - Light Mini-Pendant | Inspired by antique, Italian wedding chandeliers which hang above the bride and groom’s table, the traditional Matrimonio lighting collection by Feiss is named after the Italian word for "wedding." The warm tones from the combination of Driftwood and Dark Weathered Zinc finishes bring out the rich depth of the turned details while still maintaining an overall elegantly simple and clean aesthetic. This lighting collection would be at home in a wide range of décor styles from traditional or shabby chic to country farmhouse or urban rustic. | LINE VOLTAGE PENDANT | Matrimonio | Pendants | Driftwood / Dark Weathered Zinc | DFW/DWZ | Steel | Clear Glass |  |  |  | 1 Medium A19 60w |  | 1 | No | [14 empty] | 0 | [12 empty] | 54.45 | 108.9 | 163.35 | D:6 3/8'' H:9 1/8'' | 1.6 | 6.375 |  |  | 9.125 | [35 empty] | 180 | Black |  |  | Hardwired | 0 | 0 | 0 | 0 | 0 | 0 | 0 | 0 | 0 | 0 | 0 | 014817539332 | 11.5 | 9.75 | 9.5 | 3.6 | 0.616 | 175 | Yes | [9 empty] | cETL Dry | 1L Matrimonio Mini-Pendant Driftwood / Dark Weathered Zinc | 1 - Light Mini-Pendant |  | P1394DFWDWZ.jpg | P1394DFWDWZ.jpg
P1395DFW/DWZ | 1 - Light Pendant | Inspired by antique, Italian wedding chandeliers which hang above the bride and groom’s table, the traditional Matrimonio lighting collection by Feiss is named after the Italian word for "wedding." The warm tones from the combination of Driftwood and Dark Weathered Zinc finishes bring out the rich depth of the turned details while still maintaining an overall elegantly simple and clean aesthetic. This lighting collection would be at home in a wide range of décor styles from traditional or shabby chic to country farmhouse or urban rustic. | LINE VOLTAGE PENDANT | Matrimonio | Pendants | Driftwood / Dark Weathered Zinc | DFW/DWZ | Steel | Clear Glass |  |  |  | 1 Medium A19 60w |  | 1 | No | [14 empty] | 0 | [12 empty] | 86.98 | 173.96 | 260.94 | D:9'' H:13 3/4'' | 3.8 | 9 |  |  | 13.75 | [35 empty] | 180 | Black |  |  | Hardwired | 0 | 0 | 0 | 0 | 0 | 0 | 0 | 0 | 0 | 0 | 0 | 014817539349 | 12.25 | 12.25 | 12.5 | 5.8 | 1.086 | 175 | Yes | [9 empty] | cETL Dry | 1L Matrimonio Pendant Driftwood / Dark Weathered Zinc | 1 - Light Pendant |  | P1395DFWDWZ.jpg | P1395DFWDWZ.jpg
P1412ORB | 48" LED Globe Pendant | This Khloe LED pendant lighting collection by Feiss features LEDs nested within modern, sculptural frames finished in either Oil Rubbed Bronze with Hammered Metal Inlay or Satin Nickel with Crystal Inlay. The globe pendants’ LEDs shine inward from half the arms while the inlay details adorn the opposite arms to catch the light. The sconces’ embedded LEDs throw light back toward the wall to create a warm glow on the backplates’ metal insert which is stamped with a subtle linen pattern and finished in a contrasting tone to the fixture's overall finish to complete the modern look. The pendants of vast scale and the ADA compliant sconces are all ideal for commercial applications or more dramatic residential installations. The lighting assortment includes 12" LED globe pendant, 20" LED globe pendant, 30" LED globe pendant, 48" LED globe pendant, as well as 12" LED wall sconce and 18" LED wall sconce. LEDs have 2700K color temperature. | LINE VOLTAGE PENDANT | Khloe | Pendants | Oil Rubbed Bronze | ORB | Steel / Aluminum | [6 empty] | 4 | No | 1687.5 | 2700 | 80 | 16 | 12 | 19 - Integrated | LED - Array |  | 10 | 100 | LED |  |  | 64000 | 0 | [12 empty] | 1830.95 | 3661.9 | 5492.85 | D:48'' H:49 1/2'' O:103 1/2'' | 30 | 48 |  |  | 49.5 |  |  |  | 103.5 | 55.5 - 103.5 | [30 empty] | 180 |  |  |  | Hardwired | 0 | 0 | 0 | 0 | 0 | 0 | 1 | 0 | 0 | 0 | 0 | 014817505283 | 54.5 | 52.5 | 11 | 38.1 | 18.214 | 250 | No | [9 empty] | cETL Dry | LED Khloe Globe Pendant Oil Rubbed Bronze | 48" LED Globe Pendant |  | P1412ORB.jpg | P1412ORB.jpg
P1412SN | 48" LED Globe Pendant | This Khloe LED pendant lighting collection by Feiss features LEDs nested within modern, sculptural frames finished in either Oil Rubbed Bronze with Hammered Metal Inlay or Satin Nickel with Crystal Inlay. The globe pendants’ LEDs shine inward from half the arms while the inlay details adorn the opposite arms to catch the light. The sconces’ embedded LEDs throw light back toward the wall to create a warm glow on the backplates’ metal insert which is stamped with a subtle linen pattern and finished in a contrasting tone to the fixture's overall finish to complete the modern look. The pendants of vast scale and the ADA compliant sconces are all ideal for commercial applications or more dramatic residential installations. The lighting assortment includes 12" LED globe pendant, 20" LED globe pendant, 30" LED globe pendant, 48" LED globe pendant, as well as 12" LED wall sconce and 18" LED wall sconce. LEDs have 2700K color temperature. | LINE VOLTAGE PENDANT | Khloe | Pendants | Satin Nickel | SN | Steel / Aluminum | [6 empty] | 4 | No | 1687.5 | 2700 | 80 | 16 | 12 | 19 - Integrated | LED - Array |  | 10 | 100 | LED |  |  | 64000 | 0 | [12 empty] | 1830.95 | 3661.9 | 5492.85 | D:48'' H:49 1/2'' O:103 1/2'' | 30 | 48 |  |  | 49.5 |  |  |  | 103.5 | [31 empty] | 180 |  |  |  | Hardwired | 0 | 0 | 0 | 0 | 0 | 0 | 1 | 0 | 0 | 0 | 0 | 014817505290 | 54.5 | 52.5 | 11 | 38.1 | 18.214 | 250 | No | [9 empty] | cETL Dry | LED Khloe Globe Pendant Satin Nickel | 48" LED Globe Pendant |  | P1412SN.jpg | P1412SN.jpg
P1417SN/CH | 1 - Light Mini-Pendant | The Prospect Park lighting collection by Feiss takes a traditional profile and modernizes it with updated design elements to create a period uptown vibe. It features a rich, two-tone finish of Satin Nickel with Chrome accents to highlight the details of the silhouette, and each cylindrical Opal Etched glass shade boasts metal bands at the top and bottom to add a bit of formality. Unexpected pressed crystal on each stem elevates the tailored look with a bit of glamour. The Prospect Park collection includes 5-and 9-light chandeliers, a 3-light island chandelier, a 4-light pendant, a 2-light semi-flush mount, a 1-light mini pendant, a 1-light wall sconce and 2- and 3-light bath vanities. | LINE VOLTAGE PENDANT | Prospect Park | Pendants | Satin Nickel / Chrome | SN/CH | Steel | White Opal Etched Glass | D:8.375" H:6" |  |  | 1 Medium A19 75w |  | 1 | No | [14 empty] | 0 | [12 empty] | 85.45 | 170.9 | 256.35 | D:8 3/8'' H:9 5/8'' O:55'' | 5 | 8.375 |  |  | 9.625 | Swivel |  |  | 55 | 19 - 55 | [25 empty] | D:5'' H:1'' Round |  |  |  |  | 180 | Clear |  |  | Hardwired | 0 | 0 | 0 | 0 | 0 | 0 | 0 | 0 | 0 | 0 | 0 | 014817564990 | 11.75 | 11.75 | 10.5 | 6.2 | 0.839 | 125 | Yes | [9 empty] | cETL Damp | PRSPCT PRK 1L M.PEND S.NKL CHRM | 1 - Light Mini-Pendant |  | P1417SNCH.jpg | P1417SNCH.jpg
P1426SN-L1 | 2 - Light Pendant | The stunning, modern Oberlin collection offers dramatic orbs beautifully adorned with graduated Clear Rondure beads on a Satin Nickel frame, making a declarative design statement in a foyer, living or dining room. A decorative cap is included for installation without the removable without the removable bottom Clear Rondure detail. In the 20" and 36" pendants, two integrated LED modules shine light from the top and bottom and feature advanced, warm-on-dim technology that warms in color when dimmed. The 14" mini-pendant features one module that shines downward from the top of the fixture. The "-LED" products have a CCT of 2700K and the "-L1" products have a CCT of 3000K. | LINE VOLTAGE PENDANT | Oberlin | Pendants | Satin Nickel | SN | Steel / Aluminum |  |  |  |  | 1 Integrated Array 14w | 1 Integrated Array 14w | 2 | Yes | 2000 | 3000 | 90 | 28 | 120 | 19 - Integrated | MODS - Modules |  | 10 | 100 |  | 28 | 28 | 50000 | 0 | [12 empty] | 445.95 | 891.9 | 1337.85 | D:20'' H:25 5/8'' O:82 5/8'' | 20 | 20 |  |  | 25.625 | Swivel |  |  | 82.625 | [26 empty] | D:5'' H:1 1/8'' Round |  |  |  |  | 180 | Clear |  |  | Hardwired | 0 | 0 | 0 | 0 | 1 | 0 | 0 | 0 | 0 | 0 | 0 | 014817582536 | 23.25 | 10 | 23.25 | 20 | 3.128 | 125 | Yes | [9 empty] | cETL Damp | OBERLIN 2L 20in LED PENDANT S.NKL | 2 - Light Pendant |  | P1426SN-L1.jpg | P1426SNL1.jpg
P1427ORB | 1 - Light Mini-Pendant | The transitional Marteau Collection takes a flowing silhouette and transforms it with rustic, mountain luxe design elements. With an Oil Rubbed Bronze finish, a hammered metal inlay along the sloping arms and canopy adds rich texture and catches the light. The Clear Seeded glass shades expose candelabra bulbs and add to its relaxed charm. A Ivory Shantung linen shade with hammered metal band accents adorns the 2-light flush mount and the oversized 3- and 5-light semi-flush mounts designed especially for making a statement even where ceiling clearance is limited. Other lighting fixtures include 3- and 5-light chandeliers, a 1-light mini-pendant and a 1-light wall sconce. | LINE VOLTAGE PENDANT | Marteau | Pendants | Oil Rubbed Bronze | ORB | Steel | Clear Seeded Glass | D:7.25" H:7.875" |  |  | 1 Medium A19 60w |  | 1 | No | [14 empty] | 0 | [12 empty] | 97.45 | 194.9 | 292.35 | D:7 1/4'' H:9 1/8'' O:54 3/4'' | 3.9 | 7.25 |  |  | 9.125 | Swivel |  |  | 54.75 | 18.75 - 54.75 | [25 empty] | D:5'' H:1 1/4'' Round |  |  |  |  | 180 | Brown |  |  | Hardwired | 0 | 0 | 0 | 0 | 0 | 0 | 0 | 0 | 0 | 0 | 0 | 014817561586 | 15 | 11.5 | 10.75 | 4.5 | 1.073 | 175 | Yes | [9 empty] | cETL Dry | 1L MARTEAU MINI-PENDANT O.RBBD BRZ | 1 - Light Mini-Pendant |  | P1427ORB.jpg | P1427ORB.jpg
P1428SN-L1 | 2 - Light Pendant | The stunning, modern Oberlin collection offers dramatic orbs beautifully adorned with graduated Clear Rondure beads on a Satin Nickel frame, making a declarative design statement in a foyer, living or dining room. A decorative cap is included for installation without the removable without the removable bottom Clear Rondure detail. In the 20" and 36" pendants, two integrated LED modules shine light from the top and bottom and feature advanced, warm-on-dim technology that warms in color when dimmed. The 14" mini-pendant features one module that shines downward from the top of the fixture. The "-LED" products have a CCT of 2700K and the "-L1" products have a CCT of 3000K. | LINE VOLTAGE PENDANT | Oberlin | Chandeliers | Satin Nickel | SN | Steel / Aluminum |  |  |  |  | 1 Integrated Array 14w | 1 Integrated Array 14w | 2 | Yes | 2000 | 3000 | 90 | 28 | 120 | 19 - Integrated | MODS - Modules |  | 10 | 100 |  | 28 | 28 | 50000 | 0 | [12 empty] | 795.45 | 1590.9 | 2386.35 | D:32'' H:43 3/4'' O:101'' | 49.4 | 32 |  |  | 43.75 | Swivel |  |  | 101 | [26 empty] | D:5 1/2'' H:1 1/8'' Round |  |  |  |  | 180 | Clear |  |  | Hardwired | 0 | 0 | 0 | 0 | 1 | 0 | 0 | 0 | 0 | 0 | 0 | 014817582543 | 39 | 37 | 12.25 | 56.2 | 10.23 | 175 | Yes | [9 empty] | cETL Damp | OBERLIN 2L 32in LED PENDANT S.NKL | 2 - Light Pendant |  | P1428SN-L1.jpg | P1428SNL1.jpg
P1431DWG/WI-L1 | 1 - Light Pendant | The Orren lighting collection from Feiss features custom crystal LED optics as an integrated light source, shining light from top to bottom with advanced, warm-on-dim technology. Delightful Driftwood Grey wood beads strung on a Weathered Iron frame create a rustic, yet modern feel on Orren's airy, orb silhouette. The Orren lighting collection includes three different size pendants - a 32" pendant chandelier, a 20" pendant and a 13.5" mini-pendant. The "-LED" products have a CCT of 2700K and the "-L1" products have a CCT of 3000K. | LINE VOLTAGE PENDANT | Orren | Pendants | Driftwood Grey / Weathered Iron | DWG/WI | Steel | Undefined Crystal Glass | [5 empty] | 0 | No | 1000 | 3000 | 90 | 14 | 120 | 19 - Integrated | MODS - Modules |  | 10 | 100 | LED | 14 | 14 | 50000 | 0 | [12 empty] | 205.95 | 411.9 | 617.85 | D:13 1/2'' H:14 1/2'' O:59 3/4'' | 6.9 | 13.5 |  |  | 14.5 | Swivel |  |  | 59.75 | [26 empty] | D:5'' H:3'' Round |  |  |  |  | 180 | Brown |  |  | Hardwired | 0 | 0 | 0 | 0 | 1 | 0 | 0 | 0 | 0 | 0 | 0 | 014817582550 | 19.75 | 17.25 | 17.25 | 9.9 | 3.401 | 250 | Yes | [9 empty] | cETL Damp | 13.5IN LED CHND DRFTWD GRY WTHR IRN | 1 - Light Pendant |  | P1431DWGWI-L1.jpg | P1431DWGWIL1.jpg
P1432DWG/WI-L1 | 2 - Light Pendant | The Orren lighting collection from Feiss features custom crystal LED optics as an integrated light source, shining light from top to bottom with advanced, warm-on-dim technology. Delightful Driftwood Grey wood beads strung on a Weathered Iron frame create a rustic, yet modern feel on Orren's airy, orb silhouette. The Orren lighting collection includes three different size pendants - a 32" pendant chandelier, a 20" pendant and a 13.5" mini-pendant. The "-LED" products have a CCT of 2700K and the "-L1" products have a CCT of 3000K. | CHANDELIERS | Orren | Pendants | Driftwood Grey / Weathered Iron | DWG/WI | Steel | Undefined Crystal Glass |  |  |  | 1 Integrated Array 14w | 1 Integrated Array 14w | 2 | Yes | 2000 | 3000 | 90 | 28 | 120 | 19 - Integrated | MODS - Modules |  | 10 | 100 | LED | 28 | 28 | 50000 | 0 | [12 empty] | 434.95 | 869.9 | 1304.85 | D:20'' H:21 1/2'' O:78 1/2'' | 12.4 | 20 |  |  | 21.5 | Swivel |  |  | 78.5 | [26 empty] | D:5'' H:3'' Round |  |  |  |  | 180 | Brown |  |  | Hardwired | 0 | 0 | 0 | 0 | 1 | 0 | 0 | 0 | 0 | 0 | 0 | 014817582567 | 23.25 | 23.25 | 10.5 | 16.4 | 3.285 | 175 | Yes | [9 empty] | cETL Damp | 20IN LED CHND DRFTWD GRY WTHR IRN | 2 - Light Pendant |  | P1432DWGWI-L1.jpg | P1432DWGWIL1.jpg
P1433DWG/WI-L1 | 2 - Light Pendant | The Orren lighting collection from Feiss features custom crystal LED optics as an integrated light source, shining light from top to bottom with advanced, warm-on-dim technology. Delightful Driftwood Grey wood beads strung on a Weathered Iron frame create a rustic, yet modern feel on Orren's airy, orb silhouette. The Orren lighting collection includes three different size pendants - a 32" pendant chandelier, a 20" pendant and a 13.5" mini-pendant. The "-LED" products have a CCT of 2700K and the "-L1" products have a CCT of 3000K. | CHANDELIERS | Orren | Pendants | Driftwood Grey / Weathered Iron | DWG/WI | Steel | Undefined Crystal Glass |  |  |  | 1 Integrated Array 14w | 1 Integrated Array 14w | 2 | Yes | 2000 | 3000 | 90 | 28 | 120 | 19 - Integrated | MODS - Modules |  | 10 | 100 | LED | 28 | 28 | 50000 | 0 | [12 empty] | 772.45 | 1544.9 | 2317.35 | D:32'' H:33 1/4'' O:90 3/4'' | 44 | 32 |  |  | 33.25 | Swivel |  |  | 90.75 | [26 empty] | D:5 1/2'' H:3 1/2'' Round |  |  |  |  | 180 | Brown |  |  | Hardwired | 0 | 0 | 0 | 0 | 1 | 0 | 0 | 0 | 0 | 0 | 0 | 014817582574 | 39.25 | 36.75 | 12 | 46.7 | 10.017 | 175 | Yes | [9 empty] | cETL Damp | 32IN LED CHND DRFTWD GRY WTHR IRN | 2 - Light Pendant |  | P1433DWGWI-L1.jpg | P1433DWGWIL1.jpg
P1436SN-L1 | 1 - Light Pendant | The stunning, modern Oberlin collection offers dramatic orbs beautifully adorned with graduated Clear Rondure beads on a Satin Nickel frame, making a declarative design statement in a foyer, living or dining room. A decorative cap is included for installation without the removable without the removable bottom Clear Rondure detail. In the 20" and 36" pendants, two integrated LED modules shine light from the top and bottom and feature advanced, warm-on-dim technology that warms in color when dimmed. The 14" mini-pendant features one module that shines downward from the top of the fixture. The "-LED" products have a CCT of 2700K and the "-L1" products have a CCT of 3000K. | LINE VOLTAGE PENDANT | Oberlin | Pendants | Satin Nickel | SN | Steel | Undefined Crystal Glass |  |  |  | 1 Integrated Array 14w |  | 1 | Yes | 1000 | 3000 | 90 | 14 | 120 | 19 - Integrated | MODS - Modules |  |  |  |  | 14 | 14 | 50000 | 0 | [12 empty] | 205.95 | 411.9 | 617.85 | D:14'' H:17 1/2'' O:62 1/2'' | 8.3 | 14 |  |  | 17.5 | Swivel |  |  | 62.5 | [26 empty] | D:5'' H:3'' Round |  |  |  |  | 180 | Clear |  |  | Hardwired | 0 | 0 | 0 | 0 | 1 | 0 | 0 | 0 | 0 | 0 | 0 | 014817582581 | 19.75 | 17.25 | 17.25 | 11.3 | 3.401 | 250 | Yes | [9 empty] | cETL Damp | 14IN LED PENDANT S.NKL | 1 - Light Pendant |  | P1436SN-L1.jpg | P1436SNL1.jpg
P1439NWB | 1 - Light Mini-Pendant | Inspired by classic lanterns, the clean, geometric silhouette of the transitional Finnegan chandelier collection by Feiss features exquisite metal work and marries two new, contrasting finishes. The square tubing of the open frame in a New World Bronze finish is in dramatic contrast to the new Burnished Brass finish of the socket cups, which brighten and bring life to this mixed-material collection. This design will perfectly complement a wide range of décor from urban, eclectic loft spaces to clean, contemporary interpretations of Colonial or nautical décor to rich, European inspired space. This updated take on a classic lantern lighting collection includes a four-light, square chandelier, four-light tall foyer chandelier, seven-light linear chandelier, five-light linear chandelier, one-light mini-pendant light and a one-light wall sconce. The one-light wall sconce is Damp Rated. | LINE VOLTAGE PENDANT | Finnegan | Pendants | New World Bronze | NWB | Steel |  |  |  |  | 1 Medium A19 60w |  | 1 | No | [14 empty] | 0 | [12 empty] | 85.45 | 170.9 | 256.35 | L:8'' W:8'' H:13'' O:58 1/4'' | 7.48 |  | 8 | 8 | 13 | Center Lock-Up |  |  | 58.25 | 22.25 - 58.25 | [25 empty] | DP:5 1/2'' W:5 1/2'' H:3/4'' Square |  |  |  |  | 180 |  |  |  | Hardwired | 0 | 0 | 0 | 0 | 0 | 0 | 0 | 0 | 0 | 0 | 0 | 014817569742 | 18.5 | 10.25 | 10.25 | 6.5 | 1.125 | 175 | Yes | [9 empty] | cETL Damp | 1L MINI-PENDANT | 1 - Light Mini-Pendant |  | P1439NWB.jpg | P1439NWB.jpg
P1442BBS-L1 | 1 - Light LED Pendant | Refreshed with three new finishes, the Scandinavian-influenced Brynne pendant from Feiss Collection blends innovative LED technology with a minimalist silhouette. Available in Burnished Brass, Polished Nickel, Satin Nickel Matte, Black or Flat White finishes. All Brynne pendant lights come with two sets of fitters in both Chrome and Burnished Brass to allow you to create a customized look. The advanced, energy efficient LED has warm-on-dim technology, which warms in color. | LINE VOLTAGE PENDANT | Brynne | Pendants | Burnished Brass | BBS | Steel | [6 empty] | 1 | No | 1000 | 3000 | 90 | 14 | 120 | 19 - Integrated | MODS - Modules |  |  |  |  | 14 | 14 | 50000 | 0 |  |  |  |  | Black | [6 empty] | 45 | 142.45 | 284.9 | 427.35 | D:14 1/8'' H:17'' | 5.28 | 14.125 |  |  | 17 | Set Screw(s) | [29 empty] | D:5 7/8'' H:1 5/8'' Round |  |  |  |  | 180 |  |  |  | Hardwired | 0 | 0 | 0 | 0 | 1 | 0 | 0 | 0 | 0 | 0 | 0 | 014817597745 | 17.25 | 17.25 | 14.5 | 8.7 | 2.497 | 250 | Yes | [9 empty] | cETL Damp | BRYNNE MD LED PEND BBS | 1 - Light LED Pendant |  | P1442BBS-L1.jpg | P1442BBSL1.jpg
P1442FWH-L1 | 1 - Light Medium LED Pendant | Refreshed with three new finishes, the Scandinavian-influenced Brynne pendant from Feiss Collection blends innovative LED technology with a minimalist silhouette. Available in Burnished Brass, Polished Nickel, Satin Nickel Matte, Black or Flat White finishes. All Brynne pendant lights come with two sets of fitters in both Chrome and Burnished Brass to allow you to create a customized look. The advanced, energy efficient LED has warm-on-dim technology, which warms in color. | LINE VOLTAGE PENDANT | Brynne | Pendants | Flat White / Chrome | FWH / CH | Steel | [6 empty] | 0 | No | 1000 | 3000 | 90 | 14 | 120 | 19 - Integrated | MODS - Modules |  |  |  |  | 14 | 14 | 50000 | 0 | [12 empty] | 142.45 | 284.9 | 427.35 | D:14'' H:17'' | 5.28 | 14 |  |  | 17 | Set Screw(s) | [29 empty] | D:6'' H:1 3/4'' Round |  |  |  |  | 180 | White |  |  | Hardwired | 0 | 0 | 0 | 0 | 1 | 0 | 0 | 0 | 0 | 0 | 0 | 014817582598 | 17.5 | 17.25 | 15 | 7.7 | 2.62 | 250 | Yes | [9 empty] | cETL Damp | BRYNNE MD LED PEND FLAT WH | 1 - Light LED Pendant |  | P1442FWH-L1_ALT.jpg | P1442FWHL1.jpg
P1442MB-L1 | 1 - Light Medium LED Pendant | Refreshed with three new finishes, the Scandinavian-influenced Brynne pendant from Feiss Collection blends innovative LED technology with a minimalist silhouette. Available in Burnished Brass, Polished Nickel, Satin Nickel Matte, Black or Flat White finishes. All Brynne pendant lights come with two sets of fitters in both Chrome and Burnished Brass to allow you to create a customized look. The advanced, energy efficient LED has warm-on-dim technology, which warms in color. | LINE VOLTAGE PENDANT | Brynne | Pendants | Matte Black / Chrome | MB / CH | Steel | [6 empty] | 0 | No | 1000 | 3000 | 90 | 14 | 120 | 19 - Integrated | MODS - Modules |  |  |  |  | 14 | 14 | 50000 | 0 | [12 empty] | 142.45 | 284.9 | 427.35 | D:14'' H:17'' | 5.28 | 14 |  |  | 17 | Set Screw(s) | [29 empty] | D:6'' H:1 3/4'' Round |  |  |  |  | 180 | Black |  |  | Hardwired | 0 | 0 | 0 | 0 | 1 | 0 | 0 | 0 | 0 | 0 | 0 | 014817582604 | 17.25 | 17 | 15 | 8.2 | 2.546 | 250 | Yes | [9 empty] | cETL Damp | BRYNNE MD LED PEND MATTE BLK | 1 - Light LED Pendant |  | P1442MB-L1_ALT.jpg | P1442MBL1.jpg
P1442PN-L1 | 1 - Light Medium LED Pendant | Refreshed with three new finishes, the Scandinavian-influenced Brynne pendant from Feiss Collection blends innovative LED technology with a minimalist silhouette. Available in Burnished Brass, Polished Nickel, Satin Nickel Matte, Black or Flat White finishes. All Brynne pendant lights come with two sets of fitters in both Chrome and Burnished Brass to allow you to create a customized look. The advanced, energy efficient LED has warm-on-dim technology, which warms in color. | LINE VOLTAGE PENDANT | Brynne | Pendants | Polished Nickel | PN | Steel |  |  |  |  | 1 Integrated Array 14w |  | 1 | Yes | 1000 | 3000 | 90 | 14 | 120 | 19 - Integrated | MODS - Modules |  |  |  |  | 14 | 14 | 50000 | 0 |  |  |  |  | Black | [6 empty] | 45 | 142.45 | 284.9 | 427.35 | D:14 1/8'' H:17'' | 5.28 | 14.125 |  |  | 17 | Set Screw(s) | [29 empty] | D:5 7/8'' H:1 5/8'' Round |  |  |  |  | 180 | Black |  |  | Hardwired | 0 | 0 | 0 | 0 | 1 | 0 | 0 | 0 | 0 | 0 | 0 | 014817597769 | 17.25 | 17.5 | 14.5 | 8.7 | 2.533 | 250 | Yes | [9 empty] | cETL Damp | BRYNNE MD LED PEND PN | 1 - Light LED Pendant |  | P1442PN-L1.jpg | P1442PNL1.jpg
P1442SN-L1 | 1 - Light Medium LED Pendant | Refreshed with three new finishes, the Scandinavian-influenced Brynne pendant from Feiss Collection blends innovative LED technology with a minimalist silhouette. Available in Burnished Brass, Polished Nickel, Satin Nickel Matte, Black or Flat White finishes. All Brynne pendant lights come with two sets of fitters in both Chrome and Burnished Brass to allow you to create a customized look. The advanced, energy efficient LED has warm-on-dim technology, which warms in color. | LINE VOLTAGE PENDANT | Brynne | Pendants | Satin Nickel | SN | Steel |  |  |  |  | 1 Integrated Array 14w |  | 1 | Yes | 1000 | 3000 | 90 | 14 | 120 | 19 - Integrated | MODS - Modules |  |  |  |  | 14 | 14 | 50000 | 0 |  |  |  |  | Black | [6 empty] | 45 | 142.45 | 284.9 | 427.35 | D:14 1/8'' H:17'' | 5.28 | 14.125 |  |  | 17 | Set Screw(s) | [29 empty] | D:5 7/8'' H:1 5/8'' Round |  |  |  |  | 180 | Black |  |  | Hardwired | 0 | 0 | 0 | 0 | 1 | 0 | 0 | 0 | 0 | 0 | 0 | 014817597752 | 17.25 | 17.25 | 14.5 | 9 | 2.497 | 250 | Yes | [9 empty] | cETL Damp | BRYNNE MD LED PEND SN | 1 - Light LED Pendant |  | P1442SN-L1.jpg | P1442SNL1.jpg
P1443BBS-L1 | 1 - Light Large LED Pendant | Refreshed with three new finishes, the Scandinavian-influenced Brynne pendant from Feiss Collection blends innovative LED technology with a minimalist silhouette. Available in Burnished Brass, Polished Nickel, Satin Nickel Matte, Black or Flat White finishes. All Brynne pendant lights come with two sets of fitters in both Chrome and Burnished Brass to allow you to create a customized look. The advanced, energy efficient LED has warm-on-dim technology, which warms in color. | LINE VOLTAGE PENDANT | Brynne | Pendants | Burnished Brass | BBS | Steel |  |  |  |  | 1 Integrated Array 14w |  | 1 | Yes | 1000 | 3000 | 90 | 14 | 120 | 19 - Integrated | MODS - Modules |  |  |  |  | 14 | 14 | 50000 | 0 | [11 empty] | 45 | 199.95 | 399.9 | 599.85 | D:16 1/2'' H:19 3/4'' | 6.6 | 16.5 |  |  | 19.75 | Set Screw(s) | [29 empty] | D:5 7/8'' H:1 5/8'' Round |  |  |  |  | 180 | White |  |  | Hardwired | 0 | 0 | 0 | 0 | 1 | 0 | 0 | 0 | 0 | 0 | 0 | 014817597714 | 19.75 | 19.5 | 17.25 | 11.4 | 3.845 | 250 | Yes | [9 empty] | cETL Damp | BRYNNE LG LED PEND BBS | 1 - Light LED Pendant |  | P1443BBS-L1.jpg | P1443BBSL1.jpg
P1443FWH-L1 | 1 - Light Large LED Pendant | Refreshed with three new finishes, the Scandinavian-influenced Brynne pendant from Feiss Collection blends innovative LED technology with a minimalist silhouette. Available in Burnished Brass, Polished Nickel, Satin Nickel Matte, Black or Flat White finishes. All Brynne pendant lights come with two sets of fitters in both Chrome and Burnished Brass to allow you to create a customized look. The advanced, energy efficient LED has warm-on-dim technology, which warms in color. | LINE VOLTAGE PENDANT | Brynne | Pendants | Flat White / Chrome | FWH / CH | Steel | [6 empty] | 0 | No | 1000 | 3000 | 90 | 14 | 120 | 19 - Integrated | MODS - Modules |  |  |  |  | 14 | 14 | 50000 | 0 | [12 empty] | 199.95 | 399.9 | 599.85 | D:16 1/2'' H:19 3/4'' | 6.6 | 16.5 |  |  | 19.75 | Set Screw(s) | [29 empty] | D:6'' H:1 3/4'' Round |  |  |  |  | 180 | White |  |  | Hardwired | 0 | 0 | 0 | 0 | 1 | 0 | 0 | 0 | 0 | 0 | 0 | 014817582611 | 20 | 20 | 17.25 | 9.9 | 3.993 | 250 | Yes | [9 empty] | cETL Damp | BRYNNE LG LED PEND FLAT WH | 1 - Light LED Pendant |  | P1443FWH-L1_ALT.png | P1443FWHL1.jpg
P1443MB-L1 | 1 - Light Large LED Pendant | Refreshed with three new finishes, the Scandinavian-influenced Brynne pendant from Feiss Collection blends innovative LED technology with a minimalist silhouette. Available in Burnished Brass, Polished Nickel, Satin Nickel Matte, Black or Flat White finishes. All Brynne pendant lights come with two sets of fitters in both Chrome and Burnished Brass to allow you to create a customized look. The advanced, energy efficient LED has warm-on-dim technology, which warms in color. | LINE VOLTAGE PENDANT | Brynne | Pendants | Matte Black / Chrome | MB / CH | Steel | [6 empty] | 0 | No | 1000 | 3000 | 90 | 14 | 120 | 19 - Integrated | MODS - Modules |  |  |  |  | 14 | 14 | 50000 | 0 | [12 empty] | 199.95 | 399.9 | 599.85 | D:16 1/2'' H:19 3/4'' | 6.6 | 16.5 |  |  | 19.75 | Set Screw(s) | [29 empty] | D:6'' H:1 3/4'' Round |  |  |  |  | 180 | Black |  |  | Hardwired | 0 | 0 | 0 | 0 | 1 | 0 | 0 | 0 | 0 | 0 | 0 | 014817582628 | 20 | 19.75 | 17.5 | 9.5 | 4 | 250 | Yes | [9 empty] | cETL Damp | BRYNNE LG LED PEND MATTE BLK | 1 - Light LED Pendant |  | P1443MB-L1_ALT.png | P1443MBL1.jpg
P1443PN-L1 | 1 - Light Large LED Pendant | Refreshed with three new finishes, the Scandinavian-influenced Brynne pendant from Feiss Collection blends innovative LED technology with a minimalist silhouette. Available in Burnished Brass, Polished Nickel, Satin Nickel Matte, Black or Flat White finishes. All Brynne pendant lights come with two sets of fitters in both Chrome and Burnished Brass to allow you to create a customized look. The advanced, energy efficient LED has warm-on-dim technology, which warms in color. | LINE VOLTAGE PENDANT | Brynne | Pendants | Polished Nickel | PN | Steel |  |  |  |  | 1 Integrated Array 14w |  | 1 | Yes | 1000 | 3000 | 90 | 14 | 120 | 19 - Integrated | MODS - Modules |  |  |  |  | 14 | 14 | 50000 | 0 |  |  |  |  | Black | [6 empty] | 45 | 199.95 | 399.9 | 599.85 | D:16 1/2'' H:19 3/4'' | 6.6 | 16.5 |  |  | 19.75 | Set Screw(s) | [29 empty] | D:6'' H:1 3/4'' Round |  |  |  |  | 180 | Black |  |  | Hardwired | 0 | 0 | 0 | 0 | 1 | 0 | 0 | 0 | 0 | 0 | 0 | 014817597738 | 19.75 | 19.5 | 17.25 | 11.4 | 3.845 | 250 | Yes | [9 empty] | cETL Damp | BRYNNE LG LED PEND PN | 1 - Light LED Pendant |  | P1443PN-L1.jpg | P1443PNL1.jpg
P1443SN-L1 | 1 - Light Large LED Pendant | Refreshed with three new finishes, the Scandinavian-influenced Brynne pendant from Feiss Collection blends innovative LED technology with a minimalist silhouette. Available in Burnished Brass, Polished Nickel, Satin Nickel Matte, Black or Flat White finishes. All Brynne pendant lights come with two sets of fitters in both Chrome and Burnished Brass to allow you to create a customized look. The advanced, energy efficient LED has warm-on-dim technology, which warms in color. | LINE VOLTAGE PENDANT | Brynne | Pendants | Satin Nickel | SN | Steel |  |  |  |  | 1 Integrated Array 14w |  | 1 | Yes | 1000 | 3000 | 90 | 14 | 120 | 19 - Integrated | MODS - Modules |  |  |  |  | 14 | 14 | 50000 | 0 |  |  |  |  | Black | [6 empty] | 45 | 199.95 | 399.9 | 599.85 | D:16 1/2'' H:19 3/4'' | 6.6 | 16.5 |  |  | 19.75 | Set Screw(s) | [29 empty] | D:5 7/8'' H:1 5/8'' Round |  |  |  |  | 180 | Black |  |  | Hardwired | 0 | 0 | 0 | 0 | 1 | 0 | 0 | 0 | 0 | 0 | 0 | 014817597721 | 19.75 | 19.5 | 17.25 | 11.4 | 3.845 | 250 | Yes | [9 empty] | cETL Damp | BRYNNE LG LED PEND SN | 1 - Light LED Pendant |  | P1443SN-L1.jpg | P1443SNL1.jpg
P1445BBS | 1 - Light Pendant | The Elmore pendant collection from Feiss features Clear Candy glass achieved through a multi-step, artisanal process of wrapping small rods of glass around the glass shade to create a textured, vibrant surface that subtly conceals the light source and refracts the light to create a wonderful sparkle. These spectacular, large scale glass shades are available in two classic profiles, a cone or cylinder (both shapes are 18” high), which would easily accent an urban, eclectic loft as well as more traditional, settings looking for rich textures to complement the surrounding décor. Beautiful cast details, like the tailored square link chain in a Chrome or Burnished Brass finish, complete this timeless look, which is versatile enough to work well as entry lighting, dining room lighting, living room lighting, bedroom lighting or kitchen lighting. | LINE VOLTAGE PENDANT | Elmore | Pendants | Burnished Brass | BBS | Steel | Clear Glass | D:11.75" H:14" |  |  | 1 Medium A19 60w |  | 1 | No | [14 empty] | 0 | [12 empty] | 142.45 | 284.9 | 427.35 | D:11 3/4'' H:18'' O:82 3/4'' | 7.04 | 11.75 |  |  | 18 | Set Screw(s) |  |  | 82.75 | [26 empty] | D:5'' H:3/4'' Round |  |  |  |  | 180 | Clear | 60 |  | Hardwired | 0 | 0 | 0 | 0 | 0 | 0 | 0 | 0 | 0 | 0 | 0 | 014817570779 | 21 | 15.75 | 15.75 | 12.3 | 3.015 | 175 | Yes | [9 empty] | cETL Damp | ELMORE 1L CONE PEND BBS | 1 - Light Pendant |  | P1445BBS.jpg | P1445BBS.jpg
P1445CH | 1 - Light Pendant | The Elmore pendant collection from Feiss features Clear Candy glass achieved through a multi-step, artisanal process of wrapping small rods of glass around the glass shade to create a textured, vibrant surface that subtly conceals the light source and refracts the light to create a wonderful sparkle. These spectacular, large scale glass shades are available in two classic profiles, a cone or cylinder (both shapes are 18” high), which would easily accent an urban, eclectic loft as well as more traditional, settings looking for rich textures to complement the surrounding décor. Beautiful cast details, like the tailored square link chain in a Chrome or Burnished Brass finish, complete this timeless look, which is versatile enough to work well as entry lighting, dining room lighting, living room lighting, bedroom lighting or kitchen lighting. | LINE VOLTAGE PENDANT | Elmore | Pendants | Chrome | CH | Steel | Clear Glass | D:11.75" H:14" |  |  | 1 Medium A19 60w |  | 1 | No | [14 empty] | 0 | [12 empty] | 142.45 | 284.9 | 427.35 | D:11 3/4'' H:18'' O:82 3/4'' | 7.04 | 11.75 |  |  | 18 | Set Screw(s) |  |  | 82.75 | [26 empty] | D:5'' H:3/4'' Round |  |  |  |  | 180 | Clear | 60 |  | Hardwired | 0 | 0 | 0 | 0 | 0 | 0 | 0 | 0 | 0 | 0 | 0 | 014817570762 | 21.25 | 16 | 16 | 10.8 | 3.148 | 250 | Yes | [9 empty] | cETL Damp | ELMORE 1L CONE PEND CH | 1 - Light Pendant |  | P1445CH.jpg | P1445CH.jpg
P1446BBS | 1 - Light Pendant | The Elmore pendant collection from Feiss features Clear Candy glass achieved through a multi-step, artisanal process of wrapping small rods of glass around the glass shade to create a textured, vibrant surface that subtly conceals the light source and refracts the light to create a wonderful sparkle. These spectacular, large scale glass shades are available in two classic profiles, a cone or cylinder (both shapes are 18” high), which would easily accent an urban, eclectic loft as well as more traditional, settings looking for rich textures to complement the surrounding décor. Beautiful cast details, like the tailored square link chain in a Chrome or Burnished Brass finish, complete this timeless look, which is versatile enough to work well as entry lighting, dining room lighting, living room lighting, bedroom lighting or kitchen lighting. | LINE VOLTAGE PENDANT | Elmore | Pendants | Burnished Brass | BBS | Steel | Clear Glass | D:5.875" H:14.75" |  |  | 1 Medium A19 60w |  | 1 | No | [14 empty] | 0 | [12 empty] | 113.95 | 227.9 | 341.85 | D:5 7/8'' H:18 3/4'' O:83 1/4'' | 6.05 | 5.875 |  |  | 18.75 | Set Screw(s) |  |  | 83.25 | [26 empty] | D:5'' H:3/4'' Round |  |  |  |  | 180 | Clear | 60 |  | Hardwired | 0 | 0 | 0 | 0 | 0 | 0 | 0 | 0 | 0 | 0 | 0 | 014817570793 | 10 | 10 | 23.25 | 8.7 | 1.345 | 125 | Yes | [9 empty] | cETL Damp | ELMORE 1L CYLINDER PEND BBS | 1 - Light Pendant |  | P1446BBS.jpg | P1446BBS.jpg
P1446CH | 1 - Light Pendant | The Elmore pendant collection from Feiss features Clear Candy glass achieved through a multi-step, artisanal process of wrapping small rods of glass around the glass shade to create a textured, vibrant surface that subtly conceals the light source and refracts the light to create a wonderful sparkle. These spectacular, large scale glass shades are available in two classic profiles, a cone or cylinder (both shapes are 18” high), which would easily accent an urban, eclectic loft as well as more traditional, settings looking for rich textures to complement the surrounding décor. Beautiful cast details, like the tailored square link chain in a Chrome or Burnished Brass finish, complete this timeless look, which is versatile enough to work well as entry lighting, dining room lighting, living room lighting, bedroom lighting or kitchen lighting. | LINE VOLTAGE PENDANT | Elmore | Pendants | Chrome | CH | Steel | Clear Glass | D:5.875" H:14.75" |  |  | 1 Medium A19 60w |  | 1 | No | [14 empty] | 0 | [12 empty] | 113.95 | 227.9 | 341.85 | D:5 7/8'' H:18 3/4'' O:83 1/4'' | 6.05 | 5.875 |  |  | 18.75 | Set Screw(s) |  |  | 83.25 | [26 empty] | D:5'' H:3/4'' Round |  |  |  |  | 180 | Clear | 60 |  | Hardwired | 0 | 0 | 0 | 0 | 0 | 0 | 0 | 0 | 0 | 0 | 0 | 014817570786 | 23.25 | 10.25 | 10.25 | 9.2 | 1.414 | 125 | Yes | [9 empty] | cETL Damp | ELMORE 1L CYLINDER PEND CH | 1 - Light Pendant |  | P1446CH.jpg | P1446CH.jpg
P1449CH | 1 - Light Mini-Pendant | Loras is a contemporary take on historic, industrial designs. The transitional chandeliers feature multiple corded pendants beautifully suspended on either a Dark Weathered Iron or Chrome-finished frame. Clear Seeded glass shades on black fabric cords add dimension and charm to this vintage-inspired silhouette. | LINE VOLTAGE PENDANT | Loras | Pendants | Chrome | CH | Steel | Clear Seeded Glass | D:5.75" H:8.75" |  |  | 1 Medium A19 75w |  | 1 | No | [14 empty] | 0 | [12 empty] | 57.48 | 114.96 | 172.44 | D:5 3/4'' H:9 1/2'' O:191'' | 3.58 | 5.75 |  |  | 9.5 | Set Screw(s) |  |  | 191 | [26 empty] | D:5'' H:1'' Round |  |  |  |  | 180 | Black |  |  | Hardwired | 0 | 0 | 0 | 0 | 0 | 0 | 0 | 0 | 0 | 0 | 0 | 014817570168 | 14.25 | 10.5 | 9.5 | 4.1 | 0.823 | 175 | Yes | [9 empty] | cETL Damp | 1L MINI-PENDANT | 1 - Light Mini-Pendant |  | P1449CH.jpg | P1449CH.jpg
P1449DWI | 1 - Light Mini-Pendant | Loras is a contemporary take on historic, industrial designs. The transitional chandeliers feature multiple corded pendants beautifully suspended on either a Dark Weathered Iron or Chrome-finished frame. Clear Seeded glass shades on black fabric cords add dimension and charm to this vintage-inspired silhouette. | LINE VOLTAGE PENDANT | Loras | Pendants | Dark Weathered Iron | DWI | Steel | Clear Seeded Glass | D:5.75" H:8.75" |  |  | 1 Medium A19 75w |  | 1 | No | [14 empty] | 0 | [12 empty] | 56.45 | 112.9 | 169.35 | D:5 3/4'' H:9 1/2'' O:191'' | 3.58 | 5.75 |  |  | 9.5 | Set Screw(s) |  |  | 191 | [26 empty] | D:5'' H:1'' Round |  |  |  |  | 180 | Black |  |  | Hardwired | 0 | 0 | 0 | 0 | 0 | 0 | 0 | 0 | 0 | 0 | 0 | 014817570175 | 14.5 | 10.75 | 9.75 | 4.1 | 0.88 | 175 | Yes | [9 empty] | cETL Damp | 1L MINI-PENDANT | 1 - Light Mini-Pendant |  | P1449DWI.jpg | P1449DWI.jpg
P1450CH | 1 - Light Medium Pendant | The Nico pendant collection from Feiss features a cage profile with dramatic geometric flair. Clean lines seamlessly transition into curves, which all meet at a perfect point by using hand-welding techniques achieved only through superb craftsmanship and skill. Adding to the drama is the large scale of the Nico pendants, along with the three brilliantly-polished finishes available, including Copper, Burnished Brass and Chrome. Both the chain and the canopy match the selected finish of each fixture as well. When installed in clusters, the pendants may all be a matching finish or varied finishes for a more eclectic look, whether used for entry lighting, dining room lighting, living room lighting or bedroom lighting. The exposed bulbs are central to the design, so Edison-style bulbs are a perfect choice. The Nico pendants are available as a medium (23” high) one-light pendant and a large (32” high) one-light pendant. | LINE VOLTAGE PENDANT | Nico | Pendants | Chrome | CH | Steel |  |  |  |  | 1 Medium A19 75w |  | 1 | No | [14 empty] | 0 | [12 empty] | 74.5 | 149 | 223.5 | W:14'' H:23 3/4'' O:85 3/4'' | 7.92 |  |  | 14 | 23.75 | Center Lock-Up |  |  | 85.75 | [26 empty] | D:5'' H:3/4'' Round |  |  |  |  | 180 | Clear | 60 |  | Hardwired | 0 | 0 | 0 | 0 | 0 | 0 | 0 | 0 | 0 | 0 | 0 | 014817570670 | 26.75 | 13.25 | 13 | 10.5 | 2.666 | 250 | Yes | [9 empty] | cETL Damp | NICO 1L MD PEND CHROME | 1 - Light Pendant |  | P1450CH.jpg | P1450CH.jpg
P1450CPR | 1 - Light Medium Pendant | The Nico pendant collection from Feiss features a cage profile with dramatic geometric flair. Clean lines seamlessly transition into curves, which all meet at a perfect point by using hand-welding techniques achieved only through superb craftsmanship and skill. Adding to the drama is the large scale of the Nico pendants, along with the three brilliantly-polished finishes available, including Copper, Burnished Brass and Chrome. Both the chain and the canopy match the selected finish of each fixture as well. When installed in clusters, the pendants may all be a matching finish or varied finishes for a more eclectic look, whether used for entry lighting, dining room lighting, living room lighting or bedroom lighting. The exposed bulbs are central to the design, so Edison-style bulbs are a perfect choice. The Nico pendants are available as a medium (23” high) one-light pendant and a large (32” high) one-light pendant. | LINE VOLTAGE PENDANT | Nico | Pendants | Copper | CPR | Steel |  |  |  |  | 1 Medium A19 75w |  | 1 | No | [14 empty] | 0 | [12 empty] | 74.5 | 149 | 223.5 | W:14'' H:23 3/4'' O:85 3/4'' | 7.92 |  |  | 14 | 23.75 | Center Lock-Up |  |  | 85.75 | [26 empty] | D:5'' H:3/4'' Round |  |  |  |  | 180 | Other | 60 |  | Hardwired | 0 | 0 | 0 | 0 | 0 | 0 | 0 | 0 | 0 | 0 | 0 | 014817570687 | 26.75 | 13.25 | 13 | 10.5 | 2.666 | 250 | Yes | [9 empty] | cETL Damp | NICO 1L MD PEND COPPER | 1 - Light Pendant |  | P1450CPR.jpg | P1450CPR.jpg
P1451BBS | 1 - Light Large Pendant | The Nico pendant collection from Feiss features a cage profile with dramatic geometric flair. Clean lines seamlessly transition into curves, which all meet at a perfect point by using hand-welding techniques achieved only through superb craftsmanship and skill. Adding to the drama is the large scale of the Nico pendants, along with the three brilliantly-polished finishes available, including Copper, Burnished Brass and Chrome. Both the chain and the canopy match the selected finish of each fixture as well. When installed in clusters, the pendants may all be a matching finish or varied finishes for a more eclectic look, whether used for entry lighting, dining room lighting, living room lighting or bedroom lighting. The exposed bulbs are central to the design, so Edison-style bulbs are a perfect choice. The Nico pendants are available as a medium (23” high) one-light pendant and a large (32” high) one-light pendant. | LINE VOLTAGE PENDANT | Nico | Pendants | Burnished Brass | BBS | Steel |  |  |  |  | 1 Medium A19 75w |  | 1 | No | [14 empty] | 0 | [12 empty] | 124.5 | 249 | 373.5 | W:19'' H:32'' O:94'' | 11.66 |  |  | 19 | 32 | Center Lock-Up |  |  | 94 | [26 empty] | D:5'' H:3/4'' Round |  |  |  |  | 180 | Clear | 60 |  | Hardwired | 0 | 0 | 0 | 0 | 0 | 0 | 0 | 0 | 0 | 0 | 0 | 014817570724 | 34.5 | 16.75 | 16.5 | 16.7 | 5.518 | 250 | Yes | [9 empty] | cETL Damp | NICO 1L LG PEND BRNSH BRSS | 1 - Light Pendant |  | P1451BBS.jpg | P1451BBS.jpg
P1452SGM | 1 - Light Mini-Pendant | The Lennex collection by Feiss is a throwback to the Industrial Revolution, featuring open metal cages, exposed lamping and gooseneck detailing that resemble true vintage warehouse fixtures. Real gas piping secures the pitted, rugged sand-cast shades, which are produced in a new Slated Grey Metal finish. Designers are selecting this industrial look to complement a wide array of décor from traditional spaces to urban loft to chic, European-inspired eclectic rooms. The indoor/outdoor wall sconces are a sharp architectural accent whether flanking a front door, garage or pool house. The industrial-inspired Lennex collection offers a three-light chandelier, two-light island chandelier, three-light island chandelier, six-light island chandelier, one-light mini-pendant, a medium one-light indoor/outdoor wall lantern, and a large one-light indoor/outdoor wall lantern. Both one-light wall lanterns are designed to be used indoors or out and are Wet Rated for outdoor use. | LINE VOLTAGE PENDANT | Lennex | Pendants | Slate Grey Metal | SGM | Steel |  |  |  |  | 1 Medium A19 60w |  | 1 | No | [14 empty] | 0 | [12 empty] | 85.45 | 170.9 | 256.35 | D:12'' H:9'' O:66 1/4'' | 6.16 | 12 |  |  | 9 | Center Lock-Up |  |  | 66.25 | 18.25 - 66.25 | [25 empty] | D:5 1/4'' H:1 1/4'' Round |  |  |  |  | 180 |  |  |  | Hardwired | 0 | 0 | 0 | 0 | 0 | 0 | 0 | 0 | 0 | 0 | 0 | 014817571875 | 15.25 | 15.25 | 10.25 | 7.3 | 1.379 | 175 | Yes | [9 empty] | cETL Damp | 1L MINI-PENDANT | 1 - Light Mini-Pendant |  | P1452SGM.jpg | P1452SGM.jpg
P1459CH | 1 - Light Pendant | Loras is a contemporary take on historic, industrial designs. The transitional chandeliers feature multiple corded pendants beautifully suspended on either a Dark Weathered Iron or Chrome-finished frame. Clear Seeded glass shades on black fabric cords add dimension and charm to this vintage-inspired silhouette. | LINE VOLTAGE PENDANT | Loras | Pendants | Chrome | CH | Steel | Clear Seeded Glass | D:11.5" H:14.25" |  |  | 1 Medium A19 60w |  | 1 | No | [14 empty] | 0 | [12 empty] | 85.95 | 171.9 | 257.85 | D:11 1/2'' H:14 3/4'' O:60 1/4'' | 7 | 11.5 |  |  | 14.75 | Screw Collar - Stem |  |  | 60.25 | 18.25 - 60.25 | [25 empty] | D:5'' H:1 1/8'' Round |  |  |  |  | 180 |  |  |  | Hardwired | 0 | 0 | 0 | 0 | 0 | 0 | 0 | 0 | 0 | 0 | 0 | 014817574159 | 17.5 | 14.5 | 14.5 | 9.8 | 2.129 | 175 | Yes | [9 empty] | cETL Damp | LORAS 1L PEND CH | 1 - Light Pendant |  | P1459CH.jpg | P1459CH.jpg
P1459DWI | 1 - Light Pendant | Loras is a contemporary take on historic, industrial designs. The transitional chandeliers feature multiple corded pendants beautifully suspended on either a Dark Weathered Iron or Chrome-finished frame. Clear Seeded glass shades on black fabric cords add dimension and charm to this vintage-inspired silhouette. | LINE VOLTAGE PENDANT | Loras | Pendants | Dark Weathered Iron | DWI | Steel |  |  |  | Clear Seeded Glass | 1 Medium A19 60w |  | 1 | No | [14 empty] | 0 | [12 empty] | 85.95 | 171.9 | 257.85 | D:11 1/2'' H:14 3/4'' O:60 1/4'' | 7 | 11.5 |  |  | 14.75 | Screw Collar - Stem |  |  | 60.25 | 18.25 - 60.25 | [25 empty] | D:5'' H:1 1/8'' Round |  |  |  |  | 180 |  |  |  | Hardwired | 0 | 0 | 0 | 0 | 0 | 0 | 0 | 0 | 0 | 0 | 0 | 014817574166 | 17.5 | 15 | 14 | 10.8 | 2.127 | 70 | Yes | [9 empty] | cETL Damp | LORAS 1L PEND DWI | 1 - Light Pendant |  | P1459DWI.jpg | P1459DWI.jpg
P1471WZC/WOW | 1 - Light Pendant | With light and shadow emanating from an ornately-decorated orb silhouette, the Avila Collection channels the beauty of wrought-iron garden gates from 18th century Europe. Avila's rustic Weathered Zinc ironwork is softened by the delicate curves of the lines and the warm Weathered Oak center ring. The elaborate housing creates beautiful sight lines as it frames the light within. Add historical ambiance and intricate décor to a wide range of rooms. This collection is not currently sold online. Products are available in retail showrooms only. | LINE VOLTAGE PENDANT | Avila | Pendants | Weathered Zinc/Weathered Oak | WZC/WOW | Steel |  |  |  |  | 1 Medium A19 60w |  | 1 | No | [14 empty] | 0 | [12 empty] | 182.95 | 365.9 | 548.85 | D:10'' H:12 1/4'' O:79'' | 5 | 10 |  |  | 12.25 | Set Screw(s) |  |  | 79 | [26 empty] | D:5'' H:1 1/8'' Round |  |  |  |  | 180 | Black | 60 |  | Hardwired | 0 | 0 | 0 | 0 | 0 | 0 | 0 | 0 | 0 | 0 | 0 | 014817579253 | 14 | 12.25 | 12.25 | 7 | 1.216 | 175 | Yes | [9 empty] | cETL Damp | AVILA 1L PENDANT DWZ/WO | 1 - Light Pendant |  | P1471WZCWOW.jpg | P1471WZCWOW.jpg
P1472TXB/CH | 1 - Light Pendant | The Art-Deco-inspired Broderick features bold, angular lines in a rich, two-toned finish of shiny Chrome with Textured Black. Each of Broderick's clear glass shades rest atop a cylindrical bobeche, adding dimension to a smooth, structured silhouette. | LINE VOLTAGE PENDANT | Broderick | Pendants | Textured Black / Chrome | TXB / CH | Steel | Clear Glass | D:2.75" H:8" |  |  | 1 Candelabra Torpedo 60w |  | 1 | No | [14 empty] | 0 | [12 empty] | 108.45 | 216.9 | 325.35 | L:12 1/2'' W:12 1/2'' H:17 7/8'' | 3.5 |  | 12.5 | 12.5 | 17.875 | Center Lock-Up |  |  |  | 26.625 - 74.625 | [25 empty] | D:5'' H:1 3/16'' Round |  |  |  |  | 180 | Black |  |  | Hardwired | 0 | 0 | 0 | 0 | 0 | 0 | 0 | 0 | 0 | 0 | 0 | 014817579345 | 21.75 | 12.25 | 11.75 | 8 | 1.812 | 175 | Yes | [9 empty] | cETL Damp | BRODERICK 1L PENDANT TXB/CH | 1 - Light Pendant |  | P1472TXBCH.jpg | P1472TXBCH.jpg
P1477PN | 1 - Light Pendant | Harper is a modern beauty, with light glowing through Plated Smoke Glass globes that float within an angular, Polished Nickel frame. Machinery-inspired hardware holds each globe in place and is crafted using a special technique called knurling, delivering an authentic industrial look and feel. | LINE VOLTAGE PENDANT | Harper | Pendants | Polished Nickel | PN | Steel | Plated Smoke Glass | D:8" |  |  | 1 Candelabra Torpedo 60w |  | 1 | No | [14 empty] | 0 | [12 empty] | 142.45 | 284.9 | 427.35 | D:13 7/8'' H:20 1/4'' | 6.5 | 13.875 |  |  | 20.25 | Center Lock-Up |  |  |  | 29 - 65 | [25 empty] | D:5'' H:1 3/16'' Round |  |  |  |  | 180 | Clear Silver |  |  | Hardwired | 0 | 0 | 0 | 0 | 0 | 0 | 0 | 0 | 0 | 0 | 0 | 014817579680 | 17 | 15.5 | 13.25 | 8.1 | 2.02 | 175 | Yes | [9 empty] | cETL Damp | HARPER 1L PENDANT PN | 1 - Light Pendant |  | P1477PN.jpg | P1477PN.jpg
P1480ANBZ | 3 - Light Pendant | Woodruff is a modern interpretation of a classic lantern silhouette, complete with an open, airy frame, vented details at the top and floating candle tubes within. Woodruff is inspired by a historical lantern design and is available in two finish options of either Polished Nickel or Antique Bronze. | LINE VOLTAGE PENDANT | Woodruff | Pendants | Antique Bronze | ANBZ | Steel |  |  |  |  | 3 Candelabra Torpedo 60w |  | 3 | No | [14 empty] | 0 | [12 empty] | 155.95 | 311.9 | 467.85 | L:9'' W:9'' H:16'' | 6 |  | 9 | 9 | 16 | Center Lock-Up |  |  |  | 25.5 - 61.5 | [25 empty] | DP:5'' W:5'' H:1 1/8'' Square |  |  |  |  | 180 | Black |  |  | Hardwired | 0 | 0 | 0 | 0 | 0 | 0 | 0 | 0 | 0 | 0 | 0 | 014817579840 | 20.5 | 13.25 | 13.25 | 9.3 | 2.083 | 175 | Yes | [9 empty] | cETL Damp | WOODRUFF 3L PENADANT ANBZ | 3 - Light Pendant |  | P1480ANBZ.jpg | P1480ANBZ.jpg
P1480PN | 3 - Light Pendant | Woodruff is a modern interpretation of a classic lantern silhouette, complete with an open, airy frame, vented details at the top and floating candle tubes within. Woodruff is inspired by a historical lantern design and is available in two finish options of either Polished Nickel or Antique Bronze. | LINE VOLTAGE PENDANT | Woodruff | Pendants | Polished Nickel | PN | Steel |  |  |  |  | 3 Candelabra Torpedo 60w |  | 3 | No | [14 empty] | 0 | [12 empty] | 172.95 | 345.9 | 518.85 | L:9'' W:9'' H:16'' | 6 |  | 9 | 9 | 16 | Center Lock-Up |  |  |  | 25.5 - 61.5 | [25 empty] | DP:5'' W:5'' H:1 1/8'' Square |  |  |  |  | 180 | Clear Silver |  |  | Hardwired | 0 | 0 | 0 | 0 | 0 | 0 | 0 | 0 | 0 | 0 | 0 | 014817579765 | 20.8 | 13.5 | 13.25 | 9.2 | 2.153 | 175 | Yes | [9 empty] | cETL Damp | WOODRUFF 3L PENADANT PN | 3 - Light Pendant |  | P1480PN.jpg | P1480PN.jpg
P1487OCG | 1 - Light Pendant | The perfectly proportioned Fiona pendants represent vintage industrial metal pendants from the early 20th century. Our NEW Oil Can Grey finish gives a faded, washed-out vibe, while the Chrome finish adds a more tailored look with a modern twist. | LINE VOLTAGE PENDANT | Fiona | Pendants | Oil Can Grey | OCG | Steel |  |  |  |  | 1 Medium A19 75w |  | 1 | No | [14 empty] | 0 | [12 empty] | 113.95 | 227.9 | 341.85 | D:12'' H:14 1/4'' | 5.8 | 12 |  |  | 14.25 | Center Lock-Up |  |  |  | 22.875 - 60.875 | [25 empty] | DP:5 1/2'' W:5 1/2'' H:3/4'' Square |  |  |  |  | 180 | Clear Silver |  |  | Hardwired | 0 | 0 | 0 | 0 | 0 | 0 | 0 | 0 | 0 | 0 | 0 | 014817579895 | 18.5 | 14.75 | 14.75 | 8.3 | 2.329 | 250 | Yes | [9 empty] | cETL Damp | FIONA 1L PENDANT OCG | 1 - Light Pendant |  | P1487OCG.jpg | P1487OCG.jpg
P1488PN | 4 - Light Pendant | Osborne takes inspiration from an early 19th Century Neoclassical smoke lantern. Osborne provides great depth and dimension, as curved bars frame the bell-shaped shade and suspend it in place in the center of the fixture. Osborne is available in a Satin Nickel or Polished Nickel finish. | LINE VOLTAGE PENDANT | Osborne | Pendants | Polished Nickel | PN | Steel |  |  |  |  | 4 Candelabra Torpedo 60w |  | 4 | No | [14 empty] | 0 | [12 empty] | 139.5 | 279 | 418.5 | D:12 3/8'' H:26 3/4'' O:93 3/4'' | 13 | 12.375 |  |  | 26.75 | Center Lock-Up |  |  | 93.75 | [26 empty] | D:5 1/2'' H:1 1/2'' Round |  |  |  |  | 180 | Clear Silver | 60 |  | Hardwired | 0 | 0 | 0 | 0 | 0 | 0 | 0 | 0 | 0 | 0 | 0 | 014817579918 | 20.5 | 17.5 | 14 | 13.3 | 2.907 | 175 | Yes | [9 empty] | cETL Damp | OSBORNE 4L PENDANT PN | 4 - Light Pendant |  | P1488PN.jpg | P1488PN.jpg
P1488SN | 4 - Light Pendant | Osborne takes inspiration from an early 19th Century Neoclassical smoke lantern. Osborne provides great depth and dimension, as curved bars frame the bell-shaped shade and suspend it in place in the center of the fixture. Osborne is available in a Satin Nickel or Polished Nickel finish. | LINE VOLTAGE PENDANT | Osborne | Pendants | Satin Nickel | SN | Steel |  |  |  |  | 4 Candelabra Torpedo 60w |  | 4 | No | [14 empty] | 0 | [12 empty] | 139.5 | 279 | 418.5 | D:12 3/8'' H:26 3/4'' O:93 3/4'' | 13 | 12.375 |  |  | 26.75 | Center Lock-Up |  |  | 93.75 | [26 empty] | D:5 1/2'' H:1 1/2'' Round |  |  |  |  | 180 | Clear Silver | 60 |  | Hardwired | 0 | 0 | 0 | 0 | 0 | 0 | 0 | 0 | 0 | 0 | 0 | 014817579925 | 20.75 | 17.25 | 14 | 13.2 | 2.9 | 175 | Yes | [9 empty] | cETL Damp | OSBORNE 4L PENDANT SN | 4 - Light Pendant |  | P1488SN.jpg | P1488SN.jpg
P1489OCG | 3-Light Pendant | The perfectly proportioned Fiona pendants represent vintage industrial metal pendants from the early 20th century. Our NEW Oil Can Grey finish gives a faded, washed-out vibe, while the Chrome finish adds a more tailored look with a modern twist. | LINE VOLTAGE PENDANT | Fiona | Pendants | Oil Can Grey | OCG | Steel |  |  |  |  | 3 Medium A19 75w |  | 3 | No | [14 empty] | 0 | [12 empty] | 170.95 | 341.9 | 512.85 | D:15'' H:17 3/4'' | 7.7 | 15 |  |  | 17.75 | Center Lock-Up |  |  |  | 26.375 - 74.375 | [25 empty] | D:5'' H:1 1/8'' Round |  |  |  |  | 180 | Clear Silver |  |  | Hardwired | 0 | 0 | 0 | 0 | 0 | 0 | 0 | 0 | 0 | 0 | 0 | 014817587623 | 21.75 | 18 | 17.25 | 11.4 | 3.908 | 250 | Yes | [9 empty] | cETL Damp | FIONA 3L PENDANT OCG | FIONA 3L PENDANT OCG |  | P1489OCG.jpg | P1489OCG.jpg
P1491BBS | 1 - Light Pendant | Inspired by classic bee-hive jars found at a vintage flea market, the Arlon Collection of pendants features glass with a subtle ripple technique which is created in the glass blowing mold. This generates an elegant shimmer effect when lit. Arlon is available in a Burnished Brass or Polished Nickel finish. Making a bold minimalist statement, Arlon is an artsy, postmodern fixture. Use for overhead lighting in kitchen, dining and common areas for distinguished décor. | LINE VOLTAGE PENDANT | Arlon | Pendants | Burnished Brass | BBS | Steel | Clear Glass | D:11.375" H:18.125" |  |  | 1 Medium A19 75w |  | 1 | No | [14 empty] | 0 | [12 empty] | 148.45 | 296.9 | 445.35 | D:11 3/8'' H:18 3/4'' | 12 | 11.375 |  |  | 18.75 | Center Lock-Up |  |  |  | 27.375 - 75.375 | [25 empty] | D:5'' H:1 1/8'' Round |  |  |  |  | 180 | Clear Silver |  |  | Hardwired | 0 | 0 | 0 | 0 | 0 | 0 | 0 | 0 | 0 | 0 | 0 | 014817579949 | 27.25 | 16 | 16 | 13.2 | 4.037 | 250 | Yes | [9 empty] | cETL Damp | ARLON 1L PENDANT BBS | 1 - Light Pendant |  | P1491BBS.jpg | P1491BBS.jpg
P1491PN | 1 - Light Pendant | Inspired by classic bee-hive jars found at a vintage flea market, the Arlon Collection of pendants features glass with a subtle ripple technique which is created in the glass blowing mold. This generates an elegant shimmer effect when lit. Arlon is available in a Burnished Brass or Polished Nickel finish. Making a bold minimalist statement, Arlon is an artsy, postmodern fixture. Use for overhead lighting in kitchen, dining and common areas for distinguished décor. | LINE VOLTAGE PENDANT | Arlon | Pendants | Polished Nickel | PN | Steel | Clear Glass | D:11.375" H:18.125" |  |  | 1 Medium A19 75w |  | 1 | No | [14 empty] | 0 | [12 empty] | 148.45 | 296.9 | 445.35 | D:11 3/8'' H:18 3/4'' | 12 | 11.375 |  |  | 18.75 | Center Lock-Up |  |  |  | 27.375 - 75.375 | [25 empty] | D:5'' H:1 1/8'' Round |  |  |  |  | 180 | Clear Silver |  |  | Hardwired | 0 | 0 | 0 | 0 | 0 | 0 | 0 | 0 | 0 | 0 | 0 | 014817579932 | 27 | 16 | 15.75 | 12.9 | 3.938 | 250 | Yes | [9 empty] | cETL Damp | ARLON 1L PENDANT PN | 1 - Light Pendant |  | P1491PN.jpg | P1491PN.jpg
P1500DSL | 1 - Light Pendant | The Parson pendant is the epitome of new nautical trend taking the design world by storm. Hand-painted distressed Silver Leaf designer finish, this charming design features a simple molded pendant holder, while a water glass cage shade ensconces a single 60 W medium base bulb (not included) to diffuse bright light throughout your space. Rounding out the design, an adjustable length of down rod suspends the unit from a matching canopy above. | LINE VOLTAGE PENDANT | Parson | Pendants | Distressed Silver Leaf | DSL | Steel |  |  |  |  | 1 Medium A19 75w |  | 1 | No | [14 empty] | 0 | [12 empty] | 193.95 | 387.9 | 581.85 | D:11 1/8'' H:16 5/8'' O:83 3/4'' | 9.5 | 11.125 |  |  | 16.625 | Screw Collar - Chain |  |  | 83.75 | [26 empty] | D:5'' H:1'' Round |  |  |  |  | 180 | Clear Silver | 60 |  | Hardwired | 0 | 0 | 0 | 0 | 0 | 0 | 0 | 0 | 0 | 0 | 0 | 014817592344 | 24.75 | 15.25 | 14 | 12.1 | 3.058 | 175 | Yes | [8 empty] | ETL Damp | cETL Damp | 1L PARSON PNDT DSL | 1 - Light Pendant |  | P1500DSL.jpg | P1500DSL.jpg
P1501DSL | 4 - Light Pendant | The Parson pendant is the epitome of new nautical trend taking the design world by storm. Hand-painted distressed Silver Leaf designer finish, this charming design features a simple molded pendant holder, while a water glass cage shade ensconces a single 60 W medium base bulb (not included) to diffuse bright light throughout your space. Rounding out the design, an adjustable length of down rod suspends the unit from a matching canopy above. | LINE VOLTAGE PENDANT | Parson | Pendants | Distressed Silver Leaf | DSL | Steel |  |  |  |  | 4 Candelabra Torpedo 60w |  | 4 | No | [14 empty] | 0 | [12 empty] | 269.45 | 538.9 | 808.35 | D:15'' H:22 3/8'' O:89 3/4'' | 13 | 15 |  |  | 22.375 | Screw Collar - Chain |  |  | 89.75 | [26 empty] | D:5'' H:1'' Round |  |  |  |  | 180 | Clear Silver | 60 |  | Hardwired | 0 | 0 | 0 | 0 | 0 | 0 | 0 | 0 | 0 | 0 | 0 | 014817592337 | 30.75 | 19 | 18.75 | 21.4 | 6.34 | 250 | Yes | [8 empty] | ETL Damp | cETL Damp | 4L PARSON PNDT DSL | 4 - Light Pendant |  | P1501DSL.jpg | P1501DSL.jpg
P1510DWK/SGM | 1 - Light Pendant | Influenced by both rustic and industrial design, the transitional Angelo chandelier collection by Feiss celebrates the beauty of imperfection and the visual impact of mixed materials to create an overall rugged look. The cylindrical Clear Thick Wavy glass shades complement the two-toned finish of Distressed Weathered Oak on the outer structures and a new pitted, richly textured Slated Grey Metal finish on the sloping arms for a rustic but tailored look. Perfect as foyer lighting, living room lighting, or paired over a dining room table, and the largest fixture will be the crowning touch to any great room. The Angelo lighting collection includes a five-light chandelier, six-light chandelier, a nine-light, two-tier chandelier, an eight-light linear island chandelier and a one-light sconce light. | LINE VOLTAGE PENDANT | Angelo | Pendants | Distressed Weathered Oak / Slate Grey Metal | DWK/SGM | Steel | Undefined Glass | D:3.25" H:15" |  |  | 1 Medium T10 75w |  | 1 | No | [14 empty] | 0 | [12 empty] | 69.45 | 138.9 | 208.35 | D:3 3/8'' H:15 1/4'' | 6.5 | 3.375 |  |  | 15.25 |  |  |  |  | 24.375 - 60.375 | [25 empty] | D:5 1/2'' H:1 1/8'' Round |  |  |  |  | 180 | Black/White |  |  | Hardwired | 0 | 0 | 0 | 0 | 0 | 0 | 0 | 0 | 0 | 0 | 0 | 014817597820 | 20.75 | 9.75 | 7.25 | 5.2 | 0.849 | 125 | Yes | [9 empty] | cETL Damp | 1L ANGELO 1L TALL PENDANT | 1 - Light Pendant |  | P1510DWKSGM.jpg | P1510DWKSGM.jpg
P1511DWK/SGM | 1 - Light Pendant | Influenced by both rustic and industrial design, the transitional Angelo chandelier collection by Feiss celebrates the beauty of imperfection and the visual impact of mixed materials to create an overall rugged look. The cylindrical Clear Thick Wavy glass shades complement the two-toned finish of Distressed Weathered Oak on the outer structures and a new pitted, richly textured Slated Grey Metal finish on the sloping arms for a rustic but tailored look. Perfect as foyer lighting, living room lighting, or paired over a dining room table, and the largest fixture will be the crowning touch to any great room. The Angelo lighting collection includes a five-light chandelier, six-light chandelier, a nine-light, two-tier chandelier, an eight-light linear island chandelier and a one-light sconce light. | LINE VOLTAGE PENDANT | Angelo | Pendants | Distressed Weathered Oak / Slate Grey Metal | DWK/SGM | Steel | Undefined Glass | D:8" H:13.375" |  |  | 1 Medium A19 75w |  | 1 | No | [14 empty] | 0 | [12 empty] | 166.45 | 332.9 | 499.35 | D:9 1/2'' H:18 1/8'' | 10 | 9.5 |  |  | 18.125 |  |  |  |  | 27.5 - 63.5 | [25 empty] | D:5'' H:1'' Round |  |  |  |  | 180 | Black/White |  |  | Hardwired | 0 | 0 | 0 | 0 | 0 | 0 | 0 | 0 | 0 | 0 | 0 | 014817597783 | 22.25 | 12.25 | 22 | 14.5 | 3.47 | 175 | Yes | [9 empty] | cETL Damp | 1L ANGELO SMALL PENDANT | 1 - Light Pendant |  | P1511DWKSGM.jpg | P1511DWKSGM.jpg
P1520ORB | 4- Light Hanging Shade | Modernizing the traditional wagon-wheel profile, the Lismore lighting collection by Feiss puts a contemporary twist on a classic. An unexpected pressed crystal detail on each stem adds a bit of updated glamour to the clean lines of the tapered fabric shades. | LINE VOLTAGE PENDANT | Lismore | Pendants | Oil Rubbed Bronze | ORB | Steel | Ivory Fabric | D:20" H:11" | W:17.75" |  | 4 Candelabra Torpedo 60w |  | 4 | No | [14 empty] | 0 |  |  |  |  | Brown | [6 empty] | 45 | 174.5 | 349 | 523.5 | L:20'' W:20'' H:18'' O:82 1/2'' | 12 |  | 20 | 20 | 18 | Screw Collar - Chain |  |  | 82.5 | [26 empty] | D:6'' H:1'' Round |  |  |  |  | 180 | Brown | 60 |  | Hardwired | 0 | 0 | 0 | 0 | 0 | 0 | 0 | 0 | 0 | 0 | 0 | 014817605617 | [15 empty] | ETL Damp | cETL Damp | LISMORE 4L PDT ORB | 4- Light Hanging Shade |  | P1520ORB.jpg | P1520ORB.jpg
P1520PN | 4- Light Hanging Shade | Modernizing the traditional wagon-wheel profile, the Lismore lighting collection by Feiss puts a contemporary twist on a classic. An unexpected pressed crystal detail on each stem adds a bit of updated glamour to the clean lines of the tapered fabric shades. | LINE VOLTAGE PENDANT | Lismore | Pendants | Polished Nickel | PN | Steel | White Fabric | D:20" H:11" | W:17.75" |  | 4 Candelabra Torpedo 60w |  | 4 | No | [14 empty] | 0 |  |  |  |  | Clear Silver | [6 empty] | 45 | 174.5 | 349 | 523.5 | L:20'' W:20'' H:18'' O:82 1/2'' | 12 |  | 20 | 20 | 18 | Screw Collar - Chain |  |  | 82.5 | [26 empty] | D:6'' H:1'' Round |  |  |  |  | 180 | Clear Silver | 60 |  | Hardwired | 0 | 0 | 0 | 0 | 0 | 0 | 0 | 0 | 0 | 0 | 0 | 014817605600 | [15 empty] | ETL Damp | cETL Damp | LISMORE 4L PDT PN | 4- Light Hanging Shade |  | P1520PN.jpg | P1520PN.jpg
PIER MT-ASTB | Mounting Accessory |  | OUTDOOR | Outdoor Pier Mounts | Accessories | Astral Bronze | ASTB | Aluminum | [6 empty] | 0 | No | [14 empty] | 0 | [12 empty] | 17.48 | 34.96 | 52.44 |  | 0.75 | [44 empty] | 0 | 0 | 0 | 0 | 0 | 0 | 0 | 0 | 0 | 0 | 0 | 014817402780 | 6 | 6 | 3.75 | 0.7 | 0.078 | 100 | Yes | 4 | 10014817402787 | 12.5 | 6.54 | 8.25 | 3.5 | 0.39 | Yes |  |  | CAST ALUM OUTDOOR PIER MOUNT | Mounting Accessory |  | PIERMTASTB.jpg | PIERMTASTB.jpg
PIER MT-BB | Mounting Accessory |  | OUTDOOR | Outdoor Pier Mounts | Accessories | Burnished Bronze | BB | Aluminum | [6 empty] | 0 | No | [14 empty] | 0 | [12 empty] | 17.48 | 34.96 | 52.44 |  | 0.75 | [44 empty] | 0 | 0 | 0 | 0 | 0 | 0 | 0 | 0 | 0 | 0 | 0 | 014817402797 | 6 | 6 | 3.5 | 0.75 | 0.073 | 93 | Yes | 4 | 10014817402794 | 13.5 | 8 | 7 | 3 | 0.438 | Yes |  |  | CAST ALUM OUTDOOR PIER MOUNT | Mounting Accessory |  | PIERMTBB.jpg | PIERMTBB.jpg
PIER MT-BK | Mounting Accessory |  | OUTDOOR | Outdoor Pier Mounts | Accessories | Black | BK | Aluminum | [6 empty] | 0 | No | [14 empty] | 0 | [12 empty] | 17.48 | 34.96 | 52.44 |  | 0.75 | [44 empty] | 0 | 0 | 0 | 0 | 0 | 0 | 0 | 0 | 0 | 0 | 0 | 014817169690 | 6 | 6 | 3.5 | 0.75 | 0.073 | 93 | Yes | 4 | 10014817169697 | 13.25 | 7 | 8.5 | 3 | 0.456 | Yes |  |  | CAST ALUM OUTDOOR PIER MOUNT | Mounting Accessory |  | PIERMTBK.jpg
PIER MT-BRAL | Mounting Accessory |  | OUTDOOR | Outdoor Pier Mounts | Accessories | Brushed Aluminum | BRAL | Aluminum | [6 empty] | 0 | No | [14 empty] | 0 | [12 empty] | 17.48 | 34.96 | 52.44 |  | 0.75 | [44 empty] | 0 | 0 | 0 | 0 | 0 | 0 | 0 | 0 | 0 | 0 | 0 | 014817278088 | 6 | 6 | 3.5 | 0.75 | 0.073 | 93 | Yes | 4 | 10014817278085 | 13.25 | 8.5 | 8.5 | 3 | 0.554 | Yes |  |  | CAST ALUM OUTDOOR PIER MOUNT | Mounting Accessory |  | PIERMTBRAL.jpg | PIERMTBRAL.jpg
PIER MT-BZ | Mounting Accessory |  | OUTDOOR |  | Accessories | Bronze | BZ | Aluminum | [6 empty] | 0 | No | [27 empty] | 17.48 | 34.96 | 52.44 |  | 0.75 | [44 empty] | 0 | 0 | 0 | 0 | 0 | 0 | 0 | 0 | 0 | 0 | 0 | 014817169706 | 6 | 6 | 3.5 | 0.75 | 0.073 | 93 | Yes | 4 | 10014817169703 | 13.25 | 7 | 8.5 | 3 | 0.456 | Yes |  |  | CAST ALUM OUTDOOR PIER MOUNT | Mounting Accessory |  | PIERMTBZ.jpg
PIER MT-CB | Mounting Accessory |  | OUTDOOR | Outdoor Pier Mounts | Accessories | Corinthian Bronze | CB | [7 empty] | 0 | No | [14 empty] | 0 | [12 empty] | 17.48 | 34.96 | 52.44 |  | 0.75 | [44 empty] | 0 | 0 | 0 | 0 | 0 | 0 | 0 | 0 | 0 | 0 | 0 | 014817253504 | 6 | 6 | 3.5 | 0.75 | 0.073 | 93 | Yes | 4 | 10014817253501 | 13.5 | 8 | 7 | 3 | 0.438 | Yes |  |  | CAST ALUM OUTDOOR PIER MOUNT | Mounting Accessory |  | PIERMTCB.jpg
PIER MT-ES | Mounting Accessory |  | OUTDOOR | Outdoor Pier Mounts | Accessories | Espresso | ES | Aluminum | [6 empty] | 0 | No | [14 empty] | 0 | [12 empty] | 17.48 | 34.96 | 52.44 |  | 0.75 | [44 empty] | 0 | 0 | 0 | 0 | 0 | 0 | 0 | 0 | 0 | 0 | 0 | 014817208382 | 6 | 6 | 3.75 | 0.8 | 0.078 | 93 | Yes | 4 | 10014817208389 | 12.5 | 6.75 | 8.5 | 3.5 | 0.415 | Yes |  |  | CAST ALUM OUTDOOR PIER MOUNT | Mounting Accessory |  | PIERMTES.jpg
PIER MT-GBZ | Mounting Accessory |  | OUTDOOR | Outdoor Pier Mounts | Accessories | Grecian Bronze | GBZ | [7 empty] | 0 | No | [14 empty] | 0 | [12 empty] | 17.48 | 34.96 | 52.44 |  | 0.75 | [44 empty] | 0 | 0 | 0 | 0 | 0 | 0 | 0 | 0 | 0 | 0 | 0 | 014817253528 | 6 | 6 | 3.5 | 0.75 | 0.073 | 93 | Yes | 4 | 10014817253525 | 12.5 | 6.5 | 8.25 | 3.44 | 0.388 | Yes |  |  | CAST ALUM OUTDOOR PIER MOUNT | Mounting Accessory |  | PIERMTGBZ.jpg
PIER MT-HTBZ | Mounting Accessory |  | OUTDOOR | Outdoor Pier Mounts | Accessories | Heritage Bronze | HTBZ | Aluminum | [6 empty] | 0 | No | [14 empty] | 0 | [12 empty] | 17.48 | 34.96 | 52.44 |  | 0.7 | [44 empty] | 0 | 0 | 0 | 0 | 0 | 0 | 0 | 0 | 0 | 0 | 0 | 014817364088 | 6 | 6 | 3.5 | 0.75 | 0.073 | 93 | Yes | 4 | 10014817364085 | 13.25 | 7 | 8.5 | 3 | 0.456 | Yes |  |  | CAST ALUM OUTDOOR PIER MOUNT | Mounting Accessory |  | PIERMTHTBZ.jpg
PIER MT-ORB | Mounting Accessory |  | OUTDOOR | Outdoor Pier Mounts | Accessories | Oil Rubbed Bronze | ORB | Aluminum | [6 empty] | 0 | No | [14 empty] | 0 | [12 empty] | 17.48 | 34.96 | 52.44 |  | 0.75 | [44 empty] | 0 | 0 | 0 | 0 | 0 | 0 | 0 | 0 | 0 | 0 | 0 | 014817402803 | 6 | 6 | 3.75 | 0.7 | 0.078 | 100 | Yes | 4 | 10014817402800 | 12.5 | 6.5 | 8.25 | 3.5 | 0.388 | Yes |  |  | CAST ALUM OUTDOOR PIER MOUNT | Mounting Accessory |  | PIERMTORB.jpg | PIERMTORB.jpg
PIER MT-SBR | Pier Mount |  | OUTDOOR | Outdoor Pier Mounts | Accessories | Sorrel Brown | SBR | [7 empty] | 0 | No | [14 empty] | 0 | [12 empty] | 17.48 | 34.96 | 52.44 | W:6 3/4'' H:3 1/8'' | 0.33 |  |  | 6.75 | 3.125 | [40 empty] | 0 | 0 | 0 | 0 | 0 | 0 | 0 | 0 | 0 | 0 | 0 | 014817477665 | 7 | 7 | 4 | 0.7 | 0.113 | 125 | Yes | 12 | 10014817477662 | 23 | 15 | 8.75 | 10.3 | 1.747 | Yes |  |  | CAST ALUM OUTDOOR PIER MOUNT | Pier Mount |  | PIERMTSBR.jpg | PIERMTSBR.jpg
PIER MT-WAL | Mounting Accessory |  | OUTDOOR | Outdoor Pier Mounts | Accessories | Walnut | WAL | Aluminum | [6 empty] | 0 | No | [14 empty] | 0 | [12 empty] | 17.48 | 34.96 | 52.44 |  | 0.75 | [44 empty] | 0 | 0 | 0 | 0 | 0 | 0 | 0 | 0 | 0 | 0 | 0 | 014817402810 | 6 | 6 | 3.75 | 0.7 | 0.078 | 100 | Yes | 4 | 10014817402817 | 12.85 | 6.5 | 8.25 | 3.5 | 0.399 | Yes |  |  | CAST ALUM OUTDOOR PIER MOUNT | Mounting Accessory |  | PIERMTWAL.jpg | PIERMTWAL.jpg
PIERMOUNT-ANBZ | Pier Mount Base - Antique Bronze |  | OUTDOOR | Outdoor Pier Mounts |  | Antique Bronze | ANBZ | [7 empty] | 0 | No | [27 empty] | 21.48 | 42.96 | 64.44 | W:6 3/4'' H:3'' | 0.75 |  |  | 6.75 | 3 | [40 empty] | 0 | 0 | 0 | 0 | 0 | 0 | 0 | 0 | 0 | 0 | 0 | 014817572421 | 6.5 | 6.5 | 4 | 0.01 | 0.098 | 125 | Yes | 12 | 10014817572428 | 13.75 | 13.5 | 13.5 | 11.1 | 1.45 | Yes |  |  | PIER MOUNT ANTIQUE BRONZE |  |  | PIEMTANBZ.jpg | PIERMOUNTANBZ.jpg
PIERMOUNT-CO | PIER MOUNT COPPER OXIDE |  | OUTDOOR | Outdoor Pier Mounts |  | Copper Oxide | CO | [7 empty] | 0 | No | [27 empty] | 22.48 | 44.96 | 67.44 | W:6 3/4'' H:3'' | 0.7 |  |  | 6.75 | 3 | [40 empty] | 0 | 0 | 0 | 0 | 0 | 0 | 0 | 0 | 0 | 0 | 0 | 014817582017 | 6.25 | 6 | 4 | 0.7 | 0.087 | 100 | Yes | 4 | 10014817582014 | 12.75 | 8.5 | 6.75 | 3.3 | 0.423 | Yes |  |  | PIER MOUNT COPPER OXIDE | PIER MOUNT COPPER OXIDE |  | PIERMOUNTCO.jpg | PIERMOUNTCO.jpg
PIERMOUNT-DAC | Pier Mount Base - Dark Aged Copper |  | OUTDOOR | Outdoor Pier Mounts |  | Dark Aged Copper | DAC | [7 empty] | 0 | No | [27 empty] | 22.48 | 44.96 | 67.44 | W:6 3/4'' H:3'' | 0.75 |  |  | 6.75 | 3 | [40 empty] | 0 | 0 | 0 | 0 | 0 | 0 | 0 | 0 | 0 | 0 | 0 | 014817572445 | 6.5 | 6.5 | 4 | 0.01 | 0.098 | 125 | Yes | 12 | 10014817572442 | 13.75 | 13.5 | 13.5 | 11.1 | 1.45 | Yes |  |  | PIER MOUNT DARK AGED COPPER |  |  | PIERMOUNTDAC.jpg | PIERMOUNTDAC.jpg
PIERMOUNT-DWZ | Pier Mount Base - Dark Weathered Zinc |  | OUTDOOR | Outdoor Pier Mounts |  | Dark Weathered Zinc | DWZ | [7 empty] | 0 | No | [27 empty] | 22.48 | 44.96 | 67.44 | W:6 3/4'' H:3'' | 0.75 |  |  | 6.75 | 3 | [40 empty] | 0 | 0 | 0 | 0 | 0 | 0 | 0 | 0 | 0 | 0 | 0 | 014817572452 | 6.5 | 6.5 | 4 | 0.01 | 0.098 | 125 | Yes | 12 | 10014817572459 | 13.75 | 13.5 | 13.5 | 11.1 | 1.45 | Yes |  |  | PIER MOUNT DARK WTHRD ZINC |  |  | PIERMOUNTDWZ.jpg | PIERMOUNTDWZ.jpg
PIERMOUNT-HTCP | Pier Mount Base - Heritage Copper |  | OUTDOOR | Outdoor Pier Mounts |  | Heritage Copper | HTCP | [7 empty] | 0 | No | [27 empty] | 22.48 | 44.96 | 67.44 | W:6 3/4'' H:3'' | 0.75 |  |  | 6.75 | 3 | [40 empty] | 0 | 0 | 0 | 0 | 0 | 0 | 0 | 0 | 0 | 0 | 0 | 014817572469 | 6.5 | 6.5 | 4 | 0.01 | 0.098 | 125 | Yes | 12 | 10014817572466 | 13.75 | 13.5 | 13.5 | 11.1 | 1.45 | Yes |  |  | PIER MOUNT HERITAGE COPPER |  |  | PIERMOUNTHTCP.jpg | PIERMOUNTHTCP.jpg
PIERMOUNT-PBS | Pier Mount Base - Painted Brushed Steel |  | OUTDOOR | Outdoor Pier Mounts |  | Painted Brushed Steel | PBS | [7 empty] | 0 | No | [27 empty] | 22.48 | 44.96 | 67.44 | W:6 3/4'' H:3'' | 0.75 |  |  | 6.75 | 3 | [40 empty] | 0 | 0 | 0 | 0 | 0 | 0 | 0 | 0 | 0 | 0 | 0 | 014817572476 | 6.5 | 6.5 | 4 | 0.01 | 0.098 | 125 | Yes | 12 | 10014817572473 | 13.75 | 13.5 | 13.5 | 11.1 | 1.45 | Yes |  |  | PIER MOUNT PAINTD BRSHD STL |  |  | PIERMOUNTPBS.jpg | PIERMOUNTPBS.jpg
PIERMOUNT-PCR | Pier Mount Base - Patina Copper |  | OUTDOOR | Outdoor Pier Mounts |  | Patina Copper | PCR | [7 empty] | 0 | No | [27 empty] | 22.48 | 44.96 | 67.44 | W:6 3/4'' H:3'' | 0.75 |  |  | 6.75 | 3 | [40 empty] | 0 | 0 | 0 | 0 | 0 | 0 | 0 | 0 | 0 | 0 | 0 | 014817572490 | 6.5 | 6.5 | 4 | 0.01 | 0.098 | 125 | Yes | 12 | 10014817572497 | 13.75 | 13.5 | 13.5 | 11.1 | 1.45 | Yes |  |  | PIER MOUNT PATINA COPPER |  |  | PIERMOUNTPCR.jpg | PIERMOUNTPCR.jpg
PIERMOUNT-PDB | PIERMOUNT PDB |  | OUTDOOR | Outdoor Pier Mounts |  | Painted Distressed Brass | PDB | [7 empty] | 0 | No | [27 empty] | 20.95 | 41.9 | 62.85 | W:6 3/4'' H:3'' | 0.75 |  |  | 6.75 | 3 | [40 empty] | 0 | 0 | 0 | 0 | 0 | 0 | 0 | 0 | 0 | 0 | 0 | 014817598100 | 6.5 | 6.5 | 4 | 0.1 | 0.098 | 125 | Yes | 12 | 10014817598107 | 13.75 | 13.5 | 13.5 | 11 | 1.45 | Yes |  |  | PIER MOUNT PAINTED DISTRESSED BRASS | PIERMOUNT PDB |  | PIERMOUNTPDB.jpg | PIERMOUNTPDB.jpg
PIERMOUNT-PTBZ | Pier Mount Base - Patina Bronze |  | OUTDOOR | Outdoor Pier Mounts |  | Patina Bronze | PTBZ | [7 empty] | 0 | No | [27 empty] | 24.48 | 48.96 | 73.44 | W:6 3/4'' H:3'' | 0.5 |  |  | 6.75 | 3 | [40 empty] | 0 | 0 | 0 | 0 | 0 | 0 | 0 | 0 | 0 | 0 | 0 | 014817572483 | 6.75 | 6.5 | 4.5 | 0.8 | 0.114 | 125 | Yes | 18 | 10014817572480 | 20.5 | 14 | 13.5 | 16.9 | 2.242 | Yes |  |  | PIER MOUNT PATINA BRONZE |  |  | PIERMOUNTPTBZ.jpg | PIERMOUNTPTBZ.jpg
PIERMOUNT-SBL | PIER MOUNT SABLE |  | OUTDOOR | Outdoor Pier Mounts |  | Sable | SBL | [7 empty] | 0 | No | [27 empty] | 22.48 | 44.96 | 67.44 | W:6 3/4'' H:3'' | 0.7 |  |  | 6.75 | 3 | [40 empty] | 0 | 0 | 0 | 0 | 0 | 0 | 0 | 0 | 0 | 0 | 0 | 014817581973 | 6.25 | 6 | 4 | 0.7 | 0.087 | 100 | Yes | 4 | 10014817581970 | 12.75 | 8.5 | 6.75 | 3.3 | 0.423 | Yes |  |  | PIER MOUNT SABLE | PIER MOUNT SABLE |  | PIERMOUNTSBL.jpg | PIERMOUNTSBL.jpg
PIERMOUNT-TXB | Pier Mount Base - Textured Black |  | OUTDOOR | Outdoor Pier Mounts |  | Textured Black | TXB | [7 empty] | 0 | No | [27 empty] | 22.48 | 44.96 | 67.44 | W:6 3/4'' H:3'' | 0.75 |  |  | 6.75 | 3 | [40 empty] | 0 | 0 | 0 | 0 | 0 | 0 | 0 | 0 | 0 | 0 | 0 | 014817572506 | 6.5 | 6.5 | 4 | 0.01 | 0.098 | 125 | Yes | 12 | 10014817572503 | 13.75 | 13.5 | 13.5 | 11.1 | 1.45 | Yes |  |  | PIER MOUNT TEXTURED BLK |  |  | PIERMOUNTTXB.jpg | PIERMOUNTTXB.jpg
PIERMOUNT-WCT | Pier Mount Base - Weathered Chestnut |  | OUTDOOR | Outdoor Pier Mounts |  | Weathered Chestnut | WCT | [7 empty] | 0 | No | [27 empty] | 22.48 | 44.96 | 67.44 | W:6 3/4'' H:3'' | 0.75 |  |  | 6.75 | 3 | [40 empty] | 0 | 0 | 0 | 0 | 0 | 0 | 0 | 0 | 0 | 0 | 0 | 014817572513 | 6.5 | 6.5 | 4 | 0.01 | 0.098 | 125 | Yes | 12 | 10014817572510 | 13.75 | 13.5 | 13.5 | 11.1 | 1.45 | Yes |  |  | PIER MOUNT WEATHERED CHESTNUT |  |  | PIERMOUNTWCT.jpg | PIERMOUNTWCT.jpg
POST-ABLK | 7 Foot Outdoor Post - Ash Black |  | OUTDOOR | Outdoor Posts |  | Ash Black | ABLK | [7 empty] | 0 | No | [27 empty] | 108.98 | 217.96 | 326.94 | W:3'' H:84 1/4'' | 6.6 |  |  | 3 | 84.25 | [40 empty] | 0 | 0 | 0 | 0 | 0 | 0 | 0 | 0 | 0 | 0 | 0 | 014817572537 | 86.75 | 3.5 | 3.75 | 7.9 | 0.659 | 85 | Yes | 4 | 10014817572534 | 87.25 | 8.25 | 8.25 | 34.5 | 3.437 | Yes |  |  | 7 FOOT POST ASH BLACK |  |  | POSTABLK.jpg | POSTABLK.jpg
POST-ANBZ | 7 Foot Outdoor Post - Antique Bronze |  | OUTDOOR | Outdoor Posts |  | Antique Bronze | ANBZ | [7 empty] | 0 | No | [27 empty] | 108.98 | 217.96 | 326.94 | W:3'' H:84 1/4'' | 6.6 |  |  | 3 | 84.25 | [40 empty] | 0 | 0 | 0 | 0 | 0 | 0 | 0 | 0 | 0 | 0 | 0 | 014817572520 | 86.75 | 3.5 | 3.75 | 7.9 | 0.659 | 85 | Yes | 4 | 10014817572527 | 87.25 | 8.25 | 8.25 | 34.5 | 3.437 | Yes |  |  | 7 FOOT POST ANTIQUE BRONZE |  |  | POSTANBZ.jpg | POSTANBZ.jpg
POST-CO | 7 FOOT POST COPPER OXIDE |  | OUTDOOR | Outdoor Posts |  | Copper Oxide | CO | [7 empty] | 0 | No | [27 empty] | 112.48 | 224.96 | 337.44 | W:3'' H:84 1/4'' | 6.6 |  |  | 3 | 84.25 | [40 empty] | 0 | 0 | 0 | 0 | 0 | 0 | 0 | 0 | 0 | 0 | 0 | 014817581997 | 86.75 | 4.25 | 4.25 | 8 | 0.907 | 100 | Yes | 4 | 10014817581994 | 87.5 | 8.5 | 8.5 | 35.1 | 3.658 | Yes |  |  | 7 FOOT POST COPPER OXIDE | 7 FOOT POST COPPER OXIDE |  | POSTCO.jpg | POSTCO.jpg
POST-DAC | 7 Foot Outdoor Post - Dark Aged Copper |  | OUTDOOR | Outdoor Posts |  | Dark Aged Copper | DAC | [7 empty] | 0 | No | [27 empty] | 108.98 | 217.96 | 326.94 | W:3'' H:84 1/4'' | 6.6 |  |  | 3 | 84.25 | [40 empty] | 0 | 0 | 0 | 0 | 0 | 0 | 0 | 0 | 0 | 0 | 0 | 014817572544 | 86.75 | 3.5 | 3.75 | 7.9 | 0.659 | 85 | Yes | 4 | 10014817572541 | 87.25 | 8.25 | 8.25 | 34.5 | 3.437 | Yes |  |  | 7 FOOT POST DARK AGED COPPER |  |  | POSTDAC.jpg | POSTDAC.jpg
POST-DWZ | 7 Foot Outdoor Post - Dark Weathered Zinc |  | OUTDOOR | Outdoor Posts |  | Dark Weathered Zinc | DWZ | [7 empty] | 0 | No | [27 empty] | 108.98 | 217.96 | 326.94 | W:3'' H:84 1/4'' | 6.6 |  |  | 3 | 84.25 | [40 empty] | 0 | 0 | 0 | 0 | 0 | 0 | 0 | 0 | 0 | 0 | 0 | 014817572551 | 86.75 | 3.5 | 3.75 | 7.9 | 0.659 | 85 | Yes | 4 | 10014817572558 | 87.25 | 8.25 | 8.25 | 34.5 | 3.437 | Yes |  |  | 7 FOOT POST DRK WTHRD ZINC |  |  | POSTDWZ.jpg | POSTDWZ.jpg
POST-HTCP | 7 Foot Outdoor Post - Heritage Copper |  | OUTDOOR | Outdoor Posts |  | Heritage Copper | HTCP | [7 empty] | 0 | No | [27 empty] | 108.98 | 217.96 | 326.94 | W:3'' H:84 1/4'' | 6.6 |  |  | 3 | 84.25 | [40 empty] | 0 | 0 | 0 | 0 | 0 | 0 | 0 | 0 | 0 | 0 | 0 | 014817572568 | 86.75 | 3.5 | 3.75 | 7.9 | 0.659 | 85 | Yes | 4 | 10014817572565 | 87.25 | 8.25 | 8.25 | 34.5 | 3.437 | Yes |  |  | 7 FOOT POST HERITAGE COPPER |  |  | POSTHTCP.jpg | POSTHTCP.jpg
POST-PBS | 7 Foot Outdoor Post - Painted Brushed Steel |  | OUTDOOR | Outdoor Posts |  | Painted Brushed Steel | PBS | [7 empty] | 0 | No | [27 empty] | 108.98 | 217.96 | 326.94 | W:3'' H:84 1/4'' | 6.6 |  |  | 3 | 84.25 | [40 empty] | 0 | 0 | 0 | 0 | 0 | 0 | 0 | 0 | 0 | 0 | 0 | 014817572575 | 86.75 | 3.5 | 3.75 | 7.9 | 0.659 | 85 | Yes | 4 | 10014817572572 | 87.25 | 8.25 | 8.25 | 34.5 | 3.437 | Yes |  |  | 7 FOOT POST PAINTD BRSHD STL |  |  | POSTPBS.jpg | POSTPBS.jpg
POST-PCR | 7 Foot Outdoor Post - Patina Copper |  | OUTDOOR | Outdoor Posts |  | Patina Copper | PCR | [7 empty] | 0 | No | [27 empty] | 108.98 | 217.96 | 326.94 | W:3'' H:84 1/4'' | 6.6 |  |  | 3 | 84.25 | [40 empty] | 0 | 0 | 0 | 0 | 0 | 0 | 0 | 0 | 0 | 0 | 0 | 014817572599 | 86.75 | 3.5 | 3.75 | 7.9 | 0.659 | 85 | Yes | 4 | 10014817572596 | 87.25 | 8.25 | 8.25 | 34.5 | 3.437 | Yes |  |  | 7 FOOT POST PATINA COPPER |  |  | POSTPCR.jpg | POSTPCR.jpg
POST-PTBZ | 7 Foot Outdoor Post - Patina Bronze |  | OUTDOOR | Outdoor Posts |  | Patina Bronze | PTBZ | [7 empty] | 0 | No | [27 empty] | 108.98 | 217.96 | 326.94 | W:3'' H:84 1/4'' | 9.8 |  |  | 3 | 84.25 | [40 empty] | 0 | 0 | 0 | 0 | 0 | 0 | 0 | 0 | 0 | 0 | 0 | 014817572582 | 87 | 5.25 | 5.25 | 11.3 | 1.388 | 100 | Yes | [10 empty] | 7 FOOT POST PATINA BRONZE |  |  | POSTPTBZ.jpg | POSTPTBZ.jpg
POST-SBL | 7 FOOT POST SABLE |  | OUTDOOR | Outdoor Posts |  | Sable | SBL | [7 empty] | 0 | No | [27 empty] | 112.48 | 224.96 | 337.44 | W:3'' H:84 1/4'' | 6.6 |  |  | 3 | 84.25 | [40 empty] | 0 | 0 | 0 | 0 | 0 | 0 | 0 | 0 | 0 | 0 | 0 | 014817581959 | 85 | 3.6 | 3.5 | 7.5 | 0.62 | 85 | Yes | 2 | 10014817581956 | 85.5 | 8 | 4 | 16.8 | 1.583 | Yes |  |  | 7 FOOT POST SABLE | 7 FOOT POST SABLE |  | POSTSBL.jpg | POSTSBL.jpg
POST-TXB | 7 Foot Outdoor Post - Textured Black |  | OUTDOOR | Outdoor Posts |  | Textured Black | TXB | [7 empty] | 0 | No | [27 empty] | 108.98 | 217.96 | 326.94 | W:3'' H:84 1/4'' | 6.6 |  |  | 3 | 84.25 | [40 empty] | 0 | 0 | 0 | 0 | 0 | 0 | 0 | 0 | 0 | 0 | 0 | 014817572605 | 86.75 | 3.5 | 3.75 | 7.9 | 0.659 | 85 | Yes | 4 | 10014817572602 | 87.25 | 8.25 | 8.25 | 34.5 | 3.437 | Yes |  |  | 7 FOOT POST TEXTURED BLK |  |  | POSTTXB.jpg | POSTTXB.jpg
POST-WCT | 7 Foot Outdoor Post - Weathered Chestnut |  | OUTDOOR | Outdoor Posts |  | Weathered Chestnut | WCT | [7 empty] | 0 | No | [27 empty] | 108.98 | 217.96 | 326.94 | W:3'' H:84 1/4'' | 6.6 |  |  | 3 | 84.25 | [40 empty] | 0 | 0 | 0 | 0 | 0 | 0 | 0 | 0 | 0 | 0 | 0 | 014817572612 | 86.75 | 3.5 | 3.75 | 7.9 | 0.659 | 85 | Yes | 4 | 10014817572619 | 87.25 | 8.25 | 8.25 | 34.5 | 3.437 | Yes |  |  | 7 FOOT POST WEATHERED CHESTNUT |  |  | POSTWCT.jpg | POSTWCT.jpg
POSTBASE ASTB | Outdoor |  | OUTDOOR | Outdoor Post Base | Outdoor Lighting | Astral Bronze | ASTB | Aluminum | [6 empty] | 0 | No | [14 empty] | 0 | [12 empty] | 117.48 | 234.96 | 352.44 | D:10'' H:19 1/2'' | 2.6 | 10 |  |  | 19.5 | [40 empty] | 0 | 0 | 0 | 0 | 0 | 0 | 0 | 0 | 0 | 0 | 0 | 014817402759 | 11 | 10 | 12 | 6.6 | 0.764 | 100 | Yes | [10 empty] | OUTDOOR LANTERN - POST BASE | POSTBASE |  | POSTBASEASTB.jpg | POSTBASEASTB.jpg
POSTBASE BB | Post Base Burnished Bronze |  | OUTDOOR | Outdoor Post Base | Outdoor Lighting | Burnished Bronze | BB | Aluminum | [6 empty] | 0 | No | [14 empty] | 0 | [12 empty] | 106.48 | 212.96 | 319.44 | D:10'' H:19 1/2'' | 2.6 | 10 |  |  | 19.5 | [40 empty] | 0 | 0 | 0 | 0 | 0 | 0 | 0 | 0 | 0 | 0 | 0 | 014817494938 | 22.5 | 10 | 10.75 | 5.4 | 1.4 | 250 | Yes | [10 empty] | OUTDOOR LANTERN - POST BASE | POSTBASE |  | POSTBASEBB.jpg | POSTBASEBB.jpg
POSTBASE BK | Outdoor Post Base |  | OUTDOOR | Outdoor Post Base | Outdoor Lighting | Black | BK | Aluminum | [6 empty] | 0 | No | [14 empty] | 0 | [12 empty] | 117.48 | 234.96 | 352.44 | D:10'' H:19 1/2'' | 2.6 | 10 |  |  | 19.5 | [40 empty] | 0 | 0 | 0 | 0 | 0 | 0 | 0 | 0 | 0 | 0 | 0 | 014817224702 | 20.5 | 10.5 | 10.5 | 7 | 1.308 | 175 | Yes | [10 empty] | OUTDOOR LANTERN - POST BASE | POSTBASE |  | POSTBASEBK.jpg
POSTBASE BRAL | Post Base Brushed Aluminum |  | OUTDOOR | Outdoor Post Base | Outdoor Lighting | Brushed Aluminum | BRAL | Aluminum | [6 empty] | 0 | No | [14 empty] | 0 | [12 empty] | 106.48 | 212.96 | 319.44 | D:10'' H:19 1/2'' | 2.6 | 10 |  |  | 19.5 | [40 empty] | 0 | 0 | 0 | 0 | 0 | 0 | 0 | 0 | 0 | 0 | 0 | 014817494945 | 22.5 | 11 | 10.25 | 5.3 | 1.468 | 250 | Yes | [10 empty] | OUTDOOR LANTERN - POST BASE | POSTBASE |  | POSTBASEBRAL.jpg | POSTBASEBRAL.jpg
POSTBASE BRB | Outdoor Post Base |  | OUTDOOR | Outdoor Post Base | Outdoor Lighting | British Bronze | BRB | Aluminum | [6 empty] | 0 | No | [14 empty] | 0 | [12 empty] | 117.48 | 234.96 | 352.44 | D:10'' H:19 1/2'' | 2.6 | 10 |  |  | 19.5 | [40 empty] | 0 | 0 | 0 | 0 | 0 | 0 | 0 | 0 | 0 | 0 | 0 | 014817260052 | 24 | 12 | 11 | 7.25 | 1.833 | 175 | Yes | [10 empty] | OUTDOOR LANTERN - POST BASE | POSTBASE |  | POSTBASEBRB.jpg
POSTBASE CB | Outdoor Post Base |  | OUTDOOR | Outdoor Post Base | Outdoor Lighting | Corinthian Bronze | CB | Aluminum | [6 empty] | 0 | No | [14 empty] | 0 | [12 empty] | 117.48 | 234.96 | 352.44 | D:10'' H:19 1/2'' | 2.6 | 10 |  |  | 19.5 | [40 empty] | 0 | 0 | 0 | 0 | 0 | 0 | 0 | 0 | 0 | 0 | 0 | 014817253580 | 21.75 | 11 | 10.25 | 5.3 | 1.419 | 250 | Yes | [10 empty] | OUTDOOR LANTERN - POST BASE | POSTBASE |  | POSTBASECB.jpg
POSTBASE ES | Outdoor Lantern- Post Base |  | OUTDOOR | Outdoor Post Base | Outdoor Lighting | Espresso | ES | Aluminum | [6 empty] | 0 | No | [14 empty] | 0 | [12 empty] | 117.48 | 234.96 | 352.44 | D:10'' H:19 1/2'' | 2.6 | 10 |  |  | 19.5 | [40 empty] | 0 | 0 | 0 | 0 | 0 | 0 | 0 | 0 | 0 | 0 | 0 | 014817224672 | 20.5 | 10.5 | 10.5 | 7 | 1.308 | 175 | Yes | [10 empty] | OUTDOOR LANTERN - POST BASE | POSTBASE |  | POSTBASEES.jpg
POSTBASE GBZ | Outdoor Post Base |  | OUTDOOR | Outdoor Post Base | Outdoor Lighting | Grecian Bronze | GBZ | Aluminum | [6 empty] | 0 | No | [14 empty] | 0 | [12 empty] | 117.48 | 234.96 | 352.44 | D:10'' H:19 1/2'' | 2.6 | 10 |  |  | 19.5 | [40 empty] | 0 | 0 | 0 | 0 | 0 | 0 | 0 | 0 | 0 | 0 | 0 | 014817253603 | 21 | 10 | 11 | 7.25 | 1.337 | 175 | Yes | [10 empty] | OUTDOOR LANTERN - POST BASE | POSTBASE |  | POSTBASEGBZ.jpg
POSTBASE HTBZ | Outdoor Post Base |  | OUTDOOR | Outdoor Post Base | Outdoor Lighting | Heritage Bronze | HTBZ | Aluminum | [6 empty] | 0 | No | [14 empty] | 0 | [12 empty] | 117.48 | 234.96 | 352.44 | D:10'' H:19 1/2'' | 2.6 | 10 |  |  | 19.5 | [40 empty] | 0 | 0 | 0 | 0 | 0 | 0 | 0 | 0 | 0 | 0 | 0 | 014817363975 | 10 | 10 | 10 | 7.25 | 0.579 | 85 | Yes | [10 empty] | OUTDOOR LANTERN - POST BASE | POSTBASE |  | POSTBASEHTBZ.jpg
POSTBASE ORB | Outdoor Post Base |  | OUTDOOR | Outdoor Post Base | Outdoor Lighting | Oil Rubbed Bronze | ORB | Aluminum | [6 empty] | 0 | No | [14 empty] | 0 | [12 empty] | 117.48 | 234.96 | 352.44 | D:10'' H:19 1/2'' | 2.6 | 10 |  |  | 19.5 | [40 empty] | 0 | 0 | 0 | 0 | 0 | 0 | 0 | 0 | 0 | 0 | 0 | 014817402766 | 7 | 7 | 21 | 6.9 | 0.595 | 93 | Yes | [10 empty] | OUTDOOR LANTERN - POST BASE | POSTBASE |  | POSTBASEORB.jpg | POSTBASEORB.jpg
POSTBASE-ANBZ | Post Mount Base - Antique Bronze |  | OUTDOOR | Outdoor Post Base |  | Antique Bronze | ANBZ | [7 empty] | 0 | No | [27 empty] | 73.48 | 146.96 | 220.44 | D:10'' H:19 1/2'' | 2.99 | 10 |  |  | 19.5 | [40 empty] | 0 | 0 | 0 | 0 | 0 | 0 | 0 | 0 | 0 | 0 | 0 | 014817572629 | 26 | 13.75 | 12 | 6.1 | 2.483 | 250 | Yes | [10 empty] | POST BASE ANTIQUE BRONZE |  |  | POSTBASEANBZ.jpg | POSTBASEANBZ.jpg
POSTBASE-CO | POST BASE COPPER OXIDE |  | OUTDOOR | Outdoor Post Base |  | Copper Oxide | CO | [7 empty] | 0 | No | [27 empty] | 120.98 | 241.96 | 362.94 | D:10'' H:19 1/2'' | 2.99 | 10 |  |  | 19.5 | [40 empty] | 0 | 0 | 0 | 0 | 0 | 0 | 0 | 0 | 0 | 0 | 0 | 014817582000 | 26.25 | 13.5 | 12.25 | 6.3 | 2.512 | 250 | Yes | 1 | 10014817582007 | [8 empty] | POST BASE COPPER OXIDE |  |  | POSTBASECO.jpg | POSTBASECO.jpg
POSTBASE-DWZ | Post Mount Base - Dark Weathered Zinc |  | OUTDOOR | Outdoor Post Base |  | Dark Weathered Zinc | DWZ | [7 empty] | 0 | No | [27 empty] | 73.48 | 146.96 | 220.44 | D:10'' H:19 1/2'' | 2.99 | 10 |  |  | 19.5 | [40 empty] | 0 | 0 | 0 | 0 | 0 | 0 | 0 | 0 | 0 | 0 | 0 | 014817572650 | 26 | 13.75 | 12 | 6.1 | 2.483 | 250 | Yes | [10 empty] | POST BASE DARK WTHRD ZINC |  |  | POSTBASEDWZ.jpg | POSTBASEDWZ.jpg
POSTBASE-PBS | Post Mount Base - Painted Brushed Steel |  | OUTDOOR | Outdoor Post Base |  | Painted Brushed Steel | PBS | [7 empty] | 0 | No | [27 empty] | 73.48 | 146.96 | 220.44 | D:10'' H:19 1/2'' | 2.99 | 10 |  |  | 19.5 | [40 empty] | 0 | 0 | 0 | 0 | 0 | 0 | 0 | 0 | 0 | 0 | 0 | 014817572674 | 26 | 13.75 | 12 | 6.1 | 2.483 | 250 | Yes | [10 empty] | POST BASE PAINTD BRSHD STL |  |  | POSTBASEPBS.jpg | POSTBASEPBS.jpg
POSTBASE-PCR | Post Mount Base - Patina Copper |  | OUTDOOR | Outdoor Post Base |  | Patina Copper | PCR | [7 empty] | 0 | No | [27 empty] | 73.48 | 146.96 | 220.44 | D:10'' H:19 1/2'' | 2.99 | 10 |  |  | 19.5 | [40 empty] | 0 | 0 | 0 | 0 | 0 | 0 | 0 | 0 | 0 | 0 | 0 | 014817572698 | 26 | 13.75 | 12 | 6.1 | 2.483 | 250 | Yes | [10 empty] | POST BASE PATINA COPPER |  |  | POSTBASEPCR.jpg | POSTBASEPCR.jpg
POSTBASE-PTBZ | Post Mount Base - Patina Bronze |  | OUTDOOR | Outdoor Post Base |  | Patina Bronze | PTBZ | [7 empty] | 0 | No | [27 empty] | 73.48 | 146.96 | 220.44 | D:10'' H:19 1/2'' | 2.6 | 10 |  |  | 19.5 | [40 empty] | 0 | 0 | 0 | 0 | 0 | 0 | 0 | 0 | 0 | 0 | 0 | 014817572681 | 25 | 12.5 | 11.25 | 5.2 | 2.035 | 250 | Yes | 4 | 10014817572688 | 26 | 25.5 | 23.5 | 24.3 | 9.016 | Yes |  |  | POST BASE PATINA BRONZE |  |  | POSTBASEPTBZ.jpg | POSTBASEPTBZ.jpg
POSTBASE-SBL | POST BASE SABLE |  | OUTDOOR | Outdoor Post Base |  | Sable | SBL | [7 empty] | 0 | No | [27 empty] | 120.98 | 241.96 | 362.94 | D:10'' H:19 1/2'' | 2.99 | 10 |  |  | 19.5 | [40 empty] | 0 | 0 | 0 | 0 | 0 | 0 | 0 | 0 | 0 | 0 | 0 | 014817581966 | 23.25 | 11.25 | 10.5 | 5.4 | 1.589 | 250 | Yes | [10 empty] | POST BASE SABLE | POST BASE SABLE |  | POSTBASESBL.jpg | POSTBASESBL.jpg
SF190MBZ | 2 - Light Indoor Semi-Flush Mount | Inspired by the grand Châteaus of Southern France, the Chateau lighting collection by Feiss is both delicate and detailed. Its square tube curls lyrically play into one another as the hand polished glass crystals punctuate each curl. | CEILING | Chateau | Ceiling Lights | Mocha Bronze | MBZ | Steel |  |  |  |  | 2 Medium A19 100w |  | 2 | No | [27 empty] | 152.95 | 305.9 | 458.85 | D:15 1/2'' H:13'' | 5.9 | 15.5 |  |  | 13 | [30 empty] | D:5'' Round |  |  |  |  | 8 | Black/White |  |  | Hardwired | 0 | 0 | 0 | 0 | 0 | 0 | 0 | 0 | 0 | 0 | 0 | 014817267662 | 18 | 10 | 17.5 | 11.59 | 1.823 | 125 | Yes | [8 empty] | UL Dry | cUL Dry | SEMI-FLUSH | 2-Light Chateau |  | SF190MBZ.jpg
SF251DBZ | 2 - Light Indoor Semi-Flush Mount | Whether your decorating theme is traditional or contemporary, there is a place for this unique and stunning Casual Luxury lighting collection by Feiss. The organza shades and plated dark bronze finish demand attention to the fine details of these fixtures. The wall brackets and sconces have a dual back plate for a dimensional design accent, and spun metal trim rings at the top and bottom of the shade lend a finishing touch. All of the shades on these wonderful fixtures are enclosed at the bottom for a lovely casting of light. | CEILING | Casual Luxury | Ceiling Lights | Dark Bronze | DBZ | Steel | Bronze Organza Fabric | D:13" W:0.03125" H:5" |  |  | 2 Medium A19 100w |  | 2 | No | [27 empty] | 116.95 | 233.9 | 350.85 | D:13'' H:9 1/8'' | 3.74 | 13 |  |  | 9.125 |  |  | 9.125 | [27 empty] | D:5 1/2'' Round |  |  |  |  | 8 | Black/White |  |  | Hardwired | 0 | 0 | 0 | 0 | 0 | 0 | 0 | 0 | 0 | 0 | 0 | 014817343397 | 16.5 | 16.25 | 12 | 8.4 | 1.862 | 175 | Yes | [8 empty] | UL Dry | cUL Dry | SEMI-FLUSH | 2 - Light Casual Luxury |  | SF251DBZ.jpg
SF275BK | 2 - Light Indoor Semi-Flush Mount | The Peyton lighting collection by Feiss is an unexpected contrast between the dramatic Black finish and the soft, romantic curves. The design flourishes and decorative details lend to the overall aesthetic of the dramatic light fixtures in the collection. | CEILING | Peyton | Ceiling Lights | Black | BK | Steel | White Opal Etched Glass | D:13" H:3.75" |  |  | 2 Medium A19 100w |  | 2 | No | [27 empty] | 73.45 | 146.9 | 220.35 | D:13'' H:8 5/8'' | 6.3 | 13 |  |  | 8.625 | Double Cap Nuts | [29 empty] | D:5 1/2'' |  |  |  |  | 8 | Black/White |  |  | Hardwired | 0 | 0 | 0 | 0 | 0 | 0 | 0 | 0 | 0 | 0 | 0 | 014817393231 | 17 | 9.5 | 12.5 | 9.2 | 1.168 | 125 | Yes | [8 empty] | UL Damp | cUL Damp | SEMI-FLUSH | 2 - Light Peyton |  | SF275BK.jpg | SF275BK.jpg
SF289BUS | 3 - Light Indoor Semi-Flush Mount | The Lucia lighting collection by Feiss is a completely fresh, contemporary take on crystal light fixtures. The unique, disk-shaped Sunflower Shape Bauhinia crystals are suspended within the intricate metal work presented in a Burnished Silver finish, which combine to create these sleek profiles surrounding inner Linen drum shade. The Leila lighting collection is a sister style, utilizing the same crystals and metal work in orb and sunburst silhouettes. | CEILING | Lucia | Ceiling Lights | Burnished Silver | BUS | Steel | Beige Fabric | D:13.75" H:12.5" |  |  | 3 Medium A19 60w |  | 3 | No | [27 empty] | 311.45 | 622.9 | 934.35 | D:16'' H:12 1/2'' | 12.72 | 16 |  |  | 12.5 | Cross Bar | [29 empty] | H:8'' Round |  |  |  |  | 8 | Black/White |  |  | Hardwired | 0 | 0 | 0 | 0 | 0 | 0 | 0 | 0 | 0 | 0 | 0 | 014817412345 | 19.75 | 19.5 | 16 | 20.3 | 3.566 | 175 | Yes | [8 empty] | UL Dry | cUL Dry | SEMI-FLUSH | 3 - Light Lucia |  | SF289BUS.jpg | SF289BUS.jpg
SF292AF/BS | 4 - Light Indoor Semi-Flush Mount | The Ethan lighting collection by Feiss is a contemporary take on the strong verticals and horizontals of the elegantly simple, Asian influences of the Mission style. The dark Antique Forged Iron finish contrasts dramatically with the Brushed Steel candle tubes and sleek Clear glass surrounds, which ingenuously can all be removed and run through the dishwasher to keep them sparkling clear. | CEILING | Ethan | Ceiling Lights | Antique Forged Iron / Brushed Steel | AF/BS | Steel | Clear Glass | D:13.75" H:5.5" |  |  | 4 Candelabra B Torpedo 60w |  | 4 | No | [27 empty] | 166.98 | 333.96 | 500.94 | D:16 3/8'' H:10 1/2'' | 9.68 | 16.375 |  |  | 10.5 | [30 empty] | D:5 1/8'' DP:3/4'' Round |  |  |  |  | 8 | Black/White |  |  | Hardwired | 0 | 0 | 0 | 0 | 0 | 0 | 0 | 0 | 0 | 0 | 0 | 014817424089 | 19 | 17.18 | 19 | 13.4 | 3.589 | 250 | Yes | [8 empty] | UL Damp | cUL Damp | SEMI-FLUSH | 4 - Light Ethan |  | SF292AFBS.jpg | SF292AFBS.jpg
SF308PN | 3 - Light Indoor Semi-Flush Mount | With its clean and glistening design, the Malibu lighting collection by Feiss is suitable for interiors classic to modern. It features crisp Opal Etched glass drum shades supported by a steel frame. The frame's shiny Polished Nickel finish accentuates the stepped details on each shade holder and the central column. On the vanity fixtures, the stepped details are duplicated in the oval backplate. The Malibu collection consists of multiple chandeliers, pendants, and bath and ceiling fixtures. | CEILING | Malibu | Ceiling Lights | Polished Nickel | PN | Steel | Opal Etched Glass | D:14.96875" H:4.53125" |  |  | 3 Medium A19 100w |  | 3 | No | [27 empty] | 51.95 | 103.9 | 155.85 | D:14 31/32'' H:9 23/32'' | 4.03 | 14.9688 |  |  | 9.7188 | [30 empty] | D:5'' DP:31/32'' Round |  |  |  |  | 96 | Black/White |  |  | Hardwired | 0 | 0 | 0 | 0 | 0 | 0 | 0 | 0 | 0 | 0 | 0 | 014817483000 | 17.25 | 17 | 8.25 | 6.4 | 1.4 | 175 | Yes | [9 empty] | cUL Damp | SEMI-FLUSH | 3 - Light Malibu |  | SF308PN.jpg | SF308PN.jpg
SF312PN | 3 - Light Malia Semi Flush Mount | Making a declarative and sparkling statement in any room, the Malia lighting collection by Feiss is a cool, contemporary interpretation of classic crystal light fixtures, updated with clean lines and featuring fashionable smoke gray crystals accented by a Polished Nickel finish. | CEILING | Malia | Ceiling Lights | Polished Nickel | PN | Metal & Crystal |  |  |  |  | 3 Candelabra B10 Torpedo 60w |  | 3 | No | [14 empty] | 0 | [12 empty] | 367.95 | 735.9 | 1103.85 | D:15 7/8'' H:13 1/2'' | 6.03 | 15.875 |  |  | 13.5 | Mounting Strap | [29 empty] | D:5 1/2'' DP:1'' Round |  |  |  |  | 8 | Black/White |  |  | Hardwired | 0 | 0 | 0 | 0 | 0 | 0 | 0 | 0 | 0 | 0 | 0 | 014817522129 | 19.18 | 9.5 | 19.5 | 9.3 | 2.056 | 175 | Yes | [8 empty] | C-UL-US Damp |  | SEMI FLUSH | 3 - Light Malia Semi Flush Mount |  | SF312PN.jpg | SF312PN.jpg
SF316SN | 3 - Light Semi Flush | Inspired by the Ombré trend in today’s fashion, the modern Tori lighting collection by Feiss features a hand-dipped, dyed color gradient technique on beautiful linen fabric, through which the rich colors softly diminish into white. The Bali Brass finish is coupled with a Gold Ombré fabric; while the Satin Nickel finish is coupled with a Grey Ombré fabric. The assortment includes a 3-Light Pendant, 1-Light Mini-Pendant, 1-Light Wall Sconce and 3-Light Semi-Flushmount ceiling fixture. There are two included finials from which to choose, a metal tassel for a more traditionally tailored look or sleek metal cap for a clean, contemporary look. | CEILING | Tori | Ceiling Lights | Satin Nickel | SN | Steel | Fabric |  |  | Glass | 3 Medium A19 75w |  | 3 | No | [14 empty] | 0 | [12 empty] | 129.95 | 259.9 | 389.85 | D:14'' H:9 3/8'' | 5.4 | 14 |  |  | 9.375 | [35 empty] | 8 |  |  |  | Hardwired | 0 | 0 | 0 | 0 | 0 | 0 | 0 | 0 | 0 | 0 | 0 | 014817527940 | 17.25 | 17.25 | 12.5 | 6.8 | 2.153 | 250 | Yes | [9 empty] | cETL Damp | 3L Tori Semi-Flush Satin Nickel | 3 - Light Semi Flush |  | SF316SN.jpg | SF316SN.jpg
SF326PN | 3 - Light Indoor Semi-Flush Mount | Inspired by the craftsmanship of fine jewelry, a Crystal inlay is coupled with the Polished Nickel finish and White Shantung Silk shades in each fixture of the Pavé lighting collection by Feiss to add sparkle in an unexpected and cleanly tailored way. This transitional design delivers vibrant elegance to any room’s design without overpowering the rest of the beautiful décor. The lighting collection includes a 5-Light Chandelier, 3-Light Chandelier, 3-Light Drum, 1-Light Mini-Pendant, 2-Light Flushmount, 1-Light Wall Sconce, as well as 2-Light, 3-Light and 4-Light Vanity fixtures which all have Opal Etched glass shades. | CEILING | Pave | Ceiling Lights | Polished Nickel | PN | Steel | White Shantung Shantung | D:19.5" H:7" |  |  | 3 Medium A19 75w |  | 3 | No | [14 empty] | 0 | [12 empty] | 237.95 | 475.9 | 713.85 | D:20'' H:9 5/8'' | 11.5 | 20 |  |  | 9.625 | Cap Nuts | [29 empty] | D:14'' H:3/4'' Round |  |  |  |  | 8 | Clear |  |  | Hardwired | 0 | 0 | 0 | 0 | 0 | 0 | 0 | 0 | 0 | 0 | 0 | 014817561630 | 24 | 23.5 | 15.75 | 18.3 | 5.141 | 250 | Yes | [9 empty] | cETL Damp | 3L 20IN SEM.FLSH PLSH NKL | 3 - Light Indoor Semi-Flush Mount |  | SF326PN.jpg | SF326PN.jpg
SF327PN | 5 - Light Indoor Semi-Flush Mount | Inspired by the craftsmanship of fine jewelry, a Crystal inlay is coupled with the Polished Nickel finish and White Shantung Silk shades in each fixture of the Pavé lighting collection by Feiss to add sparkle in an unexpected and cleanly tailored way. This transitional design delivers vibrant elegance to any room’s design without overpowering the rest of the beautiful décor. The lighting collection includes a 5-Light Chandelier, 3-Light Chandelier, 3-Light Drum, 1-Light Mini-Pendant, 2-Light Flushmount, 1-Light Wall Sconce, as well as 2-Light, 3-Light and 4-Light Vanity fixtures which all have Opal Etched glass shades. | CEILING | Pave | Ceiling Lights | Polished Nickel | PN | Steel | White Shantung Shantung | D:30" H:8.375" |  |  | 5 Medium A19 75w |  | 5 | No | [14 empty] | 0 | [12 empty] | 362.95 | 725.9 | 1088.85 | D:30 1/4'' H:11 1/2'' | 29 | 30.25 |  |  | 11.5 | Cap Nuts | [29 empty] | D:19'' H:7/8'' Round |  |  |  |  | 8 | Clear |  |  | Hardwired | 0 | 0 | 0 | 0 | 0 | 0 | 0 | 0 | 0 | 0 | 0 | 014817561647 | 33.5 | 33.5 | 17.25 | 39.8 | 11.203 | 250 | Yes | [9 empty] | cETL Damp | 5L 30IN SEM.FLSH PLSH NKL | 5 - Light Indoor Semi-Flush Mount |  | SF327PN.jpg | SF327PN.jpg
SF329BUS | 6 - Light Semi-Flush Mount | The Lucia lighting collection by Feiss is a completely fresh, contemporary take on crystal light fixtures. The unique, disk-shaped Sunflower Shape Bauhinia crystals are suspended within the intricate metal work presented in a Burnished Silver finish, which combine to create these sleek profiles surrounding inner Linen drum shade. The Leila lighting collection is a sister style, utilizing the same crystals and metal work in orb and sunburst silhouettes. | CEILING | Lucia | Ceiling Lights | Burnished Silver | BUS | Steel | Linen Fabric | D:27.625" H:7.125" |  |  | 6 Medium A19 60w |  | 6 | No | [14 empty] | 0 | [12 empty] | 849.95 | 1699.9 | 2549.85 | D:30'' H:10 3/4'' | 42 | 30 |  |  | 10.75 | Cap Nuts | [29 empty] | D:15'' H:3/4'' Round |  |  |  |  | 8 | Black/White |  |  | Hardwired | 0 | 0 | 0 | 0 | 0 | 0 | 0 | 0 | 0 | 0 | 0 | 014817561203 | 34.25 | 34 | 16.25 | 47.5 | 10.951 | 175 | Yes | [8 empty] | C-UL-US Damp |  | 6L 30IN LUCIA S.FLSH BRNSH SLV | 6 - Light Semi-Flush Mount |  | SF329BUS.jpg | SF329BUS.jpg
SF335SN/CH | 2 - Light Semi-Flush | The Prospect Park lighting collection by Feiss takes a traditional profile and modernizes it with updated design elements to create a period uptown vibe. It features a rich, two-tone finish of Satin Nickel with Chrome accents to highlight the details of the silhouette, and each cylindrical Opal Etched glass shade boasts metal bands at the top and bottom to add a bit of formality. Unexpected pressed crystal on each stem elevates the tailored look with a bit of glamour. The Prospect Park collection includes 5-and 9-light chandeliers, a 3-light island chandelier, a 4-light pendant, a 2-light semi-flush mount, a 1-light mini pendant, a 1-light wall sconce and 2- and 3-light bath vanities. | CEILING | Prospect Park | Ceiling Lights | Satin Nickel / Chrome | SN/CH | Steel | White Opal Etched Glass | D:12.75" H:6" |  |  | 2 Medium A19 75w |  | 2 | No | [14 empty] | 0 | [12 empty] | 152.95 | 305.9 | 458.85 | D:12 3/4'' H:10 1/4'' | 7.3 | 12.75 |  |  | 10.25 | Universal Mounting Plate | [29 empty] | D:5'' H:3/4'' Round |  |  |  |  | 8 |  |  |  | Hardwired | 0 | 0 | 0 | 0 | 0 | 0 | 0 | 0 | 0 | 0 | 0 | 014817565102 | 17.25 | 17.25 | 10 | 8.5 | 1.722 | 175 | Yes | [9 empty] | cETL Damp | PRSPCT PRK 2L S.FLSH S.NKL CHRM | 2 - Light Semi-Flush |  | SF335SNCH.jpg | SF335SNCH.jpg
SF337ORB | 3 - Light Indoor Semi-Flush Mount | The transitional Marteau Collection takes a flowing silhouette and transforms it with rustic, mountain luxe design elements. With an Oil Rubbed Bronze finish, a hammered metal inlay along the sloping arms and canopy adds rich texture and catches the light. The Clear Seeded glass shades expose candelabra bulbs and add to its relaxed charm. A Ivory Shantung linen shade with hammered metal band accents adorns the 2-light flush mount and the oversized 3- and 5-light semi-flush mounts designed especially for making a statement even where ceiling clearance is limited. Other lighting fixtures include 3- and 5-light chandeliers, a 1-light mini-pendant and a 1-light wall sconce. | CEILING | Marteau | Ceiling Lights | Oil Rubbed Bronze | ORB | Steel | Ivory Linen Shantung | D:19.5" H:7" |  | Sandblasted Outside / Silk Print Inside Glass | 3 Medium A19 75w |  | 3 | No | [14 empty] | 0 | [12 empty] | 249.98 | 499.96 | 749.94 | D:20'' H:9 5/8'' | 13 | 20 |  |  | 9.625 | Cap Nuts | [29 empty] | D:14'' H:3/4'' Round |  |  |  |  | 8 | Brown |  |  | Hardwired | 0 | 0 | 0 | 0 | 0 | 0 | 0 | 0 | 0 | 0 | 0 | 014817561616 | 24 | 24 | 15.75 | 18 | 5.25 | 250 | Yes | [9 empty] | cETL Damp | 3L MARTEAU 20IN SEM.FLSH O.RBBD BRZ | 3 - Light Indoor Semi-Flush Mount |  | SF337ORB.jpg | SF337ORB.jpg
SF338ORB | 5 - Light Indoor Semi-Flush Mount | The transitional Marteau Collection takes a flowing silhouette and transforms it with rustic, mountain luxe design elements. With an Oil Rubbed Bronze finish, a hammered metal inlay along the sloping arms and canopy adds rich texture and catches the light. The Clear Seeded glass shades expose candelabra bulbs and add to its relaxed charm. A Ivory Shantung linen shade with hammered metal band accents adorns the 2-light flush mount and the oversized 3- and 5-light semi-flush mounts designed especially for making a statement even where ceiling clearance is limited. Other lighting fixtures include 3- and 5-light chandeliers, a 1-light mini-pendant and a 1-light wall sconce. | CEILING | Marteau | Ceiling Lights | Oil Rubbed Bronze | ORB | Steel | Ivory Linen Shantung | D:30" H:8.375" |  | Sandblasted Outside / Silk Print Inside Glass | 5 Medium A19 75w |  | 5 | No | [14 empty] | 0 | [12 empty] | 362.95 | 725.9 | 1088.85 | D:30 1/4'' H:11 1/2'' | 30 | 30.25 |  |  | 11.5 | Cap Nuts | [29 empty] | D:19'' H:7/8'' Round |  |  |  |  | 8 | Brown |  |  | Hardwired | 0 | 0 | 0 | 0 | 0 | 0 | 0 | 0 | 0 | 0 | 0 | 014817561623 | 33.75 | 33.75 | 16.75 | 39.9 | 11.041 | 250 | Yes | [9 empty] | cETL Damp | 5L MARTEAU 30IN SEM.FLSH O.RBBD BRZ | 5 - Light Indoor Semi-Flush Mount |  | SF338ORB.jpg | SF338ORB.jpg
SF339ORB | 3 - Light Semi-Flush Mount | Elevate any space with the Lennon lighting collection of semi-flushmount fixtures from Feiss. Clean, transitional design, available in three finish/shade combinations, makes Lennon a versatile solution, especially where ceiling height is limited. The Lennon Collection features oversized 20” and 30” options in an Oil Rubbed Bronze finish with Ivory Linen shades, a Sunset Gold finish with cream linen shade, and a Satin Nickel finish with a White Shantung Linen Shade. All fixtures include a glass diffuser to soften the light and are damp-rated. | CEILING | Lennon | Ceiling Lights | Oil Rubbed Bronze | ORB | Steel | Ivory Linen Linen | D:19.75" H:7" |  |  | 3 Medium A19 75w |  | 3 | No | [14 empty] | 0 | [12 empty] | 169.45 | 338.9 | 508.35 | D:20'' H:9 5/8'' | 14.5 | 20 |  |  | 9.625 | Cap Nuts | [29 empty] | D:14'' H:3/4'' Round |  |  |  |  | 8 |  |  |  | Hardwired | 0 | 0 | 0 | 0 | 0 | 0 | 0 | 0 | 0 | 0 | 0 | 014817567410 | 23.75 | 23.75 | 16 | 18.1 | 5.223 | 250 | Yes | [9 empty] | cETL Damp | 3L 20IN SEM.FLSH O.RBBD BRZ | 3 - Light Semi-Flush Mount |  | SF339ORB.jpg | SF339ORB.jpg
SF339SG | 3 - Light Semi-Flush Mount | Elevate any space with the Lennon lighting collection of semi-flushmount fixtures from Feiss. Clean, transitional design, available in three finish/shade combinations, makes Lennon a versatile solution, especially where ceiling height is limited. The Lennon Collection features oversized 20” and 30” options in an Oil Rubbed Bronze finish with Ivory Linen shades, a Sunset Gold finish with cream linen shade, and a Satin Nickel finish with a White Shantung Linen Shade. All fixtures include a glass diffuser to soften the light and are damp-rated. | CEILING | Lennon | Ceiling Lights | Sunset Gold | SG | Steel | Cream Linen | D:19.75" H:7" |  |  | 3 Medium A19 75w |  | 3 | No | [14 empty] | 0 | [12 empty] | 169.45 | 338.9 | 508.35 | D:20'' H:9 1/2'' | 14.5 | 20 |  |  | 9.5 | Cap Nuts | [29 empty] | D:14'' H:3/4'' Round |  |  |  |  | 8 |  |  |  | Hardwired | 0 | 0 | 0 | 0 | 0 | 0 | 0 | 0 | 0 | 0 | 0 | 014817567458 | 23.75 | 23.75 | 16 | 18.1 | 5.223 | 250 | Yes | [9 empty] | cETL Damp | 3L 20IN SEM.FLSH SNST GLD | 3 - Light Semi-Flush Mount |  | SF339SG.jpg | SF339SG.jpg
SF339SN | 3 - Light Semi-Flush Mount | Elevate any space with the Lennon lighting collection of semi-flushmount fixtures from Feiss. Clean, transitional design, available in three finish/shade combinations, makes Lennon a versatile solution, especially where ceiling height is limited. The Lennon Collection features oversized 20” and 30” options in an Oil Rubbed Bronze finish with Ivory Linen shades, a Sunset Gold finish with cream linen shade, and a Satin Nickel finish with a White Shantung Linen Shade. All fixtures include a glass diffuser to soften the light and are damp-rated. | CEILING | Lennon | Ceiling Lights | Satin Nickel | SN | Steel | White Shantung Shantung | D:19.75" H:7" |  |  | 3 Medium A19 75w |  | 3 | No | [14 empty] | 0 | [12 empty] | 169.45 | 338.9 | 508.35 | D:20'' H:9 1/2'' | 14.5 | 20 |  |  | 9.5 | Cap Nuts | [29 empty] | D:14'' H:3/4'' Round |  |  |  |  | 8 |  |  |  | Hardwired | 0 | 0 | 0 | 0 | 0 | 0 | 0 | 0 | 0 | 0 | 0 | 014817567434 | 23.75 | 23.75 | 16 | 18.1 | 5.223 | 250 | Yes | [9 empty] | cETL Damp | 3L 20IN SEM.FLSH S.NKL | 3 - Light Semi-Flush Mount |  | SF339SN.jpg | SF339SN.jpg
SF340ORB | 5 - Light Semi-Flush Mount | Elevate any space with the Lennon lighting collection of semi-flushmount fixtures from Feiss. Clean, transitional design, available in three finish/shade combinations, makes Lennon a versatile solution, especially where ceiling height is limited. The Lennon Collection features oversized 20” and 30” options in an Oil Rubbed Bronze finish with Ivory Linen shades, a Sunset Gold finish with cream linen shade, and a Satin Nickel finish with a White Shantung Linen Shade. All fixtures include a glass diffuser to soften the light and are damp-rated. | CEILING | Lennon | Ceiling Lights | Oil Rubbed Bronze | ORB | Steel | Ivory Linen Linen | D:30" H:8" |  |  | 5 Medium A19 75w |  | 5 | No | [14 empty] | 0 | [12 empty] | 282.95 | 565.9 | 848.85 | D:30 1/4'' H:11 1/2'' | 23.5 | 30.25 |  |  | 11.5 | Cap Nuts | [29 empty] | D:19'' H:1'' Round |  |  |  |  | 8 |  |  |  | Hardwired | 0 | 0 | 0 | 0 | 0 | 0 | 0 | 0 | 0 | 0 | 0 | 014817567427 | 34.25 | 34.25 | 17 | 38.8 | 11.541 | 250 | Yes | [9 empty] | cETL Damp | 5L 30IN SEM.FLSH O.RBBD BRZ | 5 - Light Semi-Flush Mount |  | SF340ORB.jpg | SF340ORB.jpg
SF340SG | 5 - Light Semi-Flush Mount | Elevate any space with the Lennon lighting collection of semi-flushmount fixtures from Feiss. Clean, transitional design, available in three finish/shade combinations, makes Lennon a versatile solution, especially where ceiling height is limited. The Lennon Collection features oversized 20” and 30” options in an Oil Rubbed Bronze finish with Ivory Linen shades, a Sunset Gold finish with cream linen shade, and a Satin Nickel finish with a White Shantung Linen Shade. All fixtures include a glass diffuser to soften the light and are damp-rated. | CEILING | Lennon | Ceiling Lights | Sunset Gold | SG | Steel | Cream Linen | D:30" H:8" |  |  | 5 Medium A19 75w |  | 5 | No | [14 empty] | 0 | [12 empty] | 282.95 | 565.9 | 848.85 | D:30 1/4'' H:11 1/2'' | 23.5 | 30.25 |  |  | 11.5 | Cap Nuts | [29 empty] | D:19'' H:1'' Round |  |  |  |  | 8 |  |  |  | Hardwired | 0 | 0 | 0 | 0 | 0 | 0 | 0 | 0 | 0 | 0 | 0 | 014817567465 | 34.25 | 34.25 | 17 | 38.8 | 11.541 | 250 | Yes | [9 empty] | cETL Damp | 5L 30IN SEM.FLSH SNST GLD | 5 - Light Semi-Flush Mount |  | SF340SG.jpg | SF340SG.jpg
SF340SN | 5 - Light Semi-Flush Mount | Elevate any space with the Lennon lighting collection of semi-flushmount fixtures from Feiss. Clean, transitional design, available in three finish/shade combinations, makes Lennon a versatile solution, especially where ceiling height is limited. The Lennon Collection features oversized 20” and 30” options in an Oil Rubbed Bronze finish with Ivory Linen shades, a Sunset Gold finish with cream linen shade, and a Satin Nickel finish with a White Shantung Linen Shade. All fixtures include a glass diffuser to soften the light and are damp-rated. | CEILING | Lennon | Ceiling Lights | Satin Nickel | SN | Steel | White Shantung Shantung | D:30" H:8" |  |  | 5 Medium A19 75w |  | 5 | No | [14 empty] | 0 | [12 empty] | 282.95 | 565.9 | 848.85 | D:30 1/4'' H:11 1/2'' | 23.5 | 30.25 |  |  | 11.5 | Cap Nuts | [29 empty] | D:19'' H:1'' Round |  |  |  |  | 8 |  |  |  | Hardwired | 0 | 0 | 0 | 0 | 0 | 0 | 0 | 0 | 0 | 0 | 0 | 014817567441 | 34.25 | 34.25 | 17 | 38.8 | 11.541 | 250 | Yes | [9 empty] | cETL Damp | 5L 30IN SEM.FLSH S.NKL | 5 - Light Semi-Flush Mount |  | SF340SN.jpg | SF340SN.jpg
SF341BBS | 2 - Light Semi Flush Mount | Combining the traditional profile of a tapered shade with on-trend Clear Seeded glass, the sleek frame and the square-linked chain give the Harrow pendant light collection by Feiss an elevated, contemporary transitional look. The wall sconce is delivered with two glass options, Clear Seeded and Opal Etched, for the customer’s choice to customize. Burnished Brass, Oil Rubbed Bronze and Polished Nickel finishes are available to create completely different looks. The assortment includes a 1-light mini-pendant, 1-light and 3-light pendants, a 2-light flushmount ceiling fixture, as well as a 1-light wall sconce. | CEILING | Harrow | Ceiling Lights | Burnished Brass | BBS | Steel | Clear Glass | L:10.625" H:6.375" |  |  | 2 Medium A19 60w |  | 2 | No | [14 empty] | 0 | [11 empty] | 0 | 169.45 | 338.9 | 508.35 | D:15'' H:10 1/8'' | 6.8 | 15 |  |  | 10.125 | Cap Nuts | [29 empty] | D:5'' H:3/4'' Round |  |  |  |  | 8 | Black/White |  |  | Hardwired | 0 | 0 | 0 | 0 | 0 | 0 | 0 | 0 | 0 | 0 | 0 | 014817597868 | 18 | 17.5 | 16.75 | 13.9 | 3.053 | 175 | Yes | [9 empty] | cETL Damp | 2L HARROW SEMI-FLUSH BBS | 2 - Light Semi Flush Mount |  | SF341BBS.jpg | SF341BBS.jpg
SF341ORB | 2 - Light Semi Flush Mount | Combining the traditional profile of a tapered shade with on-trend Clear Seeded glass, the sleek frame and the square-linked chain give the Harrow pendant light collection by Feiss an elevated, contemporary transitional look. The wall sconce is delivered with two glass options, Clear Seeded and Opal Etched, for the customer’s choice to customize. Burnished Brass, Oil Rubbed Bronze and Polished Nickel finishes are available to create completely different looks. The assortment includes a 1-light mini-pendant, 1-light and 3-light pendants, a 2-light flushmount ceiling fixture, as well as a 1-light wall sconce. | CEILING | Harrow | Ceiling Lights | Oil Rubbed Bronze | ORB | Steel | Clear Seeded Glass | L:10.625" H:6.375" |  |  | 2 Medium A19 60w |  | 2 | No | [14 empty] | 0 | [12 empty] | 169.45 | 338.9 | 508.35 | D:15'' H:10 1/8'' | 6.8 | 15 |  |  | 10.125 | Cap Nuts | [29 empty] | D:5'' H:3/4'' Round |  |  |  |  | 8 |  |  |  | Hardwired | 0 | 0 | 0 | 0 | 0 | 0 | 0 | 0 | 0 | 0 | 0 | 014817574371 | 18 | 18 | 16 | 14.6 | 3 | 175 | Yes | [9 empty] | cETL Damp | HARROW 2L S.FLSH O.RUB BZ | 2 - Light Semi Flush Mount |  | SF341ORB.jpg | SF341ORB.jpg
SF341PN | 2 - Light Semi Flush Mount | Combining the traditional profile of a tapered shade with on-trend Clear Seeded glass, the sleek frame and the square-linked chain give the Harrow pendant light collection by Feiss an elevated, contemporary transitional look. The wall sconce is delivered with two glass options, Clear Seeded and Opal Etched, for the customer’s choice to customize. Burnished Brass, Oil Rubbed Bronze and Polished Nickel finishes are available to create completely different looks. The assortment includes a 1-light mini-pendant, 1-light and 3-light pendants, a 2-light flushmount ceiling fixture, as well as a 1-light wall sconce. | CEILING | Harrow | Ceiling Lights | Polished Nickel | PN | Steel | Clear Seeded Glass | L:10.625" H:6.375" |  |  | 2 Medium A19 60w |  | 2 | No | [14 empty] | 0 | [12 empty] | 169.45 | 338.9 | 508.35 | D:15'' H:10 1/8'' | 6.8 | 15 |  |  | 10.125 | Cap Nuts | [29 empty] | D:5'' H:3/4'' Round |  |  |  |  | 8 |  |  |  | Hardwired | 0 | 0 | 0 | 0 | 0 | 0 | 0 | 0 | 0 | 0 | 0 | 014817574364 | 18 | 18 | 16 | 14.6 | 3 | 175 | Yes | [9 empty] | cETL Damp | HARROW 2L S.FLSH PLSH NKL | 2 - Light Semi Flush Mount |  | SF341PN.jpg | SF341PN.jpg
SF342ORB | 3 - Light Semi Flush Mount | Combining the traditional profile of a tapered shade with on-trend Clear Seeded glass, the sleek frame and the square-linked chain give the Harrow pendant light collection by Feiss an elevated, contemporary transitional look. The wall sconce is delivered with two glass options, Clear Seeded and Opal Etched, for the customer’s choice to customize. Burnished Brass, Oil Rubbed Bronze and Polished Nickel finishes are available to create completely different looks. The assortment includes a 1-light mini-pendant, 1-light and 3-light pendants, a 2-light flushmount ceiling fixture, as well as a 1-light wall sconce. | CEILING | Harrow | Ceiling Lights | Oil Rubbed Bronze | ORB | Steel | Clear Seeded Glass | L:14" H:6.375" |  |  | 3 Medium A19 60w |  | 3 | No | [14 empty] | 0 | [12 empty] | 226.45 | 452.9 | 679.35 | D:19 5/8'' H:10 1/8'' | 9.5 | 19.625 |  |  | 10.125 | Cap Nuts | [29 empty] | D:5'' H:3/4'' Round |  |  |  |  | 8 |  |  |  | Hardwired | 0 | 0 | 0 | 0 | 0 | 0 | 0 | 0 | 0 | 0 | 0 | 014817574418 | 23 | 23 | 14.25 | 20.6 | 4.362 | 175 | Yes | [9 empty] | cETL Damp | HARROW 3L S.FLSH O.RUB BZ | 3 - Light Semi Flush Mount |  | SF342ORB.jpg | SF342ORB.jpg
SF342PN | 3 - Light Semi Flush Mount | Combining the traditional profile of a tapered shade with on-trend Clear Seeded glass, the sleek frame and the square-linked chain give the Harrow pendant light collection by Feiss an elevated, contemporary transitional look. The wall sconce is delivered with two glass options, Clear Seeded and Opal Etched, for the customer’s choice to customize. Burnished Brass, Oil Rubbed Bronze and Polished Nickel finishes are available to create completely different looks. The assortment includes a 1-light mini-pendant, 1-light and 3-light pendants, a 2-light flushmount ceiling fixture, as well as a 1-light wall sconce. | CEILING | Harrow | Ceiling Lights | Polished Nickel | PN | Steel | Clear Seeded Glass | L:14" H:6.375" |  |  | 3 Medium A19 60w |  | 3 | No | [14 empty] | 0 | [12 empty] | 226.45 | 452.9 | 679.35 | D:19 5/8'' H:10 1/8'' | 9.5 | 19.625 |  |  | 10.125 | Cap Nuts | [29 empty] | D:5'' H:3/4'' Round |  |  |  |  | 8 |  |  |  | Hardwired | 0 | 0 | 0 | 0 | 0 | 0 | 0 | 0 | 0 | 0 | 0 | 014817574401 | 23 | 23 | 14.25 | 20.6 | 4.362 | 175 | Yes | [9 empty] | cETL Damp | HARROW 3L S.FLSH PLSH NKL | 3 - Light Semi Flush Mount |  | SF342PN.jpg | SF342PN.jpg
SF346DA | 3 - Light Semi Flush Mount | Patrice showcases Feiss' Collection's unwavering commitment to robust construction and craftsmanship. Using our NEW Deep Abyss finish, Patrice is heavily textured and tactile, appearing as though it was pulled from a shipwreck. This humble design with its oval motifs is fitting for a wide range of decor. Patrice also features three outdoor fixtures with a rustic Dark Weathered Zinc finish. The outdoor chandeliers include glass candle covers to protect the lamping. All Patrice chandeliers are damp-rated for use in indoor and covered outdoor spaces. | CEILING | Patrice | Ceiling Lights | Deep Abyss | DA | Steel | Undefined Glass | L:10.625" H:6.375" |  |  | 3 Candelabra Torpedo 60w |  | 3 | No | [14 empty] | 0 | [12 empty] | 149.98 | 299.96 | 449.94 | D:14'' H:13 5/8'' | 5 | 14 |  |  | 13.625 | Cap Nuts | [29 empty] | D:5'' H:3/4'' Round |  |  |  |  | 8 | Black/White |  |  | Hardwired | 0 | 0 | 0 | 0 | 0 | 0 | 0 | 0 | 0 | 0 | 0 | 014817579284 | 17 | 16.75 | 16.5 | 9 | 2.719 | 250 | Yes | [9 empty] | cETL Damp | PATRICE 3L SEMI-FLUSH MOUNT DEEP ABYSS | 3 - Light Semi Flush Mount |  | SF346DA.jpg | SF346DA.jpg
SF347TXB/CH | 4 - Light Semi Flush Mount | The Art-Deco-inspired Broderick features bold, angular lines in a rich, two-toned finish of shiny Chrome with Textured Black. Each of Broderick's clear glass shades rest atop a cylindrical bobeche, adding dimension to a smooth, structured silhouette. | CEILING | Broderick | Ceiling Lights | Textured Black / Chrome | TXB / CH | Steel | Clear Glass | L:9.625" H:5.75" |  |  | 4 Candelabra Torpedo 60w |  | 4 | No | [14 empty] | 0 | [12 empty] | 146.95 | 293.9 | 440.85 | D:14 31/32'' H:10 7/8'' | 8 | 14.9688 |  |  | 10.875 | Cap Nuts | [29 empty] | D:5'' H:25/32'' Round |  |  |  |  | 8 | Black/White |  |  | Hardwired | 0 | 0 | 0 | 0 | 0 | 0 | 0 | 0 | 0 | 0 | 0 | 014817579376 | 17.75 | 17.75 | 17.5 | 13.4 | 3.191 | 175 | Yes | [9 empty] | cETL Damp | BRODERICK 4L SEMI-FLUSH MOUNT TXB/CH | 4 - Light Semi Flush Mount |  | SF347TXBCH.jpg | SF347TXBCH.jpg
SF350ADB | 4 - Light Semi-Flush Mount | Sophisticated and sleek, the Thayer Collection is a refreshing interpretation of a traditional four-sided lantern softened with graceful curved lines. Thayer is available in three stunning finishes: our New Antique Guild finish, industrial-inspired Smith Steel or Polished Nickel . | CEILING | Thayer | Ceiling Lights | Antique Gild | ADB | Steel |  |  |  |  | 4 Candelabra Torpedo 60w |  | 4 | No | [14 empty] | 0 | [12 empty] | 149.45 | 298.9 | 448.35 | L:14 3/8'' W:14 3/8'' H:13 7/8'' | 6 |  | 14.375 | 14.375 | 13.875 | Double Cap Nuts | [29 empty] | DP:5'' W:5'' H:1 1/8'' Square |  |  |  |  | 8 | Black/White |  |  | Hardwired | 0 | 0 | 0 | 0 | 0 | 0 | 0 | 0 | 0 | 0 | 0 | 014817592542 | 17 | 15.75 | 15.75 | 9.1 | 2.44 | 250 | Yes | [8 empty] | ETL Damp | cETL Damp | 4L THAYER SEMI FLUSH ADB | 4 - Light Semi-Flush Mount |  | SF350ADB.jpg | SF350ADB.jpg
SF350PN | 4 - Light Semi-Flush Mount | Sophisticated and sleek, the Thayer Collection is a refreshing interpretation of a traditional four-sided lantern softened with graceful curved lines. Thayer is available in three stunning finishes: our New Antique Guild finish, industrial-inspired Smith Steel or Polished Nickel . | CEILING | Thayer | Ceiling Lights | Polished Nickel | PN | Steel |  |  |  |  | 4 Candelabra Torpedo 60w |  | 4 | No | [14 empty] | 0 | [12 empty] | 159.95 | 319.9 | 479.85 | L:14 3/8'' W:14 3/8'' H:13 7/8'' | 6 |  | 14.375 | 14.375 | 13.875 | Double Cap Nuts | [29 empty] | DP:5'' W:5'' H:1 1/8'' Square |  |  |  |  | 8 | Black/White |  |  | Hardwired | 0 | 0 | 0 | 0 | 0 | 0 | 0 | 0 | 0 | 0 | 0 | 014817592566 | 16.78 | 15.75 | 15.5 | 8.8 | 2.371 | 250 | Yes | [8 empty] | ETL Damp | cETL Damp | 4L THAYER SEMI FLUSH PN | 4 - Light Semi-Flush Mount |  | SF350PN.jpg | SF350PN.jpg
SF350SMS | 4 - Light Semi-Flush Mount | Sophisticated and sleek, the Thayer Collection is a refreshing interpretation of a traditional four-sided lantern softened with graceful curved lines. Thayer is available in three stunning finishes: our New Antique Guild finish, industrial-inspired Smith Steel or Polished Nickel . | CEILING | Thayer | Ceiling Lights | Smith Steel | SMS | Steel |  |  |  |  | 4 Candelabra Torpedo 60w |  | 4 | No | [14 empty] | 0 | [12 empty] | 149.45 | 298.9 | 448.35 | L:14 3/8'' W:14 3/8'' H:13 7/8'' | 6 |  | 14.375 | 14.375 | 13.875 | Double Cap Nuts | [29 empty] | DP:5'' W:5'' H:1 1/8'' Square |  |  |  |  | 8 | Black/White |  |  | Hardwired | 0 | 0 | 0 | 0 | 0 | 0 | 0 | 0 | 0 | 0 | 0 | 014817592559 | 15.5 | 15.5 | 17 | 8.9 | 2.364 | 250 | Yes | [8 empty] | ETL Damp | cETL Damp | 4L THAYER SEMI FLUSH SMS | 4 - Light Semi-Flush Mount |  | SF350SMS.jpg | SF350SMS.jpg
SF465NWB | 1 - Light Semi Flush Mount | Inspired by classic lanterns, the clean, geometric silhouette of the transitional Finnegan chandelier collection by Feiss features exquisite metal work and marries two new, contrasting finishes. The square tubing of the open frame in a New World Bronze finish is in dramatic contrast to the new Burnished Brass finish of the socket cups, which brighten and bring life to this mixed-material collection. This design will perfectly complement a wide range of décor from urban, eclectic loft spaces to clean, contemporary interpretations of Colonial or nautical décor to rich, European inspired space. This updated take on a classic lantern lighting collection includes a four-light, square chandelier, four-light tall foyer chandelier, seven-light linear chandelier, five-light linear chandelier, one-light mini-pendant light and a one-light wall sconce. The one-light wall sconce is Damp Rated. | CEILING | Finnegan | Ceiling Lights | New World Bronze | NWB | Steel |  |  |  |  | 1 Medium A19 75w |  | 1 | No | [14 empty] | 0 | [12 empty] | 119.5 | 239 | 358.5 | D:15'' L:11'' W:11'' H:14 3/8'' | 8 | 15 | 11 | 11 | 14.375 | Cap Nuts | [29 empty] | DP:5 1/2'' W:5 1/2'' H:1 1/8'' Round |  |  |  |  | 8 |  |  |  | Hardwired | 0 | 0 | 0 | 0 | 0 | 0 | 0 | 0 | 0 | 0 | 0 | 014817605631 | [16 empty] | cETL Damp | FINNEGAN 1L SEMIFLUSH NWB | 1 - Light Semi Flush Mount |  | SF465NWB.jpg | SF465NWB.jpg
VS10403-BS | 3 - Light Vanity Fixture |  | BATH | Vista | Wall / Bath Lighting | Brushed Steel | BS |  | White Alabaster Glass |  |  |  | 3 Medium A19 100w |  | 3 | No | [27 empty] | 52.5 | 105 | 157.5 | L:23'' H:8'' E:8 3/4'' | 4.92 |  | 23 |  | 8 | [5 empty] | 8.75 | [25 empty] | D:5 1/2'' Round |  |  |  | 8 |  |  |  | Hardwired | 0 | 0 | 0 | 0 | 0 | 0 | 0 | 0 | 0 | 0 | 0 | 014817289411 | 22.75 | 10.75 | 12.75 | 9.8 | 1.804 | 175 | Yes | [8 empty] | UL Damp | cUL Damp | (HS)VANITY STRIP | 3-Light Vista |  | VS10403BS.jpg
VS10602-GBZ | 2 - Light Vanity Fixture | Then Morningside lighting collection by Feiss has gracefully curved arms in rugged wrought iron, finished in Grecian Bronze. The silhouette is softened with its coordinating Cream Opal etched glass shades with a scalloped, floral influenced edging. | BATH | Morningside | Wall / Bath Lighting | Grecian Bronze | GBZ |  | Undefined Glass | D:5.75" H:5" |  |  | 2 Medium A19 100w |  | 2 | No | [27 empty] | 34 | 68 | 102 | L:15'' H:7 3/4'' E:6 1/2'' | 3.3 |  | 15 |  | 7.75 | [5 empty] | 6.5 | [25 empty] | D:5 1/2'' Round |  |  |  | 8 |  |  |  | Hardwired | 0 | 0 | 0 | 0 | 0 | 0 | 0 | 0 | 0 | 0 | 0 | 014817289268 | 15 | 12 | 7.5 | 5.5 | 0.781 | 125 | Yes | 2 | 10014817289265 | 15 | 12 | 15 | 11 | 1.563 | Yes | UL Damp | cUL Damp | (HS)VANITY STRIP | 2-Light Morningside |  | VS10602GBZ.jpg
VS13702-DBZ | 2 - Light Vanity Fixture | Whether your decorating theme is traditional or contemporary, there is a place for this unique and stunning Casual Luxury lighting collection by Feiss. The organza shades and plated dark bronze finish demand attention to the fine details of these fixtures. The wall brackets and sconces have a dual back plate for a dimensional design accent, and spun metal trim rings at the top and bottom of the shade lend a finishing touch. All of the shades on these wonderful fixtures are enclosed at the bottom for a lovely casting of light. | BATH | Casual Luxury | Wall / Bath Lighting | Dark Bronze | DBZ |  | Bronze Organza Fabric | D:6" W:3" | D:5.75" |  | 2 G9 Mini 75w |  | 2 | No | [27 empty] | 153.45 | 306.9 | 460.35 | L:18 1/8'' H:6 3/4'' E:7 1/2'' | 5.06 |  | 18.125 |  | 6.75 | [5 empty] | 7.5 | [25 empty] | W:9'' H:4 1/2'' Irregular |  |  |  | 8 |  |  |  | Hardwired | 0 | 0 | 0 | 0 | 0 | 0 | 0 | 0 | 0 | 0 | 0 | 014817343328 | 20.5 | 10 | 9.25 | 6.12 | 1.097 | 175 | Yes | [8 empty] | UL Damp | cUL Damp | VANITY STRIP | 2-Light Casual Luxury |  | VS13702DBZ.jpg
VS13703-DBZ | 3 - Light Vanity Fixture | Whether your decorating theme is traditional or contemporary, there is a place for this unique and stunning Casual Luxury lighting collection by Feiss. The organza shades and plated dark bronze finish demand attention to the fine details of these fixtures. The wall brackets and sconces have a dual back plate for a dimensional design accent, and spun metal trim rings at the top and bottom of the shade lend a finishing touch. All of the shades on these wonderful fixtures are enclosed at the bottom for a lovely casting of light. | BATH | Casual Luxury | Wall / Bath Lighting | Dark Bronze | DBZ | Steel | Bronze Organza Fabric | D:6" W:3" |  |  | 3 G9 Mini 75w |  | 3 | No | [27 empty] | 184.5 | 369 | 553.5 | L:26'' H:6 3/4'' E:7 1/2'' | 7.04 |  | 26 |  | 6.75 | [5 empty] | 7.5 | [25 empty] | W:13 1/4'' H:4 1/2'' Rectangular |  |  |  | 8 |  |  |  | Hardwired | 0 | 0 | 0 | 0 | 0 | 0 | 0 | 0 | 0 | 0 | 0 | 014817343335 | 28.25 | 10.25 | 9.25 | 8.93 | 1.55 | 175 | Yes | [8 empty] | UL Damp | cUL Damp | VANITY STRIP | 3-Light Casual Luxury |  | VS13703DBZ.jpg
VS16102-HTBZ | 2 - Light Vanity Fixture | The Sullivan lighting collection by Feiss is meticulously crafted from high quality steel components. The curved double arms gracefully echo the round chandelier’s frame. This grouping features a color palette of Brushed steel with White Opal Etched glass or a Heritage Bronze finish with Cream Etched glass. | BATH | Sullivan | Wall / Bath Lighting | Heritage Bronze | HTBZ | Die Cast Zinc | Creme Etched Glass | D:3.5" H:5.25" |  |  | 2 Medium A19 100w |  | 2 | No | [27 empty] | 94 | 188 | 282 | L:13'' H:9 3/8'' E:4'' | 3.96 |  | 13 |  | 9.375 | Screw(s) |  |  |  |  | 4 | [25 empty] | W:4 1/2'' H:4 1/2'' OB UP:7'' OB DOWN:2 3/8'' Square | [7 empty] | Hardwired | 1 | 1 | 0 | 0 | 0 | 0 | 0 | 0 | 0 | 0 | 0 | 014817372540 | 14.25 | 9 | 10 | 5.4 | 0.742 | 125 | Yes | 2 | 10014817372547 | 22 | 9.25 | 15 | 12.5 | 1.766 | Yes | UL Damp | cUL Damp | VANITY STRIP - ADA | 2 - Light Sullivan |  | VS16102HTBZ.jpg | VS16102-HTBZ.jpg
VS16601-BS | 1 - Light Vanity Fixture | Hard edges give the Clayton lighting collection by Feiss a contemporary and masculine look. The rectangular backplate features and inset Opal Etched glass plate as a design feature, which matches the four-sided glass shades, each perched on a sleek, straight central rod. | BATH | Clayton | Wall / Bath Lighting | Brushed Steel | BS | Steel | White Opal Etched Glass | W:3.875" H:5.875" |  |  | 1 Medium A19 100w |  | 1 | No | [27 empty] | 57.95 | 115.9 | 173.85 | W:4 1/2'' H:10 1/2'' E:5 1/4'' | 4.4 |  |  | 4.5 | 10.5 | [5 empty] | 5.25 | [25 empty] | DP:3/4'' W:4 1/2'' H:10'' OB UP:5'' OB DOWN:5'' Rectangular |  |  |  | 8 | Black/White |  |  | Hardwired | 0 | 1 | 0 | 0 | 0 | 0 | 0 | 0 | 0 | 0 | 0 | 014817409635 | 6.5 | 6.75 | 8 | 5.84 | 0.203 | 65 | Yes | 2 | 10014817409632 | 13 | 13.5 | 16 | 11.68 | 1.625 | Yes | UL Damp | cUL Damp | VANITY STRIP | 1 - Light Clayton |  | VS16601BS.jpg | VS16601BS.jpg
VS16601-ORB | 1 - Light Vanity Fixture | Hard edges give the Clayton lighting collection by Feiss a contemporary and masculine look. The rectangular backplate features and inset Opal Etched glass plate as a design feature, which matches the four-sided glass shades, each perched on a sleek, straight central rod. | BATH | Clayton | Wall / Bath Lighting | Oil Rubbed Bronze | ORB | Steel | White Opal Etched Glass | W:3.875" H:5.875" |  |  | 1 Medium A19 100w |  | 1 | No | [27 empty] | 57.95 | 115.9 | 173.85 | W:4 1/2'' H:10 1/2'' E:5 1/4'' | 4.4 |  |  | 4.5 | 10.5 | [5 empty] | 5.25 | [25 empty] | DP:3/4'' W:4 1/2'' H:10'' OB UP:5'' OB DOWN:5'' Rectangular |  |  |  | 8 | Black/White |  |  | Hardwired | 0 | 0 | 0 | 0 | 0 | 0 | 0 | 0 | 0 | 0 | 0 | 014817409598 | 6.75 | 7.75 | 4.25 | 5.5 | 0.129 | 60 | Yes | 2 | 10014817409595 | 13.5 | 15.5 | 8.5 | 11 | 1.029 | Yes | UL Damp | cUL Damp | VANITY STRIP | 1 - Light Clayton |  | VS16601ORB.jpg | VS16601ORB.jpg
VS16602-BS | 2 - Light Vanity Fixture | Hard edges give the Clayton lighting collection by Feiss a contemporary and masculine look. The rectangular backplate features and inset Opal Etched glass plate as a design feature, which matches the four-sided glass shades, each perched on a sleek, straight central rod. | BATH | Clayton | Wall / Bath Lighting | Brushed Steel | BS | Steel | White Opal Etched Glass | W:3.875" H:5.875" |  |  | 2 Medium A19 100w |  | 2 | No | [27 empty] | 92.95 | 185.9 | 278.85 | L:13 1/8'' H:8 5/8'' E:5'' | 6.71 |  | 13.125 |  | 8.625 | Set Screw(s) |  |  |  |  | 5 | [25 empty] | W:10'' H:4 1/2'' OB UP:2 1/8'' OB DOWN:6 1/2'' Rectangular |  |  |  | 8 |  |  |  | Hardwired | 0 | 1 | 0 | 0 | 0 | 0 | 0 | 0 | 0 | 0 | 0 | 014817393583 | 14.5 | 8 | 11 | 9.02 | 0.738 | 85 | Yes | [8 empty] | UL Damp | cUL Damp | VANITY STRIP | 2 - Light Clayton |  | VS16602BS.jpg | VS16602BS.jpg
VS16602-ORB | 2 - Light Vanity Fixture | Hard edges give the Clayton lighting collection by Feiss a contemporary and masculine look. The rectangular backplate features and inset Opal Etched glass plate as a design feature, which matches the four-sided glass shades, each perched on a sleek, straight central rod. | BATH | Clayton | Wall / Bath Lighting | Oil Rubbed Bronze | ORB | Steel | White Opal Etched Glass | W:3.875" H:5.875" |  |  | 2 Medium A19 100w |  | 2 | No | [27 empty] | 92.95 | 185.9 | 278.85 | L:13 1/8'' H:8 5/8'' E:5'' | 6.6 |  | 13.125 |  | 8.625 | [5 empty] | 5 | [25 empty] | DP:3/4'' W:10'' H:4 1/2'' OB UP:2 1/8'' OB DOWN:6 1/2'' Rectangular |  |  |  | 8 | Black/White |  |  | Hardwired | 0 | 1 | 0 | 0 | 0 | 0 | 0 | 0 | 0 | 0 | 0 | 014817409604 | 7 | 15 | 12.5 | 8.38 | 0.76 | 93 | Yes | [8 empty] | UL Damp | cUL Damp | VANITY STRIP | 2 - Light Clayton |  | VS16602ORB.jpg | VS16602ORB.jpg
VS16603-BS | 3 - Light Vanity Fixture | Hard edges give the Clayton lighting collection by Feiss a contemporary and masculine look. The rectangular backplate features and inset Opal Etched glass plate as a design feature, which matches the four-sided glass shades, each perched on a sleek, straight central rod. | BATH | Clayton | Wall / Bath Lighting | Brushed Steel | BS | Steel | White Opal Etched Glass | W:3.875" H:5.875" |  |  | 3 Medium A19 100w |  | 3 | No | [27 empty] | 121.95 | 243.9 | 365.85 | L:22 1/8'' H:8 5/8'' E:5'' | 8.98 |  | 22.125 |  | 8.625 | Set Screw(s) |  |  |  |  | 5 | [25 empty] | W:10'' H:4 1/2'' OB UP:2 1/8'' OB DOWN:6 1/2'' Rectangular |  |  |  | 8 |  |  |  | Hardwired | 0 | 1 | 0 | 0 | 0 | 0 | 0 | 0 | 0 | 0 | 0 | 014817393590 | 24.25 | 7.25 | 12.5 | 12.4 | 1.272 | 100 | Yes | [8 empty] | UL Damp | cUL Damp | VANITY STRIP | 3 - Light Clayton |  | VS16603BS.jpg | VS16603BS.jpg
VS16603-ORB | 3 - Light Vanity Fixture | Hard edges give the Clayton lighting collection by Feiss a contemporary and masculine look. The rectangular backplate features and inset Opal Etched glass plate as a design feature, which matches the four-sided glass shades, each perched on a sleek, straight central rod. | BATH | Clayton | Wall / Bath Lighting | Oil Rubbed Bronze | ORB | Steel | White Opal Etched Glass | W:3.875" H:5.875" |  |  | 3 Medium A19 100w |  | 3 | No | [14 empty] | 0 | [12 empty] | 121.95 | 243.9 | 365.85 | L:22 1/8'' H:8 5/8'' E:5'' | 9.24 |  | 22.125 |  | 8.625 | [5 empty] | 5 | [25 empty] | DP:3/4'' W:10'' H:4 1/2'' OB UP:2 1/8'' OB DOWN:6 1/2'' Rectangular |  |  |  | 8 | Black/White |  |  | Hardwired | 0 | 1 | 0 | 0 | 0 | 0 | 0 | 0 | 0 | 0 | 0 | 014817409611 | 24.25 | 7.25 | 12 | 12.4 | 1.221 | 93 | Yes | [8 empty] | UL Damp | cUL Damp | VANITY STRIP | 3 - Light Clayton |  | VS16603ORB.jpg | VS16603ORB.jpg
VS16604-BS | 4 - Light Vanity Fixture | Hard edges give the Clayton lighting collection by Feiss a contemporary and masculine look. The rectangular backplate features and inset Opal Etched glass plate as a design feature, which matches the four-sided glass shades, each perched on a sleek, straight central rod. | BATH | Clayton | Wall / Bath Lighting | Brushed Steel | BS | Steel | White Opal Etched Glass | W:3.875" H:5.875" |  |  | 4 Medium A19 100w |  | 4 | No | [27 empty] | 151.45 | 302.9 | 454.35 | L:31 1/2'' H:8 5/8'' E:5'' | 11.11 |  | 31.5 |  | 8.625 | Set Screw(s) |  |  |  |  | 5 | [25 empty] | W:10'' H:4 1/2'' OB UP:2 1/8'' OB DOWN:6 1/2'' Rectangular |  |  |  | 8 |  |  |  | Hardwired | 0 | 1 | 0 | 0 | 0 | 0 | 0 | 0 | 0 | 0 | 0 | 014817393606 | 33.5 | 7 | 12.5 | 15.7 | 1.696 | 100 | Yes | [8 empty] | UL Damp | cUL Damp | VANITY STRIP | 4 - Light Clayton |  | VS16604BS.jpg | VS16604BS.jpg
VS16604-ORB | 4 - Light Vanity Fixture | Hard edges give the Clayton lighting collection by Feiss a contemporary and masculine look. The rectangular backplate features and inset Opal Etched glass plate as a design feature, which matches the four-sided glass shades, each perched on a sleek, straight central rod. | BATH | Clayton | Wall / Bath Lighting | Oil Rubbed Bronze | ORB | Steel | White Opal Etched Glass | W:3.875" H:5.875" |  |  | 4 Medium A19 100w |  | 4 | No | [27 empty] | 151.45 | 302.9 | 454.35 | L:31 1/2'' H:8 5/8'' E:5'' | 12.32 |  | 31.5 |  | 8.625 | [5 empty] | 5 | [25 empty] | DP:3/4'' W:10'' H:4 1/2'' OB UP:2 1/8'' OB DOWN:6 1/2'' Rectangular |  |  |  | 8 | Black/White |  |  | Hardwired | 0 | 1 | 0 | 0 | 0 | 0 | 0 | 0 | 0 | 0 | 0 | 014817409628 | 7 | 33 | 12.5 | 15.76 | 1.671 | 100 | Yes | [8 empty] | UL Damp | cUL Damp | VANITY STRIP | 4 - Light Clayton |  | VS16604ORB.jpg | VS16604ORB.jpg
VS17404-BS | 4 - Light Vanity Fixture | The transitional Perry lighting collection by Feiss is fitting for living, kitchen or bath areas of all style homes. With a gently curved body construction, the fixtures have a fluid movement with a transitional look to complement a wide range of décor. | BATH | Perry | Wall / Bath Lighting | Brushed Steel | BS | Steel | White Opal Etched Glass | W:4.375" H:5.25" |  |  | 4 Medium A19 100w |  | 4 | No | [27 empty] | 84.5 | 169 | 253.5 | L:24'' H:9 1/4'' E:7'' | 6.6 |  | 24 |  | 9.25 | [5 empty] | 7 | [25 empty] | W:8 1/4'' H:4 5/8'' Oval |  |  |  | 8 | Black/White |  |  | Hardwired | 0 | 0 | 0 | 0 | 0 | 0 | 0 | 0 | 0 | 0 | 0 | 014817425079 | 26 | 9.25 | 12 | 8.5 | 1.67 | 175 | Yes | [8 empty] | UL Damp | cUL Damp | VANITY STRIP | 4 - Light Perry |  | VS17404BS.jpg | VS17404BS.jpg
VS18252DWK/SGM | 2 - Light Vanity | Influenced by both rustic and industrial design, the transitional Angelo chandelier collection by Feiss celebrates the beauty of imperfection and the visual impact of mixed materials to create an overall rugged look. The cylindrical Clear Thick Wavy glass shades complement the two-toned finish of Distressed Weathered Oak on the outer structures and a new pitted, richly textured Slated Grey Metal finish on the sloping arms for a rustic but tailored look. Perfect as foyer lighting, living room lighting, or paired over a dining room table, and the largest fixture will be the crowning touch to any great room. The Angelo lighting collection includes a five-light chandelier, six-light chandelier, a nine-light, two-tier chandelier, an eight-light linear island chandelier and a one-light sconce light. | BATH | Angelo | Wall / Bath Lighting | Distressed Weathered Oak / Slate Grey Metal | DWK/SGM | Steel | Undefined Glass | D:4" H:7.125" |  |  | 2 Medium A19 75w |  | 2 | No | [14 empty] | 0 | [12 empty] | 86.95 | 173.9 | 260.85 | W:15 7/8'' H:9 3/8'' E:6 1/2'' | 6.5 |  |  | 15.875 | 9.375 | Set Screw(s) |  |  |  |  | 6.5 | [25 empty] | DP:3/4'' W:4 3/4'' H:7'' OB UP:2 5/8'' Rectangular |  |  |  | 8 | Black/White |  |  | Hardwired | 0 | 1 | 0 | 0 | 0 | 0 | 0 | 0 | 0 | 0 | 0 | 014817597790 | 19 | 9.25 | 12.25 | 7.4 | 1.246 | 175 | Yes | [9 empty] | cETL Damp | ANGELO 2L VANITY DWK/SGM | 2 - Light Vanity |  | VS18252DWKSGM.jpg | VS18252DWKSGM.jpg
VS18253DWK/SGM | 3 - Light Vanity | Influenced by both rustic and industrial design, the transitional Angelo chandelier collection by Feiss celebrates the beauty of imperfection and the visual impact of mixed materials to create an overall rugged look. The cylindrical Clear Thick Wavy glass shades complement the two-toned finish of Distressed Weathered Oak on the outer structures and a new pitted, richly textured Slated Grey Metal finish on the sloping arms for a rustic but tailored look. Perfect as foyer lighting, living room lighting, or paired over a dining room table, and the largest fixture will be the crowning touch to any great room. The Angelo lighting collection includes a five-light chandelier, six-light chandelier, a nine-light, two-tier chandelier, an eight-light linear island chandelier and a one-light sconce light. | BATH | Angelo | Wall / Bath Lighting | Distressed Weathered Oak / Slate Grey Metal | DWK/SGM | Steel | Undefined Glass | D:4" H:7" |  |  | 3 Medium A19 75w |  | 3 | No | [14 empty] | 0 | [12 empty] | 115.95 | 231.9 | 347.85 | L:24 1/4'' H:9 3/8'' E:6 1/2'' | 8.8 |  | 24.25 |  | 9.375 | Set Screw(s) |  |  |  |  | 6.5 | [25 empty] | DP:3/4'' W:4 3/4'' H:13'' OB UP:9 1/2'' Rectangular |  |  |  | 8 | Black/White |  |  | Hardwired | 0 | 1 | 0 | 0 | 0 | 0 | 0 | 0 | 0 | 0 | 0 | 014817597806 | 27.75 | 9.25 | 12.25 | 9.8 | 1.82 | 175 | Yes | [9 empty] | cETL Damp | ANGELO 3L VANITY DWK/SGM | 3 - Light Vanity |  | VS18253DWKSGM.jpg | VS18253DWKSGM.jpg
VS18403-PN | 3 - Light Vanity Fixture | Contemporary casual aptly describes the Riva bath lighting collection by Feiss, which features square glass shades that sit securely in front of rectangular backplates with double-stepped detailing. The Brushed Steel fixtures include Opal Etched glass shades, while the Oil Rubbed Bronze fixtures feature Cream Etched glass shades. | BATH | Riva | Wall / Bath Lighting | Polished Nickel | PN | Steel / Aluminum | Opal Etched Glass | H:6.125" | L:3.5" W:3.5" |  | 3 Medium A19 100w |  | 3 | No | [27 empty] | 114.5 | 229 | 343.5 | L:21 1/2'' H:8 1/2'' E:5 1/4'' | 7.44 |  | 21.5 |  | 8.5 | [5 empty] | 5.25 | [25 empty] | DP:3/4'' W:9'' H:5'' Rectangular |  |  |  | 8 | Black/White |  |  | Hardwired | 0 | 0 | 0 | 0 | 0 | 0 | 0 | 0 | 0 | 0 | 0 | 014817424393 | 24.5 | 8.25 | 10 | 8.9 | 1.17 | 125 | Yes | [8 empty] | UL Damp | cUL Damp | VANITY STRIP | 3 - Light Riva |  | VS18403PN.jpg | VS18403PN.jpg
VS18902-RBZ | 2 - Light Vanity Fixture | The movement and warm glow of the thick Amber Swirl glass is the central design element of the transitional Aris lighting collection by Feiss. Inner cylinders of White Opal Etched glass give the illusion of a candle glowing behind the dramatically slumped surface of the outer art glass panels. | BATH | Aris | Wall / Bath Lighting | Roman Bronze | RBZ | Steel | Amber Swirl Art Glass Glass | D:6.375" H:6.875" |  |  | 2 Medium A19 100w |  | 2 | No | [14 empty] | 0 | [12 empty] | 131.45 | 262.9 | 394.35 | L:16 1/8'' H:8 3/8'' E:5 7/8'' | 8.58 |  | 16.125 |  | 8.375 | [5 empty] | 5.875 | [25 empty] | DP:3/4'' W:5 1/8'' H:16 1/8'' Rectangular |  |  |  | 8 | Black/White |  |  | Hardwired | 0 | 0 | 0 | 0 | 0 | 0 | 0 | 0 | 0 | 0 | 0 | 014817470192 | 18.75 | 10 | 13.5 | 10.2 | 1.465 | 125 | Yes | [8 empty] | UL Damp | cUL Damp | VANITY STRIP | 2 - Light Aris |  | VS18902RBZ.jpg | VS18902RBZ.jpg
VS18903-RBZ | 3 - Light Vanity Fixture | The movement and warm glow of the thick Amber Swirl glass is the central design element of the transitional Aris lighting collection by Feiss. Inner cylinders of White Opal Etched glass give the illusion of a candle glowing behind the dramatically slumped surface of the outer art glass panels. | BATH | Aris | Wall / Bath Lighting | Roman Bronze | RBZ | Steel | Amber Swirl Art Glass Glass | D:6.375" H:6.875" |  |  | 3 Medium A19 100w |  | 3 | No | [27 empty] | 197.45 | 394.9 | 592.35 | L:25'' H:8 3/8'' E:5 7/8'' | 13.92 |  | 25 |  | 8.375 | [5 empty] | 5.875 | [25 empty] | DP:3/4'' W:5 1/8'' H:25'' Rectangular |  |  |  | 8 | Black/White |  |  | Hardwired | 0 | 0 | 0 | 0 | 0 | 0 | 0 | 0 | 0 | 0 | 0 | 014817470208 | 27.5 | 9.75 | 13 | 16 | 2.017 | 125 | Yes | [8 empty] | UL Damp | cUL Damp | VANITY STRIP | 3 - Light Aris |  | VS18903RBZ.jpg | VS18903RBZ.jpg
VS18904-RBZ | 4 - Light Vanity Fixture | The movement and warm glow of the thick Amber Swirl glass is the central design element of the transitional Aris lighting collection by Feiss. Inner cylinders of White Opal Etched glass give the illusion of a candle glowing behind the dramatically slumped surface of the outer art glass panels. | BATH | Aris | Wall / Bath Lighting | Roman Bronze | RBZ | Steel | Amber Swirl Art Glass Glass | D:6.375" H:6.875" |  |  | 4 Medium A19 100w |  | 4 | No | [27 empty] | 257.95 | 515.9 | 773.85 | L:33 7/8'' H:8 3/8'' E:5 7/8'' | 17.29 |  | 33.875 |  | 8.375 | [5 empty] | 5.875 | [25 empty] | DP:3/4'' W:5 1/8'' H:33 7/8'' Rectangular |  |  |  | 8 | Black/White |  |  | Hardwired | 0 | 0 | 0 | 0 | 0 | 0 | 0 | 0 | 0 | 0 | 0 | 014817470215 | 37.75 | 9.75 | 13 | 20.75 | 2.769 | 125 | Yes | [8 empty] | UL Damp | cUL Damp | VANITY STRIP | 4 - Light Aris |  | VS18904RBZ.jpg | VS18904RBZ.jpg
VS19502-GBZ | 2-Light Vanity Strip | European detailing is the hallmark of the Emma bath lighting collection by Feiss. The Cream Etched glass shades have pleated details reminiscent of a woman’s skirt flowing side to side while partaking in a charming countryside dance. | BATH | Emma | Wall / Bath Lighting | Grecian Bronze | GBZ | Resin / Steel & Glass | Cream Etched Glass | L:5.5" W:5.5" H:5.125" |  |  | 2 Medium A21 100w |  | 2 | No | [27 empty] | 59.5 | 119 | 178.5 | W:13 1/2'' H:8'' E:8 1/8'' | 4.84 |  |  | 13.5 | 8 | [5 empty] | 8.125 | [25 empty] | D:5 1/2'' DP:2 1/4'' Round | [7 empty] | Hardwired | 0 | 0 | 0 | 0 | 0 | 0 | 0 | 0 | 0 | 0 | 0 | 014817478068 | 14.5 | 10.75 | 12 | 7.3 | 1.082 | 125 | Yes | [9 empty] | cUL Damp | VANITY STRIP | 2-Light Emma |  | VS19502GBZ.jpg | VS19502GBZ.jpg
VS19701-BS | 1-Light Vanity Strip | Concord bath fixtures has its roots in the Colonial era. The classic styling features a goose-neck arm, leading to four-sided, Opal Etched glass shades with beveled corners and a cleanly chamfered back plate with a cut corner detail. | BATH | Concord | Wall / Bath Lighting | Brushed Steel | BS | Steel / Glass | White Opal Etched Glass | L:4.5" W:4.5" H:4.875" |  |  | 1 Medium A21 100w |  | 1 | No | [27 empty] | 40.45 | 80.9 | 121.35 | W:4 5/8'' H:10 1/8'' E:6'' | 4.51 |  |  | 4.625 | 10.125 | [5 empty] | 6 | [25 empty] | DP:1 1/8'' W:4 5/8'' H:5 3/4'' Octagonal | [7 empty] | Hardwired | 0 | 0 | 0 | 0 | 0 | 0 | 0 | 0 | 0 | 0 | 0 | 014817478426 | 9 | 8.5 | 10 | 3.85 | 0.443 | 100 | Yes | 2 | 10014817478423 | 18 | 11 | 9.5 | 8.75 | 1.089 | Yes |  | cUL Damp | VANITY STRIP | 1-Light Concord |  | VS19701BS.jpg | VS19701BS.jpg
VS19701-PN | 1-Light Vanity Strip | Concord bath fixtures has its roots in the Colonial era. The classic styling features a goose-neck arm, leading to four-sided, Opal Etched glass shades with beveled corners and a cleanly chamfered back plate with a cut corner detail. | BATH | Concord | Wall / Bath Lighting | Polished Nickel | PN | Steel / Glass | White Opal Etched Glass | L:4.5" W:4.5" H:4.875" |  |  | 1 Medium A21 100w |  | 1 | No | [27 empty] | 40.45 | 80.9 | 121.35 | W:4 5/8'' H:10 1/8'' E:6'' | 4.51 |  |  | 4.625 | 10.125 | [5 empty] | 6 | [25 empty] | DP:1 1/8'' W:4 5/8'' H:5 3/4'' Octagonal | [8 empty] | 0 | 0 | 0 | 0 | 0 | 0 | 0 | 0 | 0 | 0 | 0 | 014817478433 | 9 | 8.5 | 10 | 3.85 | 0.443 | 100 | Yes | 2 | 10014817478430 | 18 | 11 | 9.5 | 8.75 | 1.089 | Yes |  | cUL Damp | VANITY STRIP | 1-Light Concord |  | VS19701PN.jpg | VS19701PN.jpg
VS19702-BS | 2-Light Vanity Strip | Concord bath fixtures has its roots in the Colonial era. The classic styling features a goose-neck arm, leading to four-sided, Opal Etched glass shades with beveled corners and a cleanly chamfered back plate with a cut corner detail. | BATH | Concord | Wall / Bath Lighting | Brushed Steel | BS | Steel / Glass | White Opal Etched Glass | L:4.5" W:4.5" H:4.875" |  |  | 2 Medium A21 100w |  | 2 | No | [27 empty] | 69.95 | 139.9 | 209.85 | W:14'' H:10 1/8'' E:6'' | 4.73 |  |  | 14 | 10.125 | [5 empty] | 6 | [25 empty] | DP:1 1/8'' W:4 5/8'' H:5 3/4'' Octagonal | [7 empty] | Hardwired | 0 | 0 | 0 | 0 | 0 | 0 | 0 | 0 | 0 | 0 | 0 | 014817478457 | 14.5 | 12.75 | 12 | 6.5 | 1.284 | 100 | Yes | 2 | 10014817478454 | 16.5 | 12.75 | 15.25 | 15.5 | 1.857 | Yes |  | cUL Damp | VANITY STRIP | 2-Light Concord |  | VS19702BS.jpg | VS19702BS.jpg
VS19702-PN | 2-Light Vanity Strip | Concord bath fixtures has its roots in the Colonial era. The classic styling features a goose-neck arm, leading to four-sided, Opal Etched glass shades with beveled corners and a cleanly chamfered back plate with a cut corner detail. | BATH | Concord | Wall / Bath Lighting | Polished Nickel | PN | Steel / Glass | White Opal Etched Glass | L:4.5" W:4.5" H:4.875" |  |  | 2 Medium A21 100w |  | 2 | No | [27 empty] | 69.95 | 139.9 | 209.85 | W:14'' H:10 1/8'' E:6'' | 4.73 |  |  | 14 | 10.125 | [5 empty] | 6 | [25 empty] | DP:1 1/8'' W:4 5/8'' H:5 3/4'' Octagonal | [7 empty] | Hardwired | 0 | 0 | 0 | 0 | 0 | 0 | 0 | 0 | 0 | 0 | 0 | 014817478464 | 14.5 | 8 | 15.25 | 6.5 | 1.024 | 125 | Yes | 2 | 10014817478461 | 16.5 | 12.75 | 15.25 | 14.5 | 1.857 | Yes |  | cUL Damp | VANITY STRIP | 2-Light Concord |  | VS19702PN.jpg | VS19702PN.jpg
VS19703-BS | 3-Light Vanity Strip | Concord bath fixtures has its roots in the Colonial era. The classic styling features a goose-neck arm, leading to four-sided, Opal Etched glass shades with beveled corners and a cleanly chamfered back plate with a cut corner detail. | BATH | Concord | Wall / Bath Lighting | Brushed Steel | BS | Steel / Glass | White Opal Etched Glass | L:4.5" W:4.5" H:4.875" |  |  | 3 Medium A21 100w |  | 3 | No | [27 empty] | 98.95 | 197.9 | 296.85 | W:21'' H:10 1/8'' E:6'' | 6.38 |  |  | 21 | 10.125 | [5 empty] | 6 | [25 empty] | DP:1 1/8'' W:4 5/8'' H:5 3/4'' Octagonal | [7 empty] | Hardwired | 0 | 0 | 0 | 0 | 0 | 0 | 0 | 0 | 0 | 0 | 0 | 014817478488 | 22 | 11.75 | 7.75 | 8.95 | 1.159 | 125 | Yes | [9 empty] | cUL Damp | VANITY STRIP | 3-Light Concord |  | VS19703BS.jpg | VS19703BS.jpg
VS19703-PN | 3-Light Vanity Strip | Concord bath fixtures has its roots in the Colonial era. The classic styling features a goose-neck arm, leading to four-sided, Opal Etched glass shades with beveled corners and a cleanly chamfered back plate with a cut corner detail. | BATH | Concord | Wall / Bath Lighting | Polished Nickel | PN | Steel / Glass | White Opal Etched Glass | L:4.5" W:4.5" H:4.875" |  |  | 3 Medium A21 100w |  | 3 | No | [27 empty] | 98.95 | 197.9 | 296.85 | W:21'' H:10 1/8'' E:6'' | 6.38 |  |  | 21 | 10.125 | [5 empty] | 6 | [25 empty] | DP:1 1/8'' W:4 5/8'' H:5 3/4'' Octagonal | [7 empty] | Hardwired | 0 | 0 | 0 | 0 | 0 | 0 | 0 | 0 | 0 | 0 | 0 | 014817478495 | 22 | 11.75 | 7.75 | 8.95 | 1.159 | 125 | Yes | [9 empty] | cUL Damp | VANITY STRIP | 3-Light Concord |  | VS19703PN.jpg | VS19703PN.jpg
VS19704-BS | 4-Light Vanity Strip | Concord bath fixtures has its roots in the Colonial era. The classic styling features a goose-neck arm, leading to four-sided, Opal Etched glass shades with beveled corners and a cleanly chamfered back plate with a cut corner detail. | BATH | Concord | Wall / Bath Lighting | Brushed Steel | BS | Steel / Glass | White Opal Etched Glass | L:4.5" W:4.5" H:4.875" |  |  | 4 Medium A21 100w |  | 4 | No | [27 empty] | 127.95 | 255.9 | 383.85 | W:30'' H:10 1/8'' E:6'' | 8.58 |  |  | 30 | 10.125 | [5 empty] | 6 | [25 empty] | DP:1 1/8'' W:4 5/8'' H:5 3/4'' Octagonal | [7 empty] | Hardwired | 0 | 0 | 0 | 0 | 0 | 0 | 0 | 0 | 0 | 0 | 0 | 014817478518 | 31 | 8 | 12 | 11.8 | 1.722 | 125 | Yes | [9 empty] | cUL Damp | VANITY STRIP | 4-Light Concord |  | VS19704BS.jpg | VS19704BS.jpg
VS19704-PN | 4-Light Vanity Strip | Concord bath fixtures has its roots in the Colonial era. The classic styling features a goose-neck arm, leading to four-sided, Opal Etched glass shades with beveled corners and a cleanly chamfered back plate with a cut corner detail. | BATH | Concord | Wall / Bath Lighting | Polished Nickel | PN | Steel / Glass | White Opal Etched Glass | L:4.5" W:4.5" H:4.875" |  |  | 4 Medium A21 100w |  | 4 | No | [27 empty] | 127.95 | 255.9 | 383.85 | W:30'' H:10 1/8'' E:6'' | 8.58 |  |  | 30 | 10.125 | [5 empty] | 6 | [25 empty] | DP:1 1/8'' W:4 5/8'' H:5 3/4'' Octagonal | [7 empty] | Hardwired | 0 | 0 | 0 | 0 | 0 | 0 | 0 | 0 | 0 | 0 | 0 | 014817478525 | 31 | 8 | 12 | 12 | 1.722 | 125 | Yes | [9 empty] | cUL Damp | VANITY STRIP | 4-Light Concord |  | VS19704PN.jpg | VS19704PN.jpg
VS19711ORB | 1 - Light Wall Sconce | Concord bath fixtures has its roots in the Colonial era. The classic styling features a goose-neck arm, leading to four-sided, Opal Etched glass shades with beveled corners and a cleanly chamfered back plate with a cut corner detail. | WALL SCONCE | Concord | Wall / Bath Lighting | Oil Rubbed Bronze | ORB | Steel / Glass | White Opal Etched Cased Glass | L:4.5" W:4.5" H:4.75" |  |  | 1 Medium A19 100w |  | 1 | No | [14 empty] | 0 | [12 empty] | 41.45 | 82.9 | 124.35 | W:4 5/8'' H:10 1/8'' E:6'' | 2.5 |  |  | 4.625 | 10.125 | Cap Nuts |  |  |  |  | 6 | [25 empty] | DP:1 1/8'' W:4 5/8'' H:5 3/4'' OB UP:5 1/2'' Octagonal |  |  |  | 8 |  |  |  | Hardwired | 0 | 1 | 0 | 0 | 0 | 0 | 0 | 0 | 0 | 0 | 0 | 014817580440 | 10.5 | 9.5 | 9 | 3.7 | 0.52 | 125 | Yes | 2 | 10014817580447 | 18.25 | 11.75 | 9.75 | 8.3 | 1.21 | Yes |  | cETL Damp | CONCORD 1L WALL SCONCE ORB OPAL ETCHED | 1 - Light Wall Sconce |  | VS19711ORB.jpg | VS19711ORB.jpg
VS19712ORB | 2 - Light Vanity | Concord bath fixtures has its roots in the Colonial era. The classic styling features a goose-neck arm, leading to four-sided, Opal Etched glass shades with beveled corners and a cleanly chamfered back plate with a cut corner detail. | BATH | Concord | Wall / Bath Lighting | Oil Rubbed Bronze | ORB | Steel / Glass | Opal Glass | L:4.5" W:4.5" H:4.75" |  |  | 2 Medium A19 100w |  | 2 | No | [14 empty] | 0 | [12 empty] | 71.45 | 142.9 | 214.35 | W:14'' H:10 1/8'' E:6'' | 2.5 |  |  | 14 | 10.125 | Cap Nuts |  |  |  |  | 6 | [25 empty] | DP:1 1/8'' W:4 5/8'' H:5 3/4'' OB UP:3 5/8'' Octagonal |  |  |  | 8 |  |  |  |  | 0 | 1 | 0 | 0 | 0 | 0 | 0 | 0 | 0 | 0 | 0 | 014817580457 | 15 | 12.5 | 7.75 | 6.1 | 0.841 | 125 | Yes | 2 | 10014817580454 | 16 | 15.5 | 13.5 | 13.9 | 1.938 | Yes |  | cETL Damp | CONCORD 2L VANITY ORB OPAL ETCHED | 2 - Light Vanity |  | VS19712ORB.jpg | VS19712ORB.jpg
VS19713ORB | 3 - Light Vanity | Concord bath fixtures has its roots in the Colonial era. The classic styling features a goose-neck arm, leading to four-sided, Opal Etched glass shades with beveled corners and a cleanly chamfered back plate with a cut corner detail. | BATH | Concord | Wall / Bath Lighting | Oil Rubbed Bronze | ORB | Steel / Glass | Opal Glass | L:4.5" W:4.5" H:4.875" |  |  | 3 Medium A19 100w |  | 3 | No | [14 empty] | 0 | [12 empty] | 108.95 | 217.9 | 326.85 | W:21'' H:10 1/8'' E:6'' | 4.5 |  |  | 21 | 10.125 | Cap Nuts |  |  |  |  | 6 | [25 empty] | DP:1 1/8'' W:4 5/8'' H:5 3/4'' OB UP:3 5/8'' Octagonal |  |  |  | 8 |  |  |  | Hardwired | 0 | 1 | 0 | 0 | 0 | 0 | 0 | 0 | 0 | 0 | 0 | 014817580464 | 22.25 | 12.5 | 7.75 | 8.7 | 1.247 | 125 | Yes | [9 empty] | cETL Damp | CONCORD 3L VANITY ORB OPAL ETCHED | 3 - Light Vanity |  | VS19713ORB.jpg | VS19713ORB.jpg
VS19714ORB | 4 - Light Vanity | Concord bath fixtures has its roots in the Colonial era. The classic styling features a goose-neck arm, leading to four-sided, Opal Etched glass shades with beveled corners and a cleanly chamfered back plate with a cut corner detail. | BATH | Concord | Wall / Bath Lighting | Oil Rubbed Bronze | ORB | Steel / Glass | Opal Glass | L:4.5" W:4.5" H:4.875" |  |  | 4 Medium A15 100w |  | 4 | No | [14 empty] | 0 | [12 empty] | 134.95 | 269.9 | 404.85 | W:30'' H:10 1/8'' E:6'' | 6.38 |  |  | 30 | 10.125 | Cap Nuts |  |  |  |  | 6 | [25 empty] | DP:1 1/8'' W:4 5/8'' H:5 3/4'' OB UP:3 5/8'' Octagonal | [7 empty] | Hardwired | 0 | 1 | 0 | 0 | 0 | 0 | 0 | 0 | 0 | 0 | 0 | 014817580471 | 31.5 | 12.75 | 7.75 | 11.7 | 1.801 | 125 | Yes | [9 empty] | cETL Damp | CONCORD 4L VANITY ORB OPAL ETCHED | 4 - Light Vanity |  | VS19714ORB.jpg | VS19714ORB.jpg
VS20201PN | 1 - Light Sconce | Inspired by the craftsmanship of fine jewelry, a Crystal inlay is coupled with the Polished Nickel finish and White Shantung Silk shades in each fixture of the Pavé lighting collection by Feiss to add sparkle in an unexpected and cleanly tailored way. This transitional design delivers vibrant elegance to any room’s design without overpowering the rest of the beautiful décor. The lighting collection includes a 5-Light Chandelier, 3-Light Chandelier, 3-Light Drum, 1-Light Mini-Pendant, 2-Light Flushmount, 1-Light Wall Sconce, as well as 2-Light, 3-Light and 4-Light Vanity fixtures which all have Opal Etched glass shades. | WALL SCONCE | Pave | Wall / Bath Lighting | Polished Nickel | PN | [5 empty] | 1 Medium A19 75w |  | 1 | No | [14 empty] | 0 | [12 empty] | 72.95 | 145.9 | 218.85 | W:5'' H:7 5/8'' E:5 7/8'' | 2.8 |  |  | 5 | 7.625 | Wall / Bath |  |  |  |  | 5.875 | [29 empty] | 8 |  |  |  | Hardwired | 0 | 1 | 0 | 0 | 0 | 0 | 0 | 0 | 0 | 0 | 0 | 014817536256 | 13.75 | 9.75 | 8.25 | 3.2 | 0.64 | 175 | Yes | [9 empty] | cETL Damp | 1L Crystal Inlay Sconce Polished Nickel | 1 - Light Sconce |  | VS20201PN.jpg | VS20201PN.jpg
VS20203PN | 3 - Light Vanity | Inspired by the craftsmanship of fine jewelry, a Crystal inlay is coupled with the Polished Nickel finish and White Shantung Silk shades in each fixture of the Pavé lighting collection by Feiss to add sparkle in an unexpected and cleanly tailored way. This transitional design delivers vibrant elegance to any room’s design without overpowering the rest of the beautiful décor. The lighting collection includes a 5-Light Chandelier, 3-Light Chandelier, 3-Light Drum, 1-Light Mini-Pendant, 2-Light Flushmount, 1-Light Wall Sconce, as well as 2-Light, 3-Light and 4-Light Vanity fixtures which all have Opal Etched glass shades. | BATH | Pave | Wall / Bath Lighting | Polished Nickel | PN | Steel |  |  |  |  | 3 Medium A19 75w |  | 3 | No | [14 empty] | 0 | [12 empty] | 133.45 | 266.9 | 400.35 | W:18'' H:7 5/8'' E:5 7/8'' | 6.7 |  |  | 18 | 7.625 | Wall / Bath |  |  |  |  | 5.875 | [25 empty] | DP:3/4'' W:5'' H:5'' |  |  |  | 8 |  |  |  | Hardwired | 0 | 1 | 0 | 0 | 0 | 0 | 0 | 0 | 0 | 0 | 0 | 014817536294 | 18.25 | 13.75 | 7.25 | 7.2 | 1.053 | 125 | Yes | [9 empty] | cETL Damp | 3L Crystal Inlay Vanity Polished Nickel | 3 - Light Vanity |  | VS20203PN.jpg | VS20203PN.jpg
VS20204PN | 4 - Light Vanity | Inspired by the craftsmanship of fine jewelry, a Crystal inlay is coupled with the Polished Nickel finish and White Shantung Silk shades in each fixture of the Pavé lighting collection by Feiss to add sparkle in an unexpected and cleanly tailored way. This transitional design delivers vibrant elegance to any room’s design without overpowering the rest of the beautiful décor. The lighting collection includes a 5-Light Chandelier, 3-Light Chandelier, 3-Light Drum, 1-Light Mini-Pendant, 2-Light Flushmount, 1-Light Wall Sconce, as well as 2-Light, 3-Light and 4-Light Vanity fixtures which all have Opal Etched glass shades. | BATH | Pave | Wall / Bath Lighting | Polished Nickel | PN | Steel |  |  |  |  | 4 Medium A19 75w |  | 4 | No | [14 empty] | 0 | [12 empty] | 162.95 | 325.9 | 488.85 | W:24'' H:7 5/8'' E:5 7/8'' | 7.8 |  |  | 24 | 7.625 | Wall / Bath |  |  |  |  | 5.875 | [29 empty] | 8 |  |  |  | Hardwired | 0 | 1 | 0 | 0 | 0 | 0 | 0 | 0 | 0 | 0 | 0 | 014817536317 | 24 | 13.75 | 7.25 | 8.7 | 1.385 | 125 | Yes | [9 empty] | cETL Damp | 4L Crystal Inlay Vanity Polished Nickel | 4 - Light Vanity |  | VS20204PN.jpg | VS20204PN.jpg
VS20601PN | 1 - Light Sconce | With understated crystal details, the Maddison bath lighting collection by Feiss has clean, elegant lines. A cast metal detail is the transition between the Opal Etched glass shades and the thick, Clear Crystal detail at the base of each light. Inspired by modern perfume bottles, the crystal is robust in this transitional, tailored design which will add beauty to any bathroom. Cleverly hidden hardware maintains the clean lines. Available in Polished Nickel or Satin Nickel finishes, the assortment includes 1-Light Wall Sconce, 2-Light Vanity, 3-Light Vanity and a 4-Light Vanity. | WALL SCONCE | Maddison | Wall / Bath Lighting | Polished Nickel | PN | Steel |  |  |  |  | 1 Medium A19 75w |  | 1 | No | [14 empty] | 0 | [12 empty] | 86.95 | 173.9 | 260.85 | W:5'' H:8 7/8'' E:5'' | 4 |  |  | 5 | 8.875 | Wall / Bath |  |  |  |  | 5 | [25 empty] | DP:3/4'' W:5'' H:5'' OB UP:6 3/8'' OB DOWN:2 1/2'' Square |  |  |  | 8 |  |  |  | Hardwired | 0 | 0 | 0 | 0 | 0 | 0 | 0 | 0 | 0 | 0 | 0 | 014817539523 | 14.75 | 9.38 | 8.5 | 4.5 | 0.681 | 125 | Yes | [9 empty] | cETL Damp | 1L Maddison Sconce Polished Nickel | 1 - Light Sconce |  | VS20601PN.jpg | VS20601PN.jpg
VS20601SN | 1 - Light Sconce | With understated crystal details, the Maddison bath lighting collection by Feiss has clean, elegant lines. A cast metal detail is the transition between the Opal Etched glass shades and the thick, Clear Crystal detail at the base of each light. Inspired by modern perfume bottles, the crystal is robust in this transitional, tailored design which will add beauty to any bathroom. Cleverly hidden hardware maintains the clean lines. Available in Polished Nickel or Satin Nickel finishes, the assortment includes 1-Light Wall Sconce, 2-Light Vanity, 3-Light Vanity and a 4-Light Vanity. | WALL SCONCE | Maddison | Wall / Bath Lighting | Satin Nickel | SN | Steel |  |  |  |  | 1 Medium A19 75w |  | 1 | No | [14 empty] | 0 | [12 empty] | 86.95 | 173.9 | 260.85 | W:5'' H:8 7/8'' E:5'' | 4 |  |  | 5 | 8.875 | Wall / Bath |  |  |  |  | 5 | [25 empty] | DP:3/4'' W:5'' H:5'' OB UP:6 3/8'' OB DOWN:2 1/2'' Square |  |  |  | 8 |  |  |  | Hardwired | 0 | 0 | 0 | 0 | 0 | 0 | 0 | 0 | 0 | 0 | 0 | 014817539530 | 14.75 | 9.38 | 8.5 | 4.5 | 0.681 | 125 | Yes | [9 empty] | cETL Damp | 1L Maddison Sconce Satin Nickel | 1 Light Sconce |  | VS20601SN.jpg | VS20601SN.jpg
VS20602PN | 2 - Light Vanity | With understated crystal details, the Maddison bath lighting collection by Feiss has clean, elegant lines. A cast metal detail is the transition between the Opal Etched glass shades and the thick, Clear Crystal detail at the base of each light. Inspired by modern perfume bottles, the crystal is robust in this transitional, tailored design which will add beauty to any bathroom. Cleverly hidden hardware maintains the clean lines. Available in Polished Nickel or Satin Nickel finishes, the assortment includes 1-Light Wall Sconce, 2-Light Vanity, 3-Light Vanity and a 4-Light Vanity. | BATH | Maddison | Wall / Bath Lighting | Polished Nickel | PN | Steel |  |  |  |  | 2 Medium A19 75w |  | 2 | No | [14 empty] | 0 | [12 empty] | 121.95 | 243.9 | 365.85 | W:14'' H:8 7/8'' E:5'' | 6.5 |  |  | 14 | 8.875 | Wall / Bath |  |  |  |  | 5 | [25 empty] | DP:3/4'' W:5'' H:5'' OB UP:6 3/8'' OB DOWN:2 1/2'' Square |  |  |  | 8 |  |  |  | Hardwired | 0 | 0 | 0 | 0 | 0 | 0 | 0 | 0 | 0 | 0 | 0 | 014817539547 | 16.75 | 11.25 | 9.75 | 7.4 | 1.063 | 125 | Yes | [9 empty] | cETL Damp | 2L Vanity Polished Nickel | 2 - Light Vanity |  | VS20602PN.jpg | VS20602PN.jpg
VS20602SN | 2 - Light Vanity | With understated crystal details, the Maddison bath lighting collection by Feiss has clean, elegant lines. A cast metal detail is the transition between the Opal Etched glass shades and the thick, Clear Crystal detail at the base of each light. Inspired by modern perfume bottles, the crystal is robust in this transitional, tailored design which will add beauty to any bathroom. Cleverly hidden hardware maintains the clean lines. Available in Polished Nickel or Satin Nickel finishes, the assortment includes 1-Light Wall Sconce, 2-Light Vanity, 3-Light Vanity and a 4-Light Vanity. | BATH | Maddison | Wall / Bath Lighting | Satin Nickel | SN | Steel |  |  |  |  | 2 Medium A19 75w |  | 2 | No | [14 empty] | 0 | [12 empty] | 121.95 | 243.9 | 365.85 | W:14'' H:8 7/8'' E:5'' | 6.5 |  |  | 14 | 8.875 | Wall / Bath |  |  |  |  | 5 | [25 empty] | DP:3/4'' W:5'' H:5'' OB UP:6 3/8'' OB DOWN:2 1/2'' Square |  |  |  | 8 |  |  |  | Hardwired | 0 | 0 | 0 | 0 | 0 | 0 | 0 | 0 | 0 | 0 | 0 | 014817539554 | 16.75 | 11.25 | 10 | 7.2 | 1.09 | 125 | Yes | [9 empty] | cETL Damp | 2L Maddison Vanity Satin Nickel | 2 - Light Vanity |  | VS20602SN.jpg | VS20602SN.jpg
VS20603PN | 3 - Light Vanity | With understated crystal details, the Maddison bath lighting collection by Feiss has clean, elegant lines. A cast metal detail is the transition between the Opal Etched glass shades and the thick, Clear Crystal detail at the base of each light. Inspired by modern perfume bottles, the crystal is robust in this transitional, tailored design which will add beauty to any bathroom. Cleverly hidden hardware maintains the clean lines. Available in Polished Nickel or Satin Nickel finishes, the assortment includes 1-Light Wall Sconce, 2-Light Vanity, 3-Light Vanity and a 4-Light Vanity. | BATH | Maddison | Wall / Bath Lighting | Polished Nickel | PN | Steel |  |  |  |  | 3 Medium A19 75w |  | 3 | No | [14 empty] | 0 | [12 empty] | 162.95 | 325.9 | 488.85 | W:21 19/32'' H:8 7/8'' E:5'' | 10 |  |  | 21.5938 | 8.875 | Wall / Bath |  |  |  |  | 5 | [25 empty] | DP:3/4'' W:5'' H:5'' OB UP:6 3/8'' OB DOWN:2 1/2'' Square |  |  |  | 8 |  |  |  | Hardwired | 0 | 0 | 0 | 0 | 0 | 0 | 0 | 0 | 0 | 0 | 0 | 014817539561 | 24 | 11.25 | 10 | 10.9 | 1.563 | 125 | Yes | [9 empty] | cETL Damp | 3L Maddison Vanity Polish Nickel | 3 - Light Vanity |  | VS20603PN.jpg | VS20603PN.jpg
VS20603SN | 3 - Light Vanity | With understated crystal details, the Maddison bath lighting collection by Feiss has clean, elegant lines. A cast metal detail is the transition between the Opal Etched glass shades and the thick, Clear Crystal detail at the base of each light. Inspired by modern perfume bottles, the crystal is robust in this transitional, tailored design which will add beauty to any bathroom. Cleverly hidden hardware maintains the clean lines. Available in Polished Nickel or Satin Nickel finishes, the assortment includes 1-Light Wall Sconce, 2-Light Vanity, 3-Light Vanity and a 4-Light Vanity. | BATH | Maddison | Wall / Bath Lighting | Satin Nickel | SN | Steel |  |  |  |  | 3 Medium A19 75w |  | 3 | No | [14 empty] | 0 | [12 empty] | 162.95 | 325.9 | 488.85 | W:21 19/32'' H:8 7/8'' E:5'' | 10.5 |  |  | 21.5938 | 8.875 | Wall / Bath |  |  |  |  | 5 | [25 empty] | DP:3/4'' W:5'' H:5'' OB UP:6 3/8'' OB DOWN:2 1/2'' Square |  |  |  | 8 |  |  |  | Hardwired | 0 | 0 | 0 | 0 | 0 | 0 | 0 | 0 | 0 | 0 | 0 | 014817539578 | 24.25 | 11.25 | 10 | 11.1 | 1.579 | 125 | Yes | [9 empty] | cETL Damp | 3L Maddison Vanity Satin Nickel | 3 - Light Vanity |  | VS20603SN.jpg | VS20603SN.jpg
VS20604PN | 4 - Light Vanity | With understated crystal details, the Maddison bath lighting collection by Feiss has clean, elegant lines. A cast metal detail is the transition between the Opal Etched glass shades and the thick, Clear Crystal detail at the base of each light. Inspired by modern perfume bottles, the crystal is robust in this transitional, tailored design which will add beauty to any bathroom. Cleverly hidden hardware maintains the clean lines. Available in Polished Nickel or Satin Nickel finishes, the assortment includes 1-Light Wall Sconce, 2-Light Vanity, 3-Light Vanity and a 4-Light Vanity. | BATH | Maddison | Wall / Bath Lighting | Polished Nickel | PN | Steel |  |  |  |  | 4 Medium A19 75w |  | 4 | No | [14 empty] | 0 | [12 empty] | 209.45 | 418.9 | 628.35 | W:29'' H:8 7/8'' E:5'' | 7.5 |  |  | 29 | 8.875 | Wall / Bath |  |  |  |  | 5 | [25 empty] | DP:3/4'' W:5'' H:5'' OB UP:6 3/8'' OB DOWN:2 1/2'' Square |  |  |  | 8 |  |  |  | Hardwired | 0 | 0 | 0 | 0 | 0 | 0 | 0 | 0 | 0 | 0 | 0 | 014817539585 | 24.5 | 11.25 | 10 | 9.9 | 1.595 | 125 | Yes | [9 empty] | cETL Damp | 4L Maddison Vanity Polished Nickel | 4 - Light Vanity |  | VS20604PN.jpg | VS20604PN.jpg
VS20604SN | 4 - Light Vanity | With understated crystal details, the Maddison bath lighting collection by Feiss has clean, elegant lines. A cast metal detail is the transition between the Opal Etched glass shades and the thick, Clear Crystal detail at the base of each light. Inspired by modern perfume bottles, the crystal is robust in this transitional, tailored design which will add beauty to any bathroom. Cleverly hidden hardware maintains the clean lines. Available in Polished Nickel or Satin Nickel finishes, the assortment includes 1-Light Wall Sconce, 2-Light Vanity, 3-Light Vanity and a 4-Light Vanity. | BATH | Maddison | Wall / Bath Lighting | Satin Nickel | SN | Steel |  |  |  |  | 4 Medium A19 75w |  | 4 | No | [14 empty] | 0 | [12 empty] | 209.45 | 418.9 | 628.35 | W:29'' H:8 7/8'' E:5'' | 12 |  |  | 29 | 8.875 | Wall / Bath |  |  |  |  | 5 | [25 empty] | DP:3/4'' W:5'' H:5'' OB UP:6 3/8'' OB DOWN:2 1/2'' Square |  |  |  | 8 |  |  |  | Hardwired | 0 | 0 | 0 | 0 | 0 | 0 | 0 | 0 | 0 | 0 | 0 | 014817539592 | 32.5 | 11.25 | 9.5 | 14.2 | 2.01 | 125 | Yes | [9 empty] | cETL Damp | 4L Maddison Vanity Satin Nickel | 4 - Light Vanity |  | VS20604SN.jpg | VS20604SN.jpg
VS22101PN | 1 - Light Sconce | A subtle "X" design detail on the base of each light brings a tailored, masculine style to the transitional Xavierre bath lighting collection by Feiss in an understated and refined way. The nicely tapered, Opal Etched glass shades with closed bottoms hide the lamping, and the cleverly hidden hardware also contributes to the clean, classic aesthetic. Available in Polished Nickel and Satin Nickel finishes, the assortment includes a 1-Light Wall Sconce, 2-Light Vanity, 3-Light Vanity and a 4-Light Vanity. | WALL SCONCE | Xavierre | Wall / Bath Lighting | Polished Nickel | PN | Steel | Opal Etched Cased Glass | W:5" H:5.25" |  |  | 1 Medium A19 75w |  | 1 | No | [14 empty] | 0 | [12 empty] | 75.45 | 150.9 | 226.35 | W:5'' H:10 1/4'' E:6 1/4'' | 3 |  |  | 5 | 10.25 | Wall / Bath |  |  |  |  | 6.25 | [25 empty] | DP:1 1/8'' W:6'' H:5'' |  |  |  | 8 | Black/White |  |  | Hardwired | 0 | 0 | 0 | 0 | 0 | 0 | 0 | 0 | 0 | 0 | 0 | 014817537970 | 13.25 | 7.75 | 7.5 | 3.4 | 0.446 | 125 | Yes | [9 empty] | cETL Damp | 1L Xavierre Sconce Polished Nickel | 1 - Light Sconce |  | VS22101PN.jpg | VS22101PN.jpg
VS22101SN | 1 - Light Sconce | A subtle "X" design detail on the base of each light brings a tailored, masculine style to the transitional Xavierre bath lighting collection by Feiss in an understated and refined way. The nicely tapered, Opal Etched glass shades with closed bottoms hide the lamping, and the cleverly hidden hardware also contributes to the clean, classic aesthetic. Available in Polished Nickel and Satin Nickel finishes, the assortment includes a 1-Light Wall Sconce, 2-Light Vanity, 3-Light Vanity and a 4-Light Vanity. | WALL SCONCE | Xavierre | Wall / Bath Lighting | Satin Nickel | SN | Steel | Opal Etched Cased Glass | W:5.25" H:5" |  |  | 1 Medium A19 75w |  | 1 | No | [14 empty] | 0 | [12 empty] | 66.95 | 133.9 | 200.85 | W:5'' H:10 1/4'' E:6 1/4'' | 3.1 |  |  | 5 | 10.25 | Wall / Bath |  |  |  |  | 6.25 | [25 empty] | DP:1 1/8'' W:6'' H:5'' |  |  |  | 8 | Black/White |  |  | Hardwired | 0 | 0 | 0 | 0 | 0 | 0 | 0 | 0 | 0 | 0 | 0 | 014817537963 | 13.25 | 7.75 | 7.75 | 3.5 | 0.461 | 125 | Yes | [9 empty] | cETL Damp | 1L Xavierre Sconce Satin Nickel | 1 - Light Sconce |  | VS22101SN.jpg | VS22101SN.jpg
VS22102PN | 2 - Light Vanity | A subtle "X" design detail on the base of each light brings a tailored, masculine style to the transitional Xavierre bath lighting collection by Feiss in an understated and refined way. The nicely tapered, Opal Etched glass shades with closed bottoms hide the lamping, and the cleverly hidden hardware also contributes to the clean, classic aesthetic. Available in Polished Nickel and Satin Nickel finishes, the assortment includes a 1-Light Wall Sconce, 2-Light Vanity, 3-Light Vanity and a 4-Light Vanity. | BATH | Xavierre | Wall / Bath Lighting | Polished Nickel | PN | Steel | Opal Etched Cased Glass | W:5" H:5.25" |  |  | 2 Medium A19 75w |  | 2 | No | [14 empty] | 0 | [12 empty] | 110.45 | 220.9 | 331.35 | W:14'' H:9 3/4'' E:6 1/4'' | 5.5 |  |  | 14 | 9.75 | Wall / Bath |  |  |  |  | 6.25 | [25 empty] | DP:1 1/8'' W:6'' H:5'' |  |  |  | 8 | Black/White |  |  | Hardwired | 0 | 0 | 0 | 0 | 0 | 0 | 0 | 0 | 0 | 0 | 0 | 014817538007 | 15 | 13.25 | 9.25 | 6.4 | 1.064 | 125 | Yes | [9 empty] | cETL Damp | 2L Xavierre Vanity Polished Nickel | 2 - Light Vanity |  | VS22102PN.jpg | VS22102PN.jpg
VS22102SN | 2 - Light Vanity | A subtle "X" design detail on the base of each light brings a tailored, masculine style to the transitional Xavierre bath lighting collection by Feiss in an understated and refined way. The nicely tapered, Opal Etched glass shades with closed bottoms hide the lamping, and the cleverly hidden hardware also contributes to the clean, classic aesthetic. Available in Polished Nickel and Satin Nickel finishes, the assortment includes a 1-Light Wall Sconce, 2-Light Vanity, 3-Light Vanity and a 4-Light Vanity. | BATH | Xavierre | Wall / Bath Lighting | Satin Nickel | SN | Steel | Opal Etched Cased Glass |  |  |  | 2 Medium A19 75w |  | 2 | No | [14 empty] | 0 | [12 empty] | 107.95 | 215.9 | 323.85 | W:14'' H:9 3/4'' E:6 1/4'' | 5.5 |  |  | 14 | 9.75 | Wall / Bath |  |  |  |  | 6.25 | [29 empty] | 8 | Black/White |  |  | Hardwired | 0 | 0 | 0 | 0 | 0 | 0 | 0 | 0 | 0 | 0 | 0 | 014817537994 | 15 | 13.25 | 9.25 | 6.4 | 1.064 | 125 | Yes | [9 empty] | cETL Damp | 2L Xavierre Vanity Satin Nickel | 2 - Light Vanity |  | VS22102SN.jpg | VS22102SN.jpg
VS22103PN | 3 - Light Vanity | A subtle "X" design detail on the base of each light brings a tailored, masculine style to the transitional Xavierre bath lighting collection by Feiss in an understated and refined way. The nicely tapered, Opal Etched glass shades with closed bottoms hide the lamping, and the cleverly hidden hardware also contributes to the clean, classic aesthetic. Available in Polished Nickel and Satin Nickel finishes, the assortment includes a 1-Light Wall Sconce, 2-Light Vanity, 3-Light Vanity and a 4-Light Vanity. | BATH | Xavierre | Wall / Bath Lighting | Polished Nickel | PN | Steel | Opal Etched Cased Glass | W:5" H:5.25" |  |  | 3 Medium A19 75w |  | 3 | No | [14 empty] | 0 | [12 empty] | 145.45 | 290.9 | 436.35 | W:23 1/8'' H:9 3/4'' E:6 1/4'' | 7.5 |  |  | 23.125 | 9.75 | Wall / Bath |  |  |  |  | 6.25 | [25 empty] | DP:1 1/8'' W:6'' H:5'' |  |  |  | 8 | Black/White |  |  | Hardwired | 0 | 0 | 0 | 0 | 0 | 0 | 0 | 0 | 0 | 0 | 0 | 014817538038 | 22.58 | 13 | 9.5 | 9.85 | 1.614 | 125 | Yes | [9 empty] | cETL Damp | 3L Xavierre Vanity Polished Nickel | 3 - Light Vanity |  | VS22103PN.jpg | VS22103PN.jpg
VS22103SN | 3 - Light Vanity | A subtle "X" design detail on the base of each light brings a tailored, masculine style to the transitional Xavierre bath lighting collection by Feiss in an understated and refined way. The nicely tapered, Opal Etched glass shades with closed bottoms hide the lamping, and the cleverly hidden hardware also contributes to the clean, classic aesthetic. Available in Polished Nickel and Satin Nickel finishes, the assortment includes a 1-Light Wall Sconce, 2-Light Vanity, 3-Light Vanity and a 4-Light Vanity. | BATH | Xavierre | Wall / Bath Lighting | Satin Nickel | SN | Steel | Opal Etched Cased Glass | W:5" H:5.25" |  |  | 3 Medium A19 75w |  | 3 | No | [14 empty] | 0 | [12 empty] | 142.95 | 285.9 | 428.85 | W:23 1/8'' H:9 3/4'' E:6 1/4'' | 7.8 |  |  | 23.125 | 9.75 | Wall / Bath |  |  |  |  | 6.25 | [25 empty] | DP:1 1/8'' W:6'' H:5'' |  |  |  | 8 | Black/White |  |  | Hardwired | 0 | 0 | 0 | 0 | 0 | 0 | 0 | 0 | 0 | 0 | 0 | 014817538021 | 23 | 13.25 | 9.25 | 9.2 | 1.631 | 175 | Yes | [9 empty] | cETL Damp | 3L Xavierre Vanity Satin Nickel | 3 - Light Vanity |  | VS22103SN.jpg | VS22103SN.jpg
VS22104PN | 4 - Light Vanity | A subtle "X" design detail on the base of each light brings a tailored, masculine style to the transitional Xavierre bath lighting collection by Feiss in an understated and refined way. The nicely tapered, Opal Etched glass shades with closed bottoms hide the lamping, and the cleverly hidden hardware also contributes to the clean, classic aesthetic. Available in Polished Nickel and Satin Nickel finishes, the assortment includes a 1-Light Wall Sconce, 2-Light Vanity, 3-Light Vanity and a 4-Light Vanity. | BATH | Xavierre | Wall / Bath Lighting | Polished Nickel | PN | Steel | Opal Etched Cased Glass | W:5" H:5.25" |  |  | 4 Medium A19 75w |  | 4 | No | [14 empty] | 0 | [12 empty] | 186.45 | 372.9 | 559.35 | W:32 1/4'' H:9 3/4'' E:6 1/4'' | 11.8 |  |  | 32.25 | 9.75 | Wall / Bath |  |  |  |  | 6.25 | [25 empty] | DP:1 1/8'' W:6'' H:5'' |  |  |  | 8 | Black/White |  |  | Hardwired | 0 | 0 | 0 | 0 | 0 | 0 | 0 | 0 | 0 | 0 | 0 | 014817538069 | 32 | 13.5 | 9.5 | 12.7 | 2.375 | 175 | Yes | [9 empty] | cETL Damp | 4L Xavierre Vanity Polished Nickel | 4 - Light Vanity |  | VS22104PN.jpg | VS22104PN.jpg
VS22104SN | 4 - Light Vanity | A subtle "X" design detail on the base of each light brings a tailored, masculine style to the transitional Xavierre bath lighting collection by Feiss in an understated and refined way. The nicely tapered, Opal Etched glass shades with closed bottoms hide the lamping, and the cleverly hidden hardware also contributes to the clean, classic aesthetic. Available in Polished Nickel and Satin Nickel finishes, the assortment includes a 1-Light Wall Sconce, 2-Light Vanity, 3-Light Vanity and a 4-Light Vanity. | BATH | Xavierre | Wall / Bath Lighting | Satin Nickel | SN | Steel | Opal Etched Cased Glass | W:5" H:5.25" |  |  | 4 Medium A19 75w |  | 4 | No | [14 empty] | 0 | [12 empty] | 179.45 | 358.9 | 538.35 | W:32 1/4'' H:9 3/4'' E:6 1/4'' | 11.9 |  |  | 32.25 | 9.75 | Wall / Bath |  |  |  |  | 6.25 | [25 empty] | DP:1 1/8'' W:6'' H:5'' |  |  |  | 8 | Black/White |  |  | Hardwired | 0 | 0 | 0 | 0 | 0 | 0 | 0 | 0 | 0 | 0 | 0 | 014817538052 | 32.25 | 13.5 | 9.25 | 12.7 | 2.331 | 175 | Yes | [9 empty] | cETL Damp | 4L Xavierre Vanity Satin Nickel | 4 - Light Vanity |  | VS22104SN.jpg | VS22104SN.jpg
VS22601CH | 1 - Light Wall Sconce | The Bergin bath lighting collection by Feiss features modern, cylindrical Clear glass shades which surround White, inner glass shades to create a rich and elegant layering effect delivering a soft glow. The off-set, square backplate provides a sleek design contrast, making this transitional collection appropriate for a wide range of décor. Available in either a Satin Nickel or Chrome finish, Bergin can be mounted up or down. Lighting fixtures in the line include 2-, 3- and 4-light bath vanities and a 1-light wall sconce. | WALL SCONCE | Bergin | Wall / Bath Lighting | Chrome | CH | Steel | White Opal Etched Glass | D:3.75" H:5.5" |  |  | 1 Medium A19 75w |  | 1 | No | [14 empty] | 0 | [12 empty] | 55.95 | 111.9 | 167.85 | W:5'' H:7 5/8'' E:6'' | 2 |  |  | 5 | 7.625 | Wall / Bath |  |  |  |  | 6 | [25 empty] | DP:1'' W:5'' H:5'' OB UP:5 1/8'' OB DOWN:2 1/2'' Square |  |  |  | 8 |  |  |  | Hardwired | 0 | 1 | 0 | 0 | 0 | 0 | 0 | 0 | 0 | 0 | 0 | 014817564488 | 11.25 | 9.75 | 7.5 | 2.9 | 0.476 | 125 | Yes | [9 empty] | cETL Damp | 1L BERGIN SCNC CHRM | 1 - Light Wall Sconce |  | VS22601CH.jpg | VS22601CH.jpg
VS22601SN | 1 - Light Wall Sconce | The Bergin bath lighting collection by Feiss features modern, cylindrical Clear glass shades which surround White, inner glass shades to create a rich and elegant layering effect delivering a soft glow. The off-set, square backplate provides a sleek design contrast, making this transitional collection appropriate for a wide range of décor. Available in either a Satin Nickel or Chrome finish, Bergin can be mounted up or down. Lighting fixtures in the line include 2-, 3- and 4-light bath vanities and a 1-light wall sconce. | WALL SCONCE | Bergin | Wall / Bath Lighting | Satin Nickel | SN | Steel | White Opal Etched Glass | D:3.75" H:5.5" |  |  | 1 Medium A19 75w |  | 1 | No | [14 empty] | 0 | [12 empty] | 55.95 | 111.9 | 167.85 | W:5'' H:7 5/8'' E:6'' | 2 |  |  | 5 | 7.625 | Wall / Bath |  |  |  |  | 6 | [25 empty] | DP:1'' W:5'' H:5'' OB UP:5 1/8'' OB DOWN:2 1/2'' Square |  |  |  | 8 |  |  |  | Hardwired | 0 | 1 | 0 | 0 | 0 | 0 | 0 | 0 | 0 | 0 | 0 | 014817564471 | 11.5 | 9.75 | 7.5 | 2.9 | 0.487 | 125 | Yes | [9 empty] | cETL Damp | 1L BERGIN SCNC S.NKL | 1 - Light Wall Sconce |  | VS22601SN.jpg | VS22601SN.jpg
VS22602CH | 2 - Light Vanity | The Bergin bath lighting collection by Feiss features modern, cylindrical Clear glass shades which surround White, inner glass shades to create a rich and elegant layering effect delivering a soft glow. The off-set, square backplate provides a sleek design contrast, making this transitional collection appropriate for a wide range of décor. Available in either a Satin Nickel or Chrome finish, Bergin can be mounted up or down. Lighting fixtures in the line include 2-, 3- and 4-light bath vanities and a 1-light wall sconce. | BATH | Bergin | Wall / Bath Lighting | Chrome | CH | Steel | White Opal Etched Glass | D:3.75" H:5.5" |  |  | 2 Medium A19 75w |  | 2 | No | [14 empty] | 0 | [12 empty] | 110.45 | 220.9 | 331.35 | W:13 1/2'' H:7 5/8'' E:6'' | 4.9 |  |  | 13.5 | 7.625 | Wall / Bath |  |  |  |  | 6 | [25 empty] | DP:1'' W:5'' H:5'' OB UP:5 1/8'' OB DOWN:2 1/2'' Square |  |  |  | 8 |  |  |  | Hardwired | 0 | 1 | 0 | 0 | 0 | 0 | 0 | 0 | 0 | 0 | 0 | 014817564150 | 18.25 | 11.5 | 9.75 | 5.7 | 1.184 | 175 | Yes | [9 empty] | cETL Damp | 2L BERGIN BTH CHRM | 2 - Light Vanity |  | VS22602CH.jpg | VS22602CH.jpg
VS22602SN | 2 - Light Vanity | The Bergin bath lighting collection by Feiss features modern, cylindrical Clear glass shades which surround White, inner glass shades to create a rich and elegant layering effect delivering a soft glow. The off-set, square backplate provides a sleek design contrast, making this transitional collection appropriate for a wide range of décor. Available in either a Satin Nickel or Chrome finish, Bergin can be mounted up or down. Lighting fixtures in the line include 2-, 3- and 4-light bath vanities and a 1-light wall sconce. | BATH | Bergin | Wall / Bath Lighting | Satin Nickel | SN | Steel | White Opal Etched Glass | D:3.75" H:5.5" |  |  | 2 Medium A19 75w |  | 2 | No | [14 empty] | 0 | [12 empty] | 110.45 | 220.9 | 331.35 | W:13 1/2'' H:7 5/8'' E:6'' | 4.9 |  |  | 13.5 | 7.625 | Wall / Bath |  |  |  |  | 6 | [25 empty] | DP:1'' W:5'' H:5'' OB UP:5 1/8'' OB DOWN:2 1/2'' Square |  |  |  | 8 |  |  |  | Hardwired | 0 | 1 | 0 | 0 | 0 | 0 | 0 | 0 | 0 | 0 | 0 | 014817564143 | 18.25 | 11.5 | 9.75 | 5.7 | 1.184 | 175 | Yes | [9 empty] | cETL Damp | 2L BERGIN BTH S.NKL | 2 - Light Vanity |  | VS22602SN.jpg | VS22602SN.jpg
VS22603CH | 3 - Light Vanity | The Bergin bath lighting collection by Feiss features modern, cylindrical Clear glass shades which surround White, inner glass shades to create a rich and elegant layering effect delivering a soft glow. The off-set, square backplate provides a sleek design contrast, making this transitional collection appropriate for a wide range of décor. Available in either a Satin Nickel or Chrome finish, Bergin can be mounted up or down. Lighting fixtures in the line include 2-, 3- and 4-light bath vanities and a 1-light wall sconce. | BATH | Bergin | Wall / Bath Lighting | Chrome | CH | Steel | White Opal Etched Glass | D:3.75" H:5.5" |  |  | 3 Medium A19 75w |  | 3 | No | [14 empty] | 0 | [12 empty] | 145.45 | 290.9 | 436.35 | W:21 1/2'' H:7 5/8'' E:6'' | 6.9 |  |  | 21.5 | 7.625 | Wall / Bath |  |  |  |  | 6 | [25 empty] | DP:1'' W:5'' H:5'' OB UP:5 1/8'' OB DOWN:2 1/2'' Square |  |  |  | 8 |  |  |  | Hardwired | 0 | 1 | 0 | 0 | 0 | 0 | 0 | 0 | 0 | 0 | 0 | 014817564174 | 26.25 | 11.25 | 10 | 7.8 | 1.709 | 175 | Yes | [9 empty] | cETL Damp | 3L BERGIN BTH CHRM | 3 - Light Vanity |  | VS22603CH.jpg | VS22603CH.jpg
VS22603SN | 3 - Light Vanity | The Bergin bath lighting collection by Feiss features modern, cylindrical Clear glass shades which surround White, inner glass shades to create a rich and elegant layering effect delivering a soft glow. The off-set, square backplate provides a sleek design contrast, making this transitional collection appropriate for a wide range of décor. Available in either a Satin Nickel or Chrome finish, Bergin can be mounted up or down. Lighting fixtures in the line include 2-, 3- and 4-light bath vanities and a 1-light wall sconce. | BATH | Bergin | Wall / Bath Lighting | Satin Nickel | SN | Steel | White Opal Etched Glass | D:3.75" H:5.5" |  |  | 3 Medium A19 75w |  | 3 | No | [14 empty] | 0 | [12 empty] | 145.45 | 290.9 | 436.35 | W:21 1/2'' H:7 5/8'' E:6'' | 6.9 |  |  | 21.5 | 7.625 | Wall / Bath |  |  |  |  | 6 | [25 empty] | DP:1'' W:5'' H:5'' OB UP:5 1/8'' OB DOWN:2 1/2'' Square |  |  |  | 8 |  |  |  | Hardwired | 0 | 1 | 0 | 0 | 0 | 0 | 0 | 0 | 0 | 0 | 0 | 014817564167 | 26.25 | 11 | 10 | 7.7 | 1.671 | 175 | Yes | [9 empty] | cETL Damp | 3L BERGIN BTH S.NKL | 3 - Light Vanity |  | VS22603SN.jpg | VS22603SN.jpg
VS22604CH | 4 - Light Vanity | The Bergin bath lighting collection by Feiss features modern, cylindrical Clear glass shades which surround White, inner glass shades to create a rich and elegant layering effect delivering a soft glow. The off-set, square backplate provides a sleek design contrast, making this transitional collection appropriate for a wide range of décor. Available in either a Satin Nickel or Chrome finish, Bergin can be mounted up or down. Lighting fixtures in the line include 2-, 3- and 4-light bath vanities and a 1-light wall sconce. | BATH | Bergin | Wall / Bath Lighting | Chrome | CH | Steel | White Opal Etched Glass | D:3.75" H:5.5" |  |  | 4 Medium A19 75w |  | 4 | No | [14 empty] | 0 | [12 empty] | 186.45 | 372.9 | 559.35 | W:30'' H:7 5/8'' E:6'' | 8 |  |  | 30 | 7.625 | Wall / Bath |  |  |  |  | 6 | [25 empty] | DP:1'' W:5'' H:5'' OB UP:5 1/8'' OB DOWN:2 1/2'' Square |  |  |  | 8 |  |  |  | Hardwired | 0 | 1 | 0 | 0 | 0 | 0 | 0 | 0 | 0 | 0 | 0 | 014817564136 | 32.75 | 11.5 | 10.25 | 9.7 | 2.234 | 175 | Yes | [9 empty] | cETL Damp | 4L BERGIN BTH CHRM | 4 - Light Vanity |  | VS22604CH.jpg | VS22604CH.jpg
VS22604SN | 4 - Light Vanity | The Bergin bath lighting collection by Feiss features modern, cylindrical Clear glass shades which surround White, inner glass shades to create a rich and elegant layering effect delivering a soft glow. The off-set, square backplate provides a sleek design contrast, making this transitional collection appropriate for a wide range of décor. Available in either a Satin Nickel or Chrome finish, Bergin can be mounted up or down. Lighting fixtures in the line include 2-, 3- and 4-light bath vanities and a 1-light wall sconce. | BATH | Bergin | Wall / Bath Lighting | Satin Nickel | SN | Steel | Clear Glass | D:4.375" H:6.5" |  |  | 4 Medium A19 75w |  | 4 | No | [14 empty] | 0 | [12 empty] | 186.45 | 372.9 | 559.35 | W:30'' H:7 5/8'' E:6'' | 8 |  |  | 30 | 7.625 | Wall / Bath |  |  |  |  | 6 | [25 empty] | DP:1'' W:5'' H:5'' OB UP:5 1/8'' OB DOWN:2 1/2'' Square |  |  |  | 8 |  |  |  | Hardwired | 0 | 1 | 0 | 0 | 0 | 0 | 0 | 0 | 0 | 0 | 0 | 014817564129 | 32.75 | 11.5 | 10.25 | 9.7 | 2.234 | 175 | Yes | [9 empty] | cETL Damp | 4L BERGIN BTH S.NKL | 4 - Light Vanity |  | VS22604SN.jpg | VS22604SN.jpg
VS22701CH-L1 | 1 - Light Wall Sconce | The glamorous Kalli bath lighting collection by Feiss emits soft light sparkling through thick, multi-faceted, clear pressed votive crystal glass shades which rest on softly flourishing arms. The elegant and feminine aesthetic is grounded with a tailored backplate to add an extra design detail, ensuring the transitional approach complements a wide array of décor. Lighting fixtures in the Kalli line include 2- and 3-light bath vanities and a 1-light wall sconce, all offered in either a Satin Nickel or Chrome finish. All products ship with G9 halogen lamps included, however, the "-L1" products include G9 LED lamps that shine at a CCT of 3000K. | WALL SCONCE | Kalli | Wall / Bath Lighting | Chrome | CH | Steel | Undefined Glass | D:4.375" H:4.625" |  |  | 1 G9 T4 5w |  | 1 | Yes | 450 | 3000 | 90 | [5 empty] | 10 | 100 |  |  |  | 25000 | 0 | [12 empty] | 57.95 | 115.9 | 173.85 | W:5'' H:6 1/8'' E:6 1/2'' | 1.6 |  |  | 5 | 6.125 | Universal Mounting Plate |  |  |  |  | 6.5 | [25 empty] | DP:3/4'' W:5'' H:5'' OB UP:3 5/8'' OB DOWN:2 1/2'' Square |  |  |  | 8 |  |  |  | Hardwired | 0 | 0 | 0 | 0 | 0 | 0 | 0 | 0 | 0 | 0 | 0 | 014817582635 | 10.25 | 9.75 | 8.5 | 4.5 | 0.492 | 100 | Yes | [9 empty] | cETL Damp | 1L KALLI SCNC CHRM | 1 - Light Wall Sconce |  | VS22701CH-L1.jpg | VS22701CHL1.jpg
VS22701SN-L1 | 1 - Light Wall Sconce | The glamorous Kalli bath lighting collection by Feiss emits soft light sparkling through thick, multi-faceted, clear pressed votive crystal glass shades which rest on softly flourishing arms. The elegant and feminine aesthetic is grounded with a tailored backplate to add an extra design detail, ensuring the transitional approach complements a wide array of décor. Lighting fixtures in the Kalli line include 2- and 3-light bath vanities and a 1-light wall sconce, all offered in either a Satin Nickel or Chrome finish. All products ship with G9 halogen lamps included, however, the "-L1" products include G9 LED lamps that shine at a CCT of 3000K. | WALL SCONCE | Kalli | Wall / Bath Lighting | Satin Nickel | SN | Steel | Undefined Glass | D:4.375" H:4.625" |  |  | 1 G9 T4 5w |  | 1 | Yes | 450 | 3000 | 90 | [5 empty] | 10 | 100 |  |  |  | 25000 | 0 | [12 empty] | 57.95 | 115.9 | 173.85 | W:5'' H:6 1/8'' E:6 1/2'' | 1.6 |  |  | 5 | 6.125 | Universal Mounting Plate |  |  |  |  | 6.5 | [25 empty] | DP:3/4'' W:5'' H:5'' OB UP:3 5/8'' OB DOWN:2 1/2'' Square |  |  |  | 8 |  |  |  | Hardwired | 0 | 0 | 0 | 0 | 0 | 0 | 0 | 0 | 0 | 0 | 0 | 014817582642 | 10.25 | 10 | 8.5 | 4.5 | 0.504 | 100 | Yes | [9 empty] | cETL Damp | 1L KALLI SCNC S.NKL | 1 - Light Wall Sconce |  | VS22701SN-L1.jpg | VS22701SNL1.jpg
VS22702CH-L1 | 2 - Light Vanity | The glamorous Kalli bath lighting collection by Feiss emits soft light sparkling through thick, multi-faceted, clear pressed votive crystal glass shades which rest on softly flourishing arms. The elegant and feminine aesthetic is grounded with a tailored backplate to add an extra design detail, ensuring the transitional approach complements a wide array of décor. Lighting fixtures in the Kalli line include 2- and 3-light bath vanities and a 1-light wall sconce, all offered in either a Satin Nickel or Chrome finish. All products ship with G9 halogen lamps included, however, the "-L1" products include G9 LED lamps that shine at a CCT of 3000K. | BATH | Kalli | Wall / Bath Lighting | Chrome | CH | Steel | Undefined Glass | D:4.375" H:4.625" |  |  | 2 G9 T4 5w |  | 2 | Yes | 900 | 3000 | 90 | [5 empty] | 10 | 100 |  |  |  | 25000 | 0 | [12 empty] | 115.95 | 231.9 | 347.85 | W:13'' H:6 3/8'' E:6 1/2'' | 5.2 |  |  | 13 | 6.375 | Universal Mounting Plate |  |  |  |  | 6.5 | [25 empty] | DP:3/4'' W:5'' H:5'' OB UP:3 7/8'' OB DOWN:2 1/2'' Square |  |  |  | 8 |  |  |  | Hardwired | 0 | 0 | 0 | 0 | 0 | 0 | 0 | 0 | 0 | 0 | 0 | 014817582659 | 13.5 | 8.75 | 12.25 | 8 | 0.837 | 100 | Yes | [9 empty] | cETL Damp | 2L KALLI BATH CHRM | 2 - Light Vanity |  | VS22702CH-L1.jpg | VS22702CHL1.jpg
VS22702SN-L1 | 2 - Light Vanity | The glamorous Kalli bath lighting collection by Feiss emits soft light sparkling through thick, multi-faceted, clear pressed votive crystal glass shades which rest on softly flourishing arms. The elegant and feminine aesthetic is grounded with a tailored backplate to add an extra design detail, ensuring the transitional approach complements a wide array of décor. Lighting fixtures in the Kalli line include 2- and 3-light bath vanities and a 1-light wall sconce, all offered in either a Satin Nickel or Chrome finish. All products ship with G9 halogen lamps included, however, the "-L1" products include G9 LED lamps that shine at a CCT of 3000K. | BATH | Kalli | Wall / Bath Lighting | Satin Nickel | SN | Steel | Undefined Glass | D:4.375" H:4.625" |  |  | 2 G9 T4 5w |  | 2 | Yes | 900 | 3000 | 90 | [5 empty] | 10 | 100 |  |  |  | 25000 | 0 | [12 empty] | 115.95 | 231.9 | 347.85 | W:13'' H:6 3/8'' E:6 1/2'' | 5.2 |  |  | 13 | 6.375 | Universal Mounting Plate |  |  |  |  | 6.5 | [25 empty] | DP:3/4'' W:5'' H:5'' OB UP:3 7/8'' OB DOWN:2 1/2'' Square |  |  |  | 8 |  |  |  | Hardwired | 0 | 0 | 0 | 0 | 0 | 0 | 0 | 0 | 0 | 0 | 0 | 014817582666 | 13.5 | 12.25 | 8.75 | 7.9 | 0.837 | 100 | Yes | [9 empty] | cETL Damp | 2L KALLI BATH S.NKL | 2 - Light Vanity |  | VS22702SN-L1.jpg | VS22702SNL1.jpg
VS22703CH-L1 | 3 - Light Vanity | The glamorous Kalli bath lighting collection by Feiss emits soft light sparkling through thick, multi-faceted, clear pressed votive crystal glass shades which rest on softly flourishing arms. The elegant and feminine aesthetic is grounded with a tailored backplate to add an extra design detail, ensuring the transitional approach complements a wide array of décor. Lighting fixtures in the Kalli line include 2- and 3-light bath vanities and a 1-light wall sconce, all offered in either a Satin Nickel or Chrome finish. All products ship with G9 halogen lamps included, however, the "-L1" products include G9 LED lamps that shine at a CCT of 3000K. | BATH | Kalli | Wall / Bath Lighting | Chrome | CH | Steel | Undefined Glass | D:4.375" H:4.625" |  |  | 3 G9 T4 5w |  | 3 | Yes | 1350 | 3000 | 90 | [5 empty] | 10 | 100 |  |  |  | 25000 | 0 | [12 empty] | 174.45 | 348.9 | 523.35 | W:20'' H:6 3/8'' E:6 3/4'' | 8.4 |  |  | 20 | 6.375 | Universal Mounting Plate |  |  |  |  | 6.75 | [25 empty] | DP:3/4'' W:5'' H:5'' OB UP:3 7/8'' OB DOWN:2 1/2'' Square |  |  |  | 8 |  |  |  | Hardwired | 0 | 0 | 0 | 0 | 0 | 0 | 0 | 0 | 0 | 0 | 0 | 014817582673 | 21.5 | 12.5 | 8.75 | 11.4 | 1.361 | 100 | Yes | [9 empty] | cETL Damp | 3L KALLI BATH CHRM | 3 - Light Vanity |  | VS22703CH-L1.jpg | VS22703CHL1.jpg
VS22703SN-L1 | 3 - Light Vanity | The glamorous Kalli bath lighting collection by Feiss emits soft light sparkling through thick, multi-faceted, clear pressed votive crystal glass shades which rest on softly flourishing arms. The elegant and feminine aesthetic is grounded with a tailored backplate to add an extra design detail, ensuring the transitional approach complements a wide array of décor. Lighting fixtures in the Kalli line include 2- and 3-light bath vanities and a 1-light wall sconce, all offered in either a Satin Nickel or Chrome finish. All products ship with G9 halogen lamps included, however, the "-L1" products include G9 LED lamps that shine at a CCT of 3000K. | BATH | Kalli | Wall / Bath Lighting | Satin Nickel | SN | Steel | Undefined Glass | D:4.375" H:4.625" |  |  | 3 G9 T4 5w |  | 3 | Yes | 1350 | 3000 | 90 | [5 empty] | 10 | 100 |  |  |  | 25000 | 0 | [12 empty] | 174.45 | 348.9 | 523.35 | W:20'' H:6 3/8'' E:6 3/4'' | 8.4 |  |  | 20 | 6.375 | Universal Mounting Plate |  |  |  |  | 6.75 | [25 empty] | DP:3/4'' W:5'' H:5'' OB UP:3 7/8'' OB DOWN:2 1/2'' Square |  |  |  | 8 |  |  |  | Hardwired | 0 | 0 | 0 | 0 | 0 | 0 | 0 | 0 | 0 | 0 | 0 | 014817582680 | 21.75 | 12.25 | 8.75 | 11.3 | 1.349 | 100 | Yes | [9 empty] | cETL Damp | 3L KALLI BATH S.NKL | 3 - Light Vanity |  | VS22703SN-L1.jpg | VS22703SNL1.jpg
VS22801CH | 1 - Light Wall Sconce | Influenced by classic American Prairie School architecture of the early 20th Century, the transitional Putnam lighting collection by Feiss has gently arched, 4-sided White Opal Etched glass shades finished with a tailored square cap detail. The backplate is stepped with a recessed detail to reinforce the architectural and masculine nature of this updated classic. Lighting fixtures in the Putnam line include 2- and 3-light bath vanities and a 1-light wall sconce, all offered in either a Satin Nickel or Chrome finish. Can be mounted up or down. | BATH | Putnam | Wall / Bath Lighting | Chrome | CH | Steel | White Opal Etched Glass | L:5" W:5" H:4.75" | L:5" W:5" |  | 1 Medium A19 75w |  | 1 | No | [14 empty] | 0 | [12 empty] | 49.45 | 98.9 | 148.35 | W:5'' H:9 1/8'' E:6'' | 3 |  |  | 5 | 9.125 | Wall / Bath |  |  |  |  | 6 | [25 empty] | DP:7/8'' W:5'' H:5'' OB UP:6 5/8'' OB DOWN:2 1/2'' Square |  |  |  | 8 |  |  |  | Hardwired | 0 | 1 | 0 | 0 | 0 | 0 | 0 | 0 | 0 | 0 | 0 | 014817564099 | 14 | 9.25 | 8.5 | 3.7 | 0.637 | 175 | Yes | [9 empty] | cETL Damp | 1L SCONCE CHRM | 1 - Light Wall Sconce |  | VS22801CH.jpg | VS22801CH.jpg
VS22801SN | 1 - Light Wall Sconce | Influenced by classic American Prairie School architecture of the early 20th Century, the transitional Putnam lighting collection by Feiss has gently arched, 4-sided White Opal Etched glass shades finished with a tailored square cap detail. The backplate is stepped with a recessed detail to reinforce the architectural and masculine nature of this updated classic. Lighting fixtures in the Putnam line include 2- and 3-light bath vanities and a 1-light wall sconce, all offered in either a Satin Nickel or Chrome finish. Can be mounted up or down. | BATH | Putnam | Wall / Bath Lighting | Satin Nickel | SN | Steel | White Opal Etched Glass | L:5" W:5" H:4.75" | L:5" W:5" |  | 1 Medium A19 75w |  | 1 | No | [14 empty] | 0 | [12 empty] | 49.45 | 98.9 | 148.35 | W:5'' H:9 1/8'' E:6'' | 3 |  |  | 5 | 9.125 | Wall / Bath |  |  |  |  | 6 | [25 empty] | DP:7/8'' W:5'' H:5'' OB UP:6 5/8'' OB DOWN:2 1/2'' Square |  |  |  | 8 |  |  |  | Hardwired | 0 | 1 | 0 | 0 | 0 | 0 | 0 | 0 | 0 | 0 | 0 | 014817564068 | 14 | 9.25 | 8.5 | 3.7 | 0.637 | 175 | Yes | [9 empty] | cETL Damp | 1L SCONCE S.NKL | 1 - Light Wall Sconce |  | VS22801SN.jpg | VS22801SN.jpg
VS22802CH | 2 - Light Vanity | Influenced by classic American Prairie School architecture of the early 20th Century, the transitional Putnam lighting collection by Feiss has gently arched, 4-sided White Opal Etched glass shades finished with a tailored square cap detail. The backplate is stepped with a recessed detail to reinforce the architectural and masculine nature of this updated classic. Lighting fixtures in the Putnam line include 2- and 3-light bath vanities and a 1-light wall sconce, all offered in either a Satin Nickel or Chrome finish. Can be mounted up or down. | BATH | Putnam | Wall / Bath Lighting | Chrome | CH | Cast Zinc | White Opal Etched Glass | L:5" W:5" H:4.75" | L:5" W:5" |  | 2 Medium A19 75w |  | 2 | No | [14 empty] | 0 | [12 empty] | 86.95 | 173.9 | 260.85 | W:13'' H:9 1/8'' E:6'' | 4.9 |  |  | 13 | 9.125 | Wall / Bath |  |  |  |  | 6 | [25 empty] | DP:7/8'' W:5'' H:5'' OB UP:6 5/8'' OB DOWN:2 1/2'' Square |  |  |  | 8 |  |  |  | Hardwired | 0 | 1 | 0 | 0 | 0 | 0 | 0 | 0 | 0 | 0 | 0 | 014817564105 | 14.5 | 14 | 8 | 5.9 | 0.94 | 125 | Yes | [9 empty] | cETL Damp | 2L VANITY CHRM | 2 - Light Vanity |  | VS22802CH.jpg | VS22802CH.jpg
VS22802SN | 2 - Light Vanity | Influenced by classic American Prairie School architecture of the early 20th Century, the transitional Putnam lighting collection by Feiss has gently arched, 4-sided White Opal Etched glass shades finished with a tailored square cap detail. The backplate is stepped with a recessed detail to reinforce the architectural and masculine nature of this updated classic. Lighting fixtures in the Putnam line include 2- and 3-light bath vanities and a 1-light wall sconce, all offered in either a Satin Nickel or Chrome finish. Can be mounted up or down. | BATH | Putnam | Wall / Bath Lighting | Satin Nickel | SN | Steel | White Opal Etched Glass | L:5" W:5" H:4.75" | L:5" W:5" |  | 2 Medium A19 75w |  | 2 | No | [14 empty] | 0 | [12 empty] | 86.95 | 173.9 | 260.85 | W:13'' H:9 1/8'' E:6'' | 4.9 |  |  | 13 | 9.125 | Wall / Bath |  |  |  |  | 6 | [25 empty] | DP:7/8'' W:5'' H:5'' OB UP:6 5/8'' OB DOWN:2 1/2'' Square |  |  |  | 8 |  |  |  | Hardwired | 0 | 1 | 0 | 0 | 0 | 0 | 0 | 0 | 0 | 0 | 0 | 014817564075 | 14.5 | 8 | 14.25 | 5.8 | 0.957 | 125 | Yes | [9 empty] | cETL Damp | 2L VANITY S.NKL | 2 - Light Vanity |  | VS22802SN.jpg | VS22802SN.jpg
VS22803CH | 3 - Light Vanity | Influenced by classic American Prairie School architecture of the early 20th Century, the transitional Putnam lighting collection by Feiss has gently arched, 4-sided White Opal Etched glass shades finished with a tailored square cap detail. The backplate is stepped with a recessed detail to reinforce the architectural and masculine nature of this updated classic. Lighting fixtures in the Putnam line include 2- and 3-light bath vanities and a 1-light wall sconce, all offered in either a Satin Nickel or Chrome finish. Can be mounted up or down. | BATH | Putnam | Wall / Bath Lighting | Chrome | CH | Steel | White Opal Etched Glass | L:5" W:5" H:4.75" | L:5" W:5" |  | 3 Medium A19 75w |  | 3 | No | [14 empty] | 0 | [12 empty] | 121.95 | 243.9 | 365.85 | W:21'' H:9 1/8'' E:6'' | 7 |  |  | 21 | 9.125 | Wall / Bath |  |  |  |  | 6 | [25 empty] | DP:7/8'' W:5'' H:5'' OB UP:6 5/8'' OB DOWN:2 1/2'' Square |  |  |  | 8 |  |  |  | Hardwired | 0 | 1 | 0 | 0 | 0 | 0 | 0 | 0 | 0 | 0 | 0 | 014817564112 | 22 | 14 | 8 | 8.3 | 1.426 | 175 | Yes | [9 empty] | cETL Damp | 3L VANITY CHRM | 3 - Light Vanity |  | VS22803CH.jpg | VS22803CH.jpg
VS22803SN | 3 - Light Vanity | Influenced by classic American Prairie School architecture of the early 20th Century, the transitional Putnam lighting collection by Feiss has gently arched, 4-sided White Opal Etched glass shades finished with a tailored square cap detail. The backplate is stepped with a recessed detail to reinforce the architectural and masculine nature of this updated classic. Lighting fixtures in the Putnam line include 2- and 3-light bath vanities and a 1-light wall sconce, all offered in either a Satin Nickel or Chrome finish. Can be mounted up or down. | BATH | Putnam | Wall / Bath Lighting | Satin Nickel | SN | Cast Zinc | White Opal Etched Glass | L:5" W:5" H:4.75" | L:5" W:5" |  | 3 Medium A19 75w |  | 3 | No | [14 empty] | 0 | [12 empty] | 121.95 | 243.9 | 365.85 | W:21'' H:9 1/8'' E:6'' | 7 |  |  | 21 | 9.125 | Wall / Bath |  |  |  |  | 6 | [25 empty] | DP:7/8'' W:5'' H:5'' OB UP:6 5/8'' OB DOWN:2 1/2'' Square |  |  |  | 8 |  |  |  | Hardwired | 0 | 1 | 0 | 0 | 0 | 0 | 0 | 0 | 0 | 0 | 0 | 014817564082 | 21.75 | 7.25 | 13.5 | 8.2 | 1.232 | 125 | Yes | [9 empty] | cETL Damp | 3L VANITY S.NKL | 3 - Light Vanity |  | VS22803SN.jpg | VS22803SN.jpg
VS23301SN/CH | 1 - Light Wall Sconce | The Prospect Park lighting collection by Feiss takes a traditional profile and modernizes it with updated design elements to create a period uptown vibe. It features a rich, two-tone finish of Satin Nickel with Chrome accents to highlight the details of the silhouette, and each cylindrical Opal Etched glass shade boasts metal bands at the top and bottom to add a bit of formality. Unexpected pressed crystal on each stem elevates the tailored look with a bit of glamour. The Prospect Park collection includes 5-and 9-light chandeliers, a 3-light island chandelier, a 4-light pendant, a 2-light semi-flush mount, a 1-light mini pendant, a 1-light wall sconce and 2- and 3-light bath vanities. | WALL SCONCE | Prospect Park | Wall / Bath Lighting | Satin Nickel / Chrome | SN/CH | Steel | White Opal Etched Glass | D:5" H:5.75" |  |  | 1 Medium A19 75w |  | 1 | No | [14 empty] | 0 | [12 empty] | 61.45 | 122.9 | 184.35 | W:5'' H:9 3/4'' E:6 1/2'' | 3 |  |  | 5 | 9.75 | Wall / Bath |  |  |  |  | 6.5 | [25 empty] | DP:3/4'' W:5'' H:5'' OB UP:7 1/4'' Square |  |  |  | 8 |  |  |  | Hardwired | 0 | 0 | 0 | 0 | 0 | 0 | 0 | 0 | 0 | 0 | 0 | 014817565317 | 13.5 | 9.5 | 8.25 | 3.8 | 0.612 | 125 | Yes | [9 empty] | cETL Damp | PRSPCT PRK 1L SCNC S.NKL CHRM | 1 - Light Wall Sconce |  | VS23301SNCH.jpg | VS23301SNCH.jpg
VS23302SN/CH | 2 - Light Vanity | The Prospect Park lighting collection by Feiss takes a traditional profile and modernizes it with updated design elements to create a period uptown vibe. It features a rich, two-tone finish of Satin Nickel with Chrome accents to highlight the details of the silhouette, and each cylindrical Opal Etched glass shade boasts metal bands at the top and bottom to add a bit of formality. Unexpected pressed crystal on each stem elevates the tailored look with a bit of glamour. The Prospect Park collection includes 5-and 9-light chandeliers, a 3-light island chandelier, a 4-light pendant, a 2-light semi-flush mount, a 1-light mini pendant, a 1-light wall sconce and 2- and 3-light bath vanities. | BATH | Prospect Park | Wall / Bath Lighting | Satin Nickel / Chrome | SN/CH | Steel | White Opal Etched Glass | D:5" H:5.75" |  |  | 2 Medium A19 75w |  | 2 | No | [14 empty] | 0 | [12 empty] | 98.95 | 197.9 | 296.85 | W:14'' H:9 3/4'' E:6 1/2'' | 5.7 |  |  | 14 | 9.75 | Wall / Bath |  |  |  |  | 6.5 | [25 empty] | DP:3/4'' W:5'' H:5'' OB UP:7 1/4'' Square |  |  |  | 8 |  |  |  | Hardwired | 0 | 0 | 0 | 0 | 0 | 0 | 0 | 0 | 0 | 0 | 0 | 014817565140 | 14.25 | 8 | 16.5 | 6.2 | 1.089 | 175 | Yes | [9 empty] | cETL Damp | PRSPCT PRK 2L BTH S.NKL CHRM | 2 - Light Vanity |  | VS23302SNCH.jpg | VS23302SNCH.jpg
VS23303SN/CH | 3 - Light Vanity | The Prospect Park lighting collection by Feiss takes a traditional profile and modernizes it with updated design elements to create a period uptown vibe. It features a rich, two-tone finish of Satin Nickel with Chrome accents to highlight the details of the silhouette, and each cylindrical Opal Etched glass shade boasts metal bands at the top and bottom to add a bit of formality. Unexpected pressed crystal on each stem elevates the tailored look with a bit of glamour. The Prospect Park collection includes 5-and 9-light chandeliers, a 3-light island chandelier, a 4-light pendant, a 2-light semi-flush mount, a 1-light mini pendant, a 1-light wall sconce and 2- and 3-light bath vanities. | BATH | Prospect Park | Wall / Bath Lighting | Satin Nickel / Chrome | SN/CH | Steel | White Opal Etched Glass | D:5" H:5.75" |  |  | 3 Medium A19 75w |  | 3 | No | [14 empty] | 0 | [12 empty] | 133.45 | 266.9 | 400.35 | W:23'' H:9 3/4'' E:6 1/2'' | 7.5 |  |  | 23 | 9.75 | Wall / Bath |  |  |  |  | 6.5 | [25 empty] | DP:3/4'' W:5'' H:5'' OB UP:7 1/4'' Square |  |  |  | 8 |  |  |  | Hardwired | 0 | 0 | 0 | 0 | 0 | 0 | 0 | 0 | 0 | 0 | 0 | 014817565157 | 23.5 | 7.75 | 15.5 | 8.6 | 1.634 | 175 | Yes | [9 empty] | cETL Damp | PRSPCT PRK 3L BTH S.NKL CHRM | 3 - Light Vanity |  | VS23303SNCH.jpg | VS23303SNCH.jpg
VS23401ANBZ | 1 - Light Wall Sconce | The Hooper lighting collection by Feiss features exposed lamping and metal shades, pulling inspiration from vintage lighting fixtures from the Industrial Revolution. Two distinct aesthetics can be achieved by choosing either a more modern Chrome or more rustic Antique Bronze finish. A raised “X” detail on the backplate adds character and visual appeal. Selecting Edison-style filament bulbs (sold separately) will ensure a truly authentic look. Hooper is available in multiple sizes to fit any bathroom space, including a 1-light wall sconce, a 2-light vanity and a 3-light vanity, as well as a 1-light flushmount option in both finishes. In addition to bathrooms, Hooper would be an awesome lighting option to bring an old-school pharmacy feel and schoolhouse electric vibe to any space. | WALL SCONCE | Hooper | Wall / Bath Lighting | Antique Bronze | ANBZ | Steel |  |  |  |  | 1 Medium A19 75w |  | 1 | No | [14 empty] | 0 | [12 empty] | 57.95 | 115.9 | 173.85 | W:9'' H:8 1/4'' E:10'' | 2.86 |  |  | 9 | 8.25 | Wall / Bath |  |  |  |  | 10 | [25 empty] | D:5 1/2'' DP:1'' OB DOWN:2 3/4'' Round |  |  |  | 8 |  |  |  | Hardwired | 0 | 0 | 0 | 0 | 0 | 0 | 0 | 0 | 0 | 0 | 0 | 014817570274 | 11.5 | 11.25 | 10.5 | 3.6 | 0.786 | 175 | Yes | [9 empty] | cETL Damp | 1L WALL SCONCE | 1 - Light Wall Sconce |  | VS23401ANBZ.jpg | VS23401ANBZ.jpg
VS23401CH | 1 - Light Wall Sconce | The Hooper lighting collection by Feiss features exposed lamping and metal shades, pulling inspiration from vintage lighting fixtures from the Industrial Revolution. Two distinct aesthetics can be achieved by choosing either a more modern Chrome or more rustic Antique Bronze finish. A raised “X” detail on the backplate adds character and visual appeal. Selecting Edison-style filament bulbs (sold separately) will ensure a truly authentic look. Hooper is available in multiple sizes to fit any bathroom space, including a 1-light wall sconce, a 2-light vanity and a 3-light vanity, as well as a 1-light flushmount option in both finishes. In addition to bathrooms, Hooper would be an awesome lighting option to bring an old-school pharmacy feel and schoolhouse electric vibe to any space. | WALL SCONCE | Hooper | Wall / Bath Lighting | Chrome | CH | Steel |  |  |  |  | 1 Medium A19 75w |  | 1 | No | [14 empty] | 0 | [12 empty] | 57.95 | 115.9 | 173.85 | W:9'' H:8 1/4'' E:10'' | 2.86 |  |  | 9 | 8.25 | Wall / Bath |  |  |  | 8.25 - 11.25 | 10 | [25 empty] | D:5 1/2'' DP:1'' OB DOWN:2 3/4'' Round |  |  |  | 8 |  |  |  | Hardwired | 0 | 0 | 0 | 0 | 0 | 0 | 0 | 0 | 0 | 0 | 0 | 014817570267 | 11.5 | 11.25 | 10.5 | 3.6 | 0.786 | 175 | Yes | [9 empty] | cETL Damp | 1L WALL SCONCE | 1 - Light Wall Sconce |  | VS23401CH.jpg | VS23401CH.jpg
VS23402ANBZ | 2 - Light Vanity | The Hooper lighting collection by Feiss features exposed lamping and metal shades, pulling inspiration from vintage lighting fixtures from the Industrial Revolution. Two distinct aesthetics can be achieved by choosing either a more modern Chrome or more rustic Antique Bronze finish. A raised “X” detail on the backplate adds character and visual appeal. Selecting Edison-style filament bulbs (sold separately) will ensure a truly authentic look. Hooper is available in multiple sizes to fit any bathroom space, including a 1-light wall sconce, a 2-light vanity and a 3-light vanity, as well as a 1-light flushmount option in both finishes. In addition to bathrooms, Hooper would be an awesome lighting option to bring an old-school pharmacy feel and schoolhouse electric vibe to any space. | BATH | Hooper | Wall / Bath Lighting | Antique Bronze | ANBZ | Steel |  |  |  |  | 2 Medium A19 75w |  | 2 | No | [14 empty] | 0 | [12 empty] | 86.95 | 173.9 | 260.85 | W:19 3/4'' H:8 1/4'' E:10'' | 4.07 |  |  | 19.75 | 8.25 | Wall / Bath |  |  |  |  | 10 | [25 empty] | D:5 1/2'' DP:1'' OB DOWN:2 3/4'' Round |  |  |  | 8 |  |  |  | Hardwired | 0 | 0 | 0 | 0 | 0 | 0 | 0 | 0 | 0 | 0 | 0 | 014817570298 | 11.5 | 11.25 | 10.5 | 3.6 | 0.786 | 175 | Yes | [9 empty] | cETL Damp | 2L BATH VANITY | 2 - Light Vanity |  | VS23402ANBZ.jpg | VS23402ANBZ.jpg
VS23402CH | 2 - Light Vanity | The Hooper lighting collection by Feiss features exposed lamping and metal shades, pulling inspiration from vintage lighting fixtures from the Industrial Revolution. Two distinct aesthetics can be achieved by choosing either a more modern Chrome or more rustic Antique Bronze finish. A raised “X” detail on the backplate adds character and visual appeal. Selecting Edison-style filament bulbs (sold separately) will ensure a truly authentic look. Hooper is available in multiple sizes to fit any bathroom space, including a 1-light wall sconce, a 2-light vanity and a 3-light vanity, as well as a 1-light flushmount option in both finishes. In addition to bathrooms, Hooper would be an awesome lighting option to bring an old-school pharmacy feel and schoolhouse electric vibe to any space. | BATH | Hooper | Wall / Bath Lighting | Chrome | CH | Steel |  |  |  |  | 2 Medium A19 75w |  | 2 | No | [14 empty] | 0 | [12 empty] | 86.95 | 173.9 | 260.85 | W:19 3/4'' H:8 1/4'' E:10'' | 4.07 |  |  | 19.75 | 8.25 | Wall / Bath |  |  |  | 8.25 - 11.25 | 10 | [25 empty] | D:5 1/2'' DP:1'' OB DOWN:2 3/4'' Round |  |  |  | 8 |  |  |  | Hardwired | 0 | 0 | 0 | 0 | 0 | 0 | 0 | 0 | 0 | 0 | 0 | 014817570281 | 17 | 11.75 | 11.5 | 5.5 | 1.329 | 175 | Yes | [9 empty] | cETL Damp | 2L BATH VANITY | 2 - Light Vanity |  | VS23402CH.jpg | VS23402CH.jpg
VS23403ANBZ | 3 - Light Vanity | The Hooper lighting collection by Feiss features exposed lamping and metal shades, pulling inspiration from vintage lighting fixtures from the Industrial Revolution. Two distinct aesthetics can be achieved by choosing either a more modern Chrome or more rustic Antique Bronze finish. A raised “X” detail on the backplate adds character and visual appeal. Selecting Edison-style filament bulbs (sold separately) will ensure a truly authentic look. Hooper is available in multiple sizes to fit any bathroom space, including a 1-light wall sconce, a 2-light vanity and a 3-light vanity, as well as a 1-light flushmount option in both finishes. In addition to bathrooms, Hooper would be an awesome lighting option to bring an old-school pharmacy feel and schoolhouse electric vibe to any space. | BATH | Hooper | Wall / Bath Lighting | Antique Bronze | ANBZ | Steel |  |  |  |  | 3 Medium A19 75w |  | 3 | No | [14 empty] | 0 | [12 empty] | 115.95 | 231.9 | 347.85 | W:31 1/2'' H:8 1/4'' E:10'' | 5.06 |  |  | 31.5 | 8.25 | Wall / Bath |  |  |  |  | 10 | [25 empty] | D:5 1/2'' DP:1'' OB DOWN:2 3/4'' Round |  |  |  | 8 |  |  |  | Hardwired | 0 | 0 | 0 | 0 | 0 | 0 | 0 | 0 | 0 | 0 | 0 | 014817570311 | 28.75 | 11.25 | 12 | 8.4 | 2.246 | 250 | Yes | [9 empty] | cETL Damp | 3L BATH VANITY | 3 - Light Vanity |  | VS23403ANBZ.jpg | VS23403ANBZ.jpg
VS23403CH | 3 - Light Vanity | The Hooper lighting collection by Feiss features exposed lamping and metal shades, pulling inspiration from vintage lighting fixtures from the Industrial Revolution. Two distinct aesthetics can be achieved by choosing either a more modern Chrome or more rustic Antique Bronze finish. A raised “X” detail on the backplate adds character and visual appeal. Selecting Edison-style filament bulbs (sold separately) will ensure a truly authentic look. Hooper is available in multiple sizes to fit any bathroom space, including a 1-light wall sconce, a 2-light vanity and a 3-light vanity, as well as a 1-light flushmount option in both finishes. In addition to bathrooms, Hooper would be an awesome lighting option to bring an old-school pharmacy feel and schoolhouse electric vibe to any space. | BATH | Hooper | Wall / Bath Lighting | Chrome | CH | Steel |  |  |  |  | 3 Medium A19 75w |  | 3 | No | [14 empty] | 0 | [12 empty] | 115.95 | 231.9 | 347.85 | W:31 1/2'' H:8 1/4'' E:10'' | 5.06 |  |  | 31.5 | 8.25 | Wall / Bath |  |  |  | 8.25 - 11.25 | 10 | [25 empty] | D:5 1/2'' DP:1'' OB DOWN:2 3/4'' Round |  |  |  | 8 |  |  |  | Hardwired | 0 | 0 | 0 | 0 | 0 | 0 | 0 | 0 | 0 | 0 | 0 | 014817570304 | 28.75 | 11.25 | 12 | 8.4 | 2.246 | 250 | Yes | [9 empty] | cETL Damp | 3L BATH VANITY | 3 - Light Vanity |  | VS23403CH.jpg | VS23403CH.jpg
VS23701CH | 1 - Light Wall Sconce | Monterro features beautiful tapered glass shades and exquisite cast details, including a cast backplate, cast ring, and hook hardware that elegantly supports the shades. The Chrome version is available with two glass options; either White Opal Etched glass or Clear Seeded glass, while the Burnished Brass, Satin Nickel finish is available in Clear Seeded glass only. | WALL SCONCE | Monterro | Wall / Bath Lighting | Chrome | CH | Steel | White Opal Etched Glass | W:5" H:6.25" |  |  | 1 Medium A19 75w |  | 1 | No | [14 empty] | 0 | [12 empty] | 40.45 | 80.9 | 121.35 | W:5'' H:10 1/2'' E:6'' | 2.71 |  |  | 5 | 10.5 | Wall / Bath |  |  |  |  | 6 | [25 empty] | W:4 1/2'' H:10'' OB UP:5'' OB DOWN:5 1/2'' Rectangular |  |  |  | 8 |  |  |  |  | 0 | 1 | 0 | 0 | 0 | 0 | 0 | 0 | 0 | 0 | 0 | 014817570427 | 13.5 | 8.25 | 7.25 | 3.7 | 0.467 | 125 | Yes | 6 | 10014817570424 | 22.25 | 17.25 | 15 | 24.4 | 3.332 | Yes |  | cETL Damp | MONTERRO 1L SCONCE CH | 1 - Light Wall Sconce |  | VS23701CH.jpg | VS23701CH.jpg
VS23702CH | 2 - Light Vanity | Monterro features beautiful tapered glass shades and exquisite cast details, including a cast backplate, cast ring, and hook hardware that elegantly supports the shades. The Chrome version is available with two glass options; either White Opal Etched glass or Clear Seeded glass, while the Burnished Brass, Satin Nickel finish is available in Clear Seeded glass only. | BATH | Monterro | Wall / Bath Lighting | Chrome | CH | Steel | White Opal Etched Glass | W:5" H:6.25" |  |  | 2 Medium A19 75w |  | 2 | No | [14 empty] | 0 | [12 empty] | 69.95 | 139.9 | 209.85 | W:13 1/2'' H:9 1/2'' E:7'' | 3.85 |  |  | 13.5 | 9.5 | Wall / Bath |  |  |  |  | 7 | [25 empty] | DP:3/4'' W:5'' H:5'' OB UP:2 1/2'' OB DOWN:7'' Square |  |  |  | 8 |  |  |  |  | 0 | 1 | 0 | 0 | 0 | 0 | 0 | 0 | 0 | 0 | 0 | 014817570434 | 13.25 | 11.5 | 8.25 | 4.4 | 0.727 | 125 | Yes | [9 empty] | cETL Damp | MONTERRO 2L BATH CH | 2 - Light Vanity |  | VS23702CH.jpg | VS23702CH.jpg
VS23703CH | 3 - Light Vanity | Monterro features beautiful tapered glass shades and exquisite cast details, including a cast backplate, cast ring, and hook hardware that elegantly supports the shades. The Chrome version is available with two glass options; either White Opal Etched glass or Clear Seeded glass, while the Burnished Brass, Satin Nickel finish is available in Clear Seeded glass only. | BATH | Monterro | Wall / Bath Lighting | Chrome | CH | Steel | White Opal Etched Glass | W:5" H:6.25" |  |  | 3 Medium A19 75w |  | 3 | No | [14 empty] | 0 | [12 empty] | 115.95 | 231.9 | 347.85 | W:21 3/4'' H:9 1/2'' E:6'' | 4.87 |  |  | 21.75 | 9.5 | Wall / Bath |  |  |  |  | 6 | [25 empty] | DP:3/4'' W:5'' H:5'' OB UP:2 1/2'' OB DOWN:7'' Square |  |  |  | 8 |  |  |  |  | 0 | 1 | 0 | 0 | 0 | 0 | 0 | 0 | 0 | 0 | 0 | 014817570441 | 24 | 11 | 8 | 6.8 | 1.222 | 175 | Yes | [9 empty] | cETL Damp | MONTERRO 3L BATH CH WHITE | 3 - Light Vanity |  | VS23703CH.jpg | VS23703CH.jpg
VS23704CH | 4 - Light Vanity | Monterro features beautiful tapered glass shades and exquisite cast details, including a cast backplate, cast ring, and hook hardware that elegantly supports the shades. The Chrome version is available with two glass options; either White Opal Etched glass or Clear Seeded glass, while the Burnished Brass, Satin Nickel finish is available in Clear Seeded glass only. | BATH | Monterro | Wall / Bath Lighting | Chrome | CH | Steel | White Opal Etched Glass | W:5" H:6.25" |  |  | 4 Medium A19 75w |  | 4 | No | [14 empty] | 0 | [12 empty] | 145.45 | 290.9 | 436.35 | W:30 1/4'' H:9 1/2'' E:7'' | 6.5 |  |  | 30.25 | 9.5 | Wall / Bath |  |  |  |  | 7 | [25 empty] | DP:3/4'' W:5'' H:5'' OB UP:2 1/2'' OB DOWN:7'' Square |  |  |  | 8 |  |  |  |  | 0 | 1 | 0 | 0 | 0 | 0 | 0 | 0 | 0 | 0 | 0 | 014817570458 | 30.25 | 10.75 | 8 | 8.6 | 1.505 | 175 | Yes | [9 empty] | cETL Damp | MONTERRO 4L BATH CH WHITE | 4 - Light Vanity |  | VS23704CH.jpg | VS23704CH.jpg
VS23901CH | 1 - Light Wall Sconce | The Reiser bathroom lighting collection by Feiss adds contemporary flair and makes a beautiful statement in any bathroom. Mindfully-crafted barrel fitters secure the Opal Etched Glass shades in place, while the gooseneck, faucet-inspired hardware completes the design theme. Reiser is available to fit bathrooms both large and small, with options of a 1-light wall sconce, 2-light vanity, 3-light vanity or 4-light vanity. The White Opal Etched glass shades, a choice of either a more modern Chrome or more transitional Satin Nickel finish, and the ability to mount the fixtures either up or down make the Reiser collection the perfect lighting solution to accommodate any bathroom space. | WALL SCONCE | Reiser | Wall / Bath Lighting | Chrome | CH | Steel | White Opal Etched Glass | D:4.75" H:5.25" |  |  | 1 Medium A19 75w |  | 1 | No | [14 empty] | 0 | [12 empty] | 34.45 | 68.9 | 103.35 | W:5 1/2'' H:12'' E:7'' | 2.09 |  |  | 5.5 | 12 | [5 empty] | 7 | [25 empty] | D:5 1/2'' DP:3/4'' OB UP:4 7/8'' OB DOWN:7 1/8'' Round |  |  |  | 8 |  |  |  | Hardwired | 0 | 1 | 0 | 0 | 0 | 0 | 0 | 0 | 0 | 0 | 0 | 014817570502 | 16.25 | 7.5 | 8.5 | 3.3 | 0.6 | 175 | Yes | [9 empty] | cETL Damp | REISER 1L SCONCE CHROME | 1 - Light Wall Sconce |  | VS23901CH.jpg | VS23901CH.jpg
VS23901SN | 1 - Light Wall Sconce | The Reiser bathroom lighting collection by Feiss adds contemporary flair and makes a beautiful statement in any bathroom. Mindfully-crafted barrel fitters secure the Opal Etched Glass shades in place, while the gooseneck, faucet-inspired hardware completes the design theme. Reiser is available to fit bathrooms both large and small, with options of a 1-light wall sconce, 2-light vanity, 3-light vanity or 4-light vanity. The White Opal Etched glass shades, a choice of either a more modern Chrome or more transitional Satin Nickel finish, and the ability to mount the fixtures either up or down make the Reiser collection the perfect lighting solution to accommodate any bathroom space. | WALL SCONCE | Reiser | Wall / Bath Lighting | Satin Nickel | SN | Steel | White Opal Etched Glass | D:4.75" H:5.25" |  |  | 1 Medium A19 75w |  | 1 | No | [14 empty] | 0 | [12 empty] | 34.45 | 68.9 | 103.35 | W:5 1/2'' H:12'' E:7'' | 2.09 |  |  | 5.5 | 12 | [5 empty] | 7 | [25 empty] | D:5 1/2'' DP:3/4'' OB UP:4 7/8'' OB DOWN:7 1/8'' Round |  |  |  | 8 |  |  |  | Hardwired | 0 | 1 | 0 | 0 | 0 | 0 | 0 | 0 | 0 | 0 | 0 | 014817570496 | 16.25 | 7.5 | 8.5 | 3.3 | 0.6 | 175 | Yes | [9 empty] | cETL Damp | REISER 1L SCONCE STN NKL | 1 - Light Wall Sconce |  | VS23901SN.jpg | VS23901SN.jpg
VS23902CH | 2 - Light Vanity | The Reiser bathroom lighting collection by Feiss adds contemporary flair and makes a beautiful statement in any bathroom. Mindfully-crafted barrel fitters secure the Opal Etched Glass shades in place, while the gooseneck, faucet-inspired hardware completes the design theme. Reiser is available to fit bathrooms both large and small, with options of a 1-light wall sconce, 2-light vanity, 3-light vanity or 4-light vanity. The White Opal Etched glass shades, a choice of either a more modern Chrome or more transitional Satin Nickel finish, and the ability to mount the fixtures either up or down make the Reiser collection the perfect lighting solution to accommodate any bathroom space. | BATH | Reiser | Wall / Bath Lighting | Chrome | CH | Steel | White Opal Etched Glass | D:4.75" H:5.25" |  |  | 2 Medium A19 75w |  | 2 | No | [14 empty] | 0 | [12 empty] | 69.95 | 139.9 | 209.85 | W:14'' H:12'' E:7'' | 3.39 |  |  | 14 | 12 | [5 empty] | 7 | [25 empty] | D:5 1/2'' DP:3/4'' OB UP:4 7/8'' OB DOWN:7 1/8'' Round |  |  |  | 8 |  |  |  | Hardwired | 0 | 1 | 0 | 0 | 0 | 0 | 0 | 0 | 0 | 0 | 0 | 014817570526 | 20.5 | 11 | 9.75 | 5.6 | 1.272 | 175 | Yes | [9 empty] | cETL Damp | REISER 2L BATH CHROME | 2 - Light Vanity |  | VS23902CH.jpg | VS23902CH.jpg
VS23902SN | 2 - Light Vanity | The Reiser bathroom lighting collection by Feiss adds contemporary flair and makes a beautiful statement in any bathroom. Mindfully-crafted barrel fitters secure the Opal Etched Glass shades in place, while the gooseneck, faucet-inspired hardware completes the design theme. Reiser is available to fit bathrooms both large and small, with options of a 1-light wall sconce, 2-light vanity, 3-light vanity or 4-light vanity. The White Opal Etched glass shades, a choice of either a more modern Chrome or more transitional Satin Nickel finish, and the ability to mount the fixtures either up or down make the Reiser collection the perfect lighting solution to accommodate any bathroom space. | BATH | Reiser | Wall / Bath Lighting | Satin Nickel | SN | Steel | White Opal Etched Glass | D:4.75" H:5.25" |  |  | 2 Medium A19 75w |  | 2 | No | [14 empty] | 0 | [12 empty] | 69.95 | 139.9 | 209.85 | W:14'' H:12'' E:7'' | 3.39 |  |  | 14 | 12 | [5 empty] | 7 | [25 empty] | D:4 7/8'' DP:3/4'' OB UP:7 1/8'' OB DOWN:6'' Round |  |  |  | 8 |  |  |  | Hardwired | 0 | 1 | 0 | 0 | 0 | 0 | 0 | 0 | 0 | 0 | 0 | 014817570519 | 20.5 | 11 | 9.75 | 5.6 | 1.272 | 175 | Yes | [9 empty] | cETL Damp | REISER 2L BATH STN NKL | 2 - Light Vanity |  | VS23902SN.jpg | VS23902SN.jpg
VS23903CH | 3 - Light Vanity | The Reiser bathroom lighting collection by Feiss adds contemporary flair and makes a beautiful statement in any bathroom. Mindfully-crafted barrel fitters secure the Opal Etched Glass shades in place, while the gooseneck, faucet-inspired hardware completes the design theme. Reiser is available to fit bathrooms both large and small, with options of a 1-light wall sconce, 2-light vanity, 3-light vanity or 4-light vanity. The White Opal Etched glass shades, a choice of either a more modern Chrome or more transitional Satin Nickel finish, and the ability to mount the fixtures either up or down make the Reiser collection the perfect lighting solution to accommodate any bathroom space. | BATH | Reiser | Wall / Bath Lighting | Chrome | CH | Steel | White Opal Etched Glass | D:4.75" H:5.25" |  |  | 3 Medium A19 75w |  | 3 | No | [14 empty] | 0 | [12 empty] | 81.45 | 162.9 | 244.35 | W:20 3/4'' H:12'' E:7'' | 4.64 |  |  | 20.75 | 12 | [5 empty] | 7 | [25 empty] | D:5 1/2'' DP:3/4'' OB UP:4 7/8'' OB DOWN:7 1/8'' Round |  |  |  | 8 |  |  |  | Hardwired | 0 | 1 | 0 | 0 | 0 | 0 | 0 | 0 | 0 | 0 | 0 | 014817570489 | 27 | 11 | 9.75 | 8 | 1.676 | 175 | Yes | [9 empty] | cETL Damp | REISER 3L BATH CHROME | 3 - Light Vanity |  | VS23903CH.jpg | VS23903CH.jpg
VS23903SN | 3 - Light Vanity | The Reiser bathroom lighting collection by Feiss adds contemporary flair and makes a beautiful statement in any bathroom. Mindfully-crafted barrel fitters secure the Opal Etched Glass shades in place, while the gooseneck, faucet-inspired hardware completes the design theme. Reiser is available to fit bathrooms both large and small, with options of a 1-light wall sconce, 2-light vanity, 3-light vanity or 4-light vanity. The White Opal Etched glass shades, a choice of either a more modern Chrome or more transitional Satin Nickel finish, and the ability to mount the fixtures either up or down make the Reiser collection the perfect lighting solution to accommodate any bathroom space. | BATH | Reiser | Wall / Bath Lighting | Satin Nickel | SN | Steel | White Opal Etched Glass | D:4.75" H:5.25" |  |  | 3 Medium A19 75w |  | 3 | No | [14 empty] | 0 | [12 empty] | 81.45 | 162.9 | 244.35 | W:20 3/4'' H:12'' E:7'' | 4.64 |  |  | 20.75 | 12 | [5 empty] | 7 | [25 empty] | D:5 1/2'' DP:3/4'' OB UP:4 7/8'' OB DOWN:7 1/8'' Round |  |  |  | 8 |  |  |  | Hardwired | 0 | 1 | 0 | 0 | 0 | 0 | 0 | 0 | 0 | 0 | 0 | 014817570472 | 27 | 11 | 9.75 | 8 | 1.676 | 175 | Yes | [9 empty] | cETL Damp | REISER 3L BATH STN NKL | 3 - Light Vanity |  | VS23903SN.jpg | VS23903SN.jpg
VS23904CH | 4 - Light Vanity | The Reiser bathroom lighting collection by Feiss adds contemporary flair and makes a beautiful statement in any bathroom. Mindfully-crafted barrel fitters secure the Opal Etched Glass shades in place, while the gooseneck, faucet-inspired hardware completes the design theme. Reiser is available to fit bathrooms both large and small, with options of a 1-light wall sconce, 2-light vanity, 3-light vanity or 4-light vanity. The White Opal Etched glass shades, a choice of either a more modern Chrome or more transitional Satin Nickel finish, and the ability to mount the fixtures either up or down make the Reiser collection the perfect lighting solution to accommodate any bathroom space. | BATH | Reiser | Wall / Bath Lighting | Chrome | CH | Steel | White Opal Etched Glass | D:4.75" H:5.25" |  |  | 4 Medium A19 75w |  | 4 | No | [14 empty] | 0 | [12 empty] | 115.95 | 231.9 | 347.85 | W:28 3/4'' H:12'' E:7'' | 6.31 |  |  | 28.75 | 12 | [5 empty] | 7 | [25 empty] | D:5 1/2'' DP:3/4'' OB UP:4 7/8'' OB DOWN:7 1/8'' Round |  |  |  | 8 |  |  |  | Hardwired | 0 | 1 | 0 | 0 | 0 | 0 | 0 | 0 | 0 | 0 | 0 | 014817570540 | 32.5 | 11 | 9.75 | 9.8 | 2.017 | 175 | Yes | [9 empty] | cETL Damp | REISER 4L BATH CHROME | 4 - Light Vanity |  | VS23904CH.jpg | VS23904CH.jpg
VS23904SN | 4 - Light Vanity | The Reiser bathroom lighting collection by Feiss adds contemporary flair and makes a beautiful statement in any bathroom. Mindfully-crafted barrel fitters secure the Opal Etched Glass shades in place, while the gooseneck, faucet-inspired hardware completes the design theme. Reiser is available to fit bathrooms both large and small, with options of a 1-light wall sconce, 2-light vanity, 3-light vanity or 4-light vanity. The White Opal Etched glass shades, a choice of either a more modern Chrome or more transitional Satin Nickel finish, and the ability to mount the fixtures either up or down make the Reiser collection the perfect lighting solution to accommodate any bathroom space. | BATH | Reiser | Wall / Bath Lighting | Satin Nickel | SN | Steel | White Opal Etched Glass | D:4.75" H:5.25" |  |  | 4 Medium A19 75w |  | 4 | No | [14 empty] | 0 | [12 empty] | 115.95 | 231.9 | 347.85 | W:28 3/4'' H:12'' E:7'' | 6.31 |  |  | 28.75 | 12 | [5 empty] | 7 | [25 empty] | D:5 1/2'' DP:3/4'' OB UP:4 7/8'' OB DOWN:7 1/8'' Round |  |  |  | 8 |  |  |  | Hardwired | 0 | 1 | 0 | 0 | 0 | 0 | 0 | 0 | 0 | 0 | 0 | 014817570533 | 32.5 | 11 | 9.75 | 9.8 | 2.017 | 175 | Yes | [9 empty] | cETL Damp | REISER 4L BATH STN NKL | 4 - Light Vanity |  | VS23904SN.jpg | VS23904SN.jpg
VS24001CH | 1 - Wall Sconce | Inspired by fixtures found in turn-of-the-century industrial factories, the Calgary bathroom lighting collection from Feiss features wire frame shades, exposed lamping and a highly structured shape with circular backplate detail. The caged metal style gives a truly rustic feel, and using vintage-style Edison bulbs (sold separately) further enhances the industrial vibe. Calgary fits bathrooms both large and small with 1-light wall sconce, 2-light vanity, 3-light vanity and 5-light vanity options. Choose the more updated Chrome finish option or the more rustic, gilded Parisian Bronze finish to create the perfect look for your space. | CHANDELIERS | Calgary | Wall / Bath Lighting | Chrome | CH | Steel |  |  |  |  | 1 Medium A19 60w |  | 1 | No | [14 empty] | 0 | [12 empty] | 46.45 | 92.9 | 139.35 | W:4 3/4'' H:9 1/4'' E:6 1/2'' | 1.54 |  |  | 4.75 | 9.25 | Wall / Bath |  |  |  |  | 6.5 | [25 empty] | D:4 3/4'' DP:1'' OB DOWN:3 1/2'' Round |  |  |  | 8 |  |  |  | Hardwired | 0 | 1 | 0 | 0 | 0 | 0 | 0 | 0 | 0 | 0 | 0 | 014817570182 | 11.75 | 9.25 | 7.5 | 2.4 | 0.472 | 175 | Yes | [9 empty] | cETL Damp | 1L WALL SCONCE | 1 - Wall Sconce |  | VS24001CH.jpg | VS24001CH.jpg
VS24001PRZ | 1 - Wall Sconce | Inspired by fixtures found in turn-of-the-century industrial factories, the Calgary bathroom lighting collection from Feiss features wire frame shades, exposed lamping and a highly structured shape with circular backplate detail. The caged metal style gives a truly rustic feel, and using vintage-style Edison bulbs (sold separately) further enhances the industrial vibe. Calgary fits bathrooms both large and small with 1-light wall sconce, 2-light vanity, 3-light vanity and 5-light vanity options. Choose the more updated Chrome finish option or the more rustic, gilded Parisian Bronze finish to create the perfect look for your space. | CHANDELIERS | Calgary | Wall / Bath Lighting | Parisian Bronze | PRZ | Steel |  |  |  |  | 1 Medium A19 60w |  | 1 | No | [14 empty] | 0 | [12 empty] | 46.45 | 92.9 | 139.35 | W:4 3/4'' H:9 1/4'' E:6 1/2'' | 1.54 |  |  | 4.75 | 9.25 | Wall / Bath |  |  |  |  | 6.5 | [25 empty] | D:4 3/4'' DP:1'' OB DOWN:3 1/2'' Round |  |  |  | 8 |  |  |  | Hardwired | 0 | 1 | 0 | 0 | 0 | 0 | 0 | 0 | 0 | 0 | 0 | 014817570199 | 11.75 | 9.25 | 8 | 2.4 | 0.503 | 175 | Yes | [9 empty] | cETL Damp | 1L WALL SCONCE | 1 - Wall Sconce |  | VS24001PRZ.jpg | VS24001PRZ.jpg
VS24002CH | 2 - Light Vanity | Inspired by fixtures found in turn-of-the-century industrial factories, the Calgary bathroom lighting collection from Feiss features wire frame shades, exposed lamping and a highly structured shape with circular backplate detail. The caged metal style gives a truly rustic feel, and using vintage-style Edison bulbs (sold separately) further enhances the industrial vibe. Calgary fits bathrooms both large and small with 1-light wall sconce, 2-light vanity, 3-light vanity and 5-light vanity options. Choose the more updated Chrome finish option or the more rustic, gilded Parisian Bronze finish to create the perfect look for your space. | BATH | Calgary | Wall / Bath Lighting | Chrome | CH | Steel |  |  |  |  | 2 Medium A19 60w |  | 2 | No | [14 empty] | 0 | [12 empty] | 86.95 | 173.9 | 260.85 | W:12 3/4'' H:10 1/2'' E:6 1/4'' | 2.53 |  |  | 12.75 | 10.5 | Wall / Bath |  |  |  |  | 6.25 | [25 empty] | D:4 3/4'' DP:1'' OB DOWN:2 1/2'' Round |  |  |  | 8 |  |  |  | Hardwired | 0 | 1 | 0 | 0 | 0 | 0 | 0 | 0 | 0 | 0 | 0 | 014817570205 | 16 | 14 | 9.25 | 4.4 | 1.199 | 250 | Yes | [9 empty] | cETL Damp | 2L BATH VANITY | 2 - Light Vanity |  | VS24002CH.jpg | VS24002CH.jpg
VS24002PRZ | 2 - Light Vanity | Inspired by fixtures found in turn-of-the-century industrial factories, the Calgary bathroom lighting collection from Feiss features wire frame shades, exposed lamping and a highly structured shape with circular backplate detail. The caged metal style gives a truly rustic feel, and using vintage-style Edison bulbs (sold separately) further enhances the industrial vibe. Calgary fits bathrooms both large and small with 1-light wall sconce, 2-light vanity, 3-light vanity and 5-light vanity options. Choose the more updated Chrome finish option or the more rustic, gilded Parisian Bronze finish to create the perfect look for your space. | BATH | Calgary | Wall / Bath Lighting | Parisian Bronze | PRZ | Steel |  |  |  |  | 2 Medium A19 60w |  | 2 | No | [14 empty] | 0 | [12 empty] | 86.95 | 173.9 | 260.85 | W:12 3/4'' H:10 1/2'' E:6 1/4'' | 2.53 |  |  | 12.75 | 10.5 | Wall / Bath |  |  |  |  | 6.25 | [25 empty] | D:4 3/4'' DP:1'' OB DOWN:2 1/2'' Round |  |  |  | 8 |  |  |  | Hardwired | 0 | 1 | 0 | 0 | 0 | 0 | 0 | 0 | 0 | 0 | 0 | 014817570212 | 15.75 | 9.25 | 14.25 | 4.3 | 1.201 | 250 | Yes | [9 empty] | cETL Damp | 2L BATH VANITY | 2 - Light Vanity |  | VS24002PRZ.jpg | VS24002PRZ.jpg
VS24003CH | 3 - Light Vanity | Inspired by fixtures found in turn-of-the-century industrial factories, the Calgary bathroom lighting collection from Feiss features wire frame shades, exposed lamping and a highly structured shape with circular backplate detail. The caged metal style gives a truly rustic feel, and using vintage-style Edison bulbs (sold separately) further enhances the industrial vibe. Calgary fits bathrooms both large and small with 1-light wall sconce, 2-light vanity, 3-light vanity and 5-light vanity options. Choose the more updated Chrome finish option or the more rustic, gilded Parisian Bronze finish to create the perfect look for your space. | BATH | Calgary | Wall / Bath Lighting | Chrome | CH | Steel |  |  |  |  | 3 Medium A19 60w |  | 3 | No | [14 empty] | 0 | [12 empty] | 115.95 | 231.9 | 347.85 | W:22'' H:10 1/2'' E:6 1/4'' | 3.52 |  |  | 22 | 10.5 | Wall / Bath |  |  |  |  | 6.25 | [25 empty] | D:4 3/4'' DP:1'' OB DOWN:2 1/2'' Round |  |  |  | 8 |  |  |  | Hardwired | 0 | 1 | 0 | 0 | 0 | 0 | 0 | 0 | 0 | 0 | 0 | 014817570229 | 25.75 | 14.25 | 9.25 | 6.1 | 1.964 | 250 | Yes | [9 empty] | cETL Damp | 3L BATH VANITY | 3 - Light Vanity |  | VS24003CH.jpg | VS24003CH.jpg
VS24003PRZ | 3 - Light Vanity | Inspired by fixtures found in turn-of-the-century industrial factories, the Calgary bathroom lighting collection from Feiss features wire frame shades, exposed lamping and a highly structured shape with circular backplate detail. The caged metal style gives a truly rustic feel, and using vintage-style Edison bulbs (sold separately) further enhances the industrial vibe. Calgary fits bathrooms both large and small with 1-light wall sconce, 2-light vanity, 3-light vanity and 5-light vanity options. Choose the more updated Chrome finish option or the more rustic, gilded Parisian Bronze finish to create the perfect look for your space. | BATH | Calgary | Wall / Bath Lighting | Parisian Bronze | PRZ | Steel |  |  |  |  | 3 Medium A19 60w |  | 3 | No | [14 empty] | 0 | [12 empty] | 115.95 | 231.9 | 347.85 | W:22'' H:10 1/2'' E:6 1/4'' | 3.52 |  |  | 22 | 10.5 | Wall / Bath |  |  |  |  | 6.25 | [25 empty] | D:4 3/4'' DP:1'' OB DOWN:2 1/2'' Round |  |  |  | 8 |  |  |  | Hardwired | 0 | 1 | 0 | 0 | 0 | 0 | 0 | 0 | 0 | 0 | 0 | 014817570236 | 25.75 | 14.25 | 9.25 | 6.1 | 1.964 | 250 | Yes | [9 empty] | cETL Damp | 3L BATH VANITY | 3 - Light Vanity |  | VS24003PRZ.jpg | VS24003PRZ.jpg
VS24005CH | 5 - Light Vanity | Inspired by fixtures found in turn-of-the-century industrial factories, the Calgary bathroom lighting collection from Feiss features wire frame shades, exposed lamping and a highly structured shape with circular backplate detail. The caged metal style gives a truly rustic feel, and using vintage-style Edison bulbs (sold separately) further enhances the industrial vibe. Calgary fits bathrooms both large and small with 1-light wall sconce, 2-light vanity, 3-light vanity and 5-light vanity options. Choose the more updated Chrome finish option or the more rustic, gilded Parisian Bronze finish to create the perfect look for your space. | BATH | Calgary | Wall / Bath Lighting | Chrome | CH | Steel |  |  |  |  | 5 Medium A19 60w |  | 5 | No | [14 empty] | 0 | [12 empty] | 191.95 | 383.9 | 575.85 | W:32 1/2'' H:10 1/2'' E:6 1/4'' | 5.28 |  |  | 32.5 | 10.5 | Wall / Bath |  |  |  |  | 6.25 | [25 empty] | D:4 3/4'' DP:1'' OB DOWN:2 1/2'' Round |  |  |  | 8 |  |  |  | Hardwired | 0 | 1 | 0 | 0 | 0 | 0 | 0 | 0 | 0 | 0 | 0 | 014817570243 | 37.5 | 14.25 | 10 | 9.2 | 3.092 | 250 | Yes | [9 empty] | cETL Damp | 5L BATH VANITY | 5 - Light Vanity |  | VS24005CH.jpg | VS24005CH.jpg
VS24005PRZ | 5 - Light Vanity | Inspired by fixtures found in turn-of-the-century industrial factories, the Calgary bathroom lighting collection from Feiss features wire frame shades, exposed lamping and a highly structured shape with circular backplate detail. The caged metal style gives a truly rustic feel, and using vintage-style Edison bulbs (sold separately) further enhances the industrial vibe. Calgary fits bathrooms both large and small with 1-light wall sconce, 2-light vanity, 3-light vanity and 5-light vanity options. Choose the more updated Chrome finish option or the more rustic, gilded Parisian Bronze finish to create the perfect look for your space. | BATH | Calgary | Wall / Bath Lighting | Parisian Bronze | PRZ | Steel |  |  |  |  | 5 Medium A19 60w |  | 5 | No | [14 empty] | 0 | [12 empty] | 191.95 | 383.9 | 575.85 | W:32 1/2'' H:10 1/2'' E:6 1/4'' | 5.28 |  |  | 32.5 | 10.5 | Wall / Bath |  |  |  |  | 6.25 | [25 empty] | D:4 3/4'' DP:1'' OB DOWN:2 1/2'' Round |  |  |  | 8 |  |  |  | Hardwired | 0 | 1 | 0 | 0 | 0 | 0 | 0 | 0 | 0 | 0 | 0 | 014817570250 | 37.25 | 14.5 | 10 | 9 | 3.126 | 250 | Yes | [9 empty] | cETL Damp | 5L BATH VANITY | 5 - Light Vanity |  | VS24005PRZ.jpg | VS24005PRZ.jpg
VS24104CH | 4 - Light Vanity | The Paulson collection from Feiss features vintage-inspired silhouettes with an updated, contemporary twist. Industrial-inspired, brightly Chrome-finished hardware secures glass tube shades, which are created using rows of individual clear glass rods that softly diffuse the light. The extensive Paulson collection offers fixtures for every room in the house, should a coordinated design aesthetic be desired throughout your space. The full offering includes a one-light pendant, three-light drum pendant with a White Opal Etched glass diffuser, four-light foyer chandelier, two-light flushmount with a White Opal Etched glass diffuser, three-light flushmount with a White Opal Etched glass diffuser, one-light mini-pendant, two-light vanity, four-light vanity, and one-light wall sconce. Flushmounts, vanity fixtures and wall sconce are all Damp Rated. | BATH | Paulson | Wall / Bath Lighting | Chrome | CH | Steel | Clear Glass | D:0.375" |  |  | 4 Medium A19 40w |  | 4 | No | [14 empty] | 0 | [12 empty] | 149.98 | 299.96 | 449.94 | W:4 3/4'' H:29'' E:6'' | 12.98 |  |  | 4.75 | 29 | Set Screw(s) |  |  |  |  | 6 | [25 empty] | DP:1'' W:4 3/4'' H:28 1/2'' OB UP:14 1/2'' OB DOWN:14 1/2'' Rectangular |  |  |  | 8 |  |  |  | Hardwired | 0 | 0 | 0 | 0 | 0 | 0 | 0 | 0 | 0 | 0 | 0 | 014817571660 | 34.5 | 16.5 | 9 | 17.7 | 2.965 | 125 | Yes | [9 empty] | cETL Damp | PAULSON 4L BATH CH | 4 - Light Vanity |  | VS24104CH.jpg | VS24104CH.jpg
VS24201CH-L1 | 1 - Light Wall Sconce | The clean, modern design of the Volo Collection features a delicate, clear glass-wrapped shade and an inner opal etched glass diffuser to provide a warm, layered glow. The horizontal bar features a subtle knock-out detail in which each glass shade nests within the arm, creating a refined appearance. All products ship with G9 halogen lamps included, however, the "-L1" products include G9 LED lamps that shine at a CCT of 3000K. | WALL SCONCE | Volo | Wall / Bath Lighting | Chrome | CH | Steel | Undefined Glass | D:3.125" H:3.5" |  |  | 1 G9 T4 5w |  | 1 | Yes | 450 | 3000 | 90 | [5 empty] | 10 | 100 |  |  |  | 25000 | 0 | [12 empty] | 57.95 | 115.9 | 173.85 | W:5 5/8'' H:6 1/2'' E:6 1/4'' | 2.1 |  |  | 5.625 | 6.5 | Wall / Bath |  |  |  |  | 6.25 | [25 empty] | W:5'' H:6 1/2'' OB UP:3 1/4'' OB DOWN:3 1/4'' Rectangular |  |  |  | 8 |  |  |  | Hardwired | 0 | 0 | 0 | 0 | 0 | 0 | 0 | 0 | 0 | 0 | 0 | 014817582697 | 9.5 | 9 | 8.5 | 3.6 | 0.421 | 100 | Yes | [9 empty] | cETL Damp | VOLO 1L SCONCE CH | 1 - Light Wall Sconce |  | VS24201CH-L1.jpg | VS24201CHL1.jpg
VS24202CH-L1 | 2 - Light Vanity | The clean, modern design of the Volo Collection features a delicate, clear glass-wrapped shade and an inner opal etched glass diffuser to provide a warm, layered glow. The horizontal bar features a subtle knock-out detail in which each glass shade nests within the arm, creating a refined appearance. All products ship with G9 halogen lamps included, however, the "-L1" products include G9 LED lamps that shine at a CCT of 3000K. | BATH | Volo | Wall / Bath Lighting | Chrome | CH | Steel | Undefined Glass | D:3.125" H:3.5" |  |  | 2 G9 T4 5w |  | 2 | Yes | 900 | 2700 | 90 | [5 empty] | 10 | 100 |  |  |  | 25000 | 0 | [12 empty] | 110.45 | 220.9 | 331.35 | W:13 5/8'' H:5 1/2'' E:6 1/4'' | 3 |  |  | 13.625 | 5.5 | Wall / Bath |  |  |  |  | 6.25 | [25 empty] | W:5'' H:7'' OB UP:3'' OB DOWN:2 1/2'' Rectangular |  |  |  | 8 |  |  |  | Hardwired | 0 | 1 | 0 | 0 | 0 | 0 | 0 | 0 | 0 | 0 | 0 | 014817582703 | 16.38 | 9.5 | 9 | 5.4 | 0.81 | 125 | Yes | [9 empty] | cETL Damp | VOLO 2L BATH CH | 2 - Light Vanity |  | VS24202CH-L1.jpg | VS24202CHL1.jpg
VS24203CH-L1 | 3 - Light Vanity | The clean, modern design of the Volo Collection features a delicate, clear glass-wrapped shade and an inner opal etched glass diffuser to provide a warm, layered glow. The horizontal bar features a subtle knock-out detail in which each glass shade nests within the arm, creating a refined appearance. All products ship with G9 halogen lamps included, however, the "-L1" products include G9 LED lamps that shine at a CCT of 3000K. | BATH | Volo | Wall / Bath Lighting | Chrome | CH | Steel | Undefined Glass | D:3.125" H:3.5" |  |  | 3 G9 T4 5w |  | 3 | Yes | 1350 | 3000 | 90 | [5 empty] | 10 | 100 |  |  |  | 25000 | 0 | [12 empty] | 151.45 | 302.9 | 454.35 | W:22 1/2'' H:5 1/2'' E:6 1/4'' | 4.5 |  |  | 22.5 | 5.5 | Wall / Bath |  |  |  |  | 6.25 | [25 empty] | W:5'' H:7'' OB UP:3'' OB DOWN:2 1/2'' Rectangular |  |  |  | 8 |  |  |  | Hardwired | 0 | 1 | 0 | 0 | 0 | 0 | 0 | 0 | 0 | 0 | 0 | 014817582710 | 25 | 10 | 9.18 | 7.1 | 1.328 | 175 | Yes | [9 empty] | cETL Damp | VOLO 3L BATH CH | 3 - Light Vanity |  | VS24203CH-L1.jpg | VS24203CHL1.jpg
VS24204CH-L1 | 4 - Light Vanity | The clean, modern design of the Volo Collection features a delicate, clear glass-wrapped shade and an inner opal etched glass diffuser to provide a warm, layered glow. The horizontal bar features a subtle knock-out detail in which each glass shade nests within the arm, creating a refined appearance. All products ship with G9 halogen lamps included, however, the "-L1" products include G9 LED lamps that shine at a CCT of 3000K. | BATH | Volo | Wall / Bath Lighting | Chrome | CH | Steel | Undefined Glass | D:3.125" H:3.5" |  |  | 4 G9 T4 5w |  | 4 | Yes | 1800 | 3000 | 90 | [5 empty] | 10 | 100 |  |  |  | 25000 | 0 | [12 empty] | 197.95 | 395.9 | 593.85 | W:31'' H:5 1/2'' E:6 1/4'' | 6.2 |  |  | 31 | 5.5 | Wall / Bath |  |  |  |  | 6.25 | [25 empty] | W:5'' H:7'' OB UP:3'' OB DOWN:2 1/2'' Rectangular |  |  |  | 8 |  |  |  | Hardwired | 0 | 1 | 0 | 0 | 0 | 0 | 0 | 0 | 0 | 0 | 0 | 014817582727 | 34.125 | 9.75 | 9 | 8.8 | 1.733 | 175 | Yes | [9 empty] | cETL Damp | VOLO 4L BATH CH | 4 - Light Vanity |  | VS24204CH-L1.jpg | VS24204CHL1.jpg
VS24301CH | 1 - Light Wall Sconce | Modern details, like the clean square supports of the cross arm and sleek, rectangular backplate, are defining features of the Mercer. Choose from either refreshingly bright Chrome or warm, rustic Oil Rubbed Bronze hardware for a distinct look, both with tapered Clear Seeded glass shades that complete the tailored look. | WALL SCONCE | Mercer | Wall / Bath Lighting | Chrome | CH | Steel | Clear Seeded Glass | D:4.5" H:6.75" |  |  | 1 Medium A19 60w |  | 1 | No | [14 empty] | 0 | [12 empty] | 43.95 | 87.9 | 131.85 | W:5'' H:8 7/8'' E:5 7/8'' | 2.4 |  |  | 5 | 8.875 | Wall / Bath |  |  |  |  | 5.875 | [25 empty] | W:5'' H:7 1/2'' OB UP:3 3/4'' OB DOWN:5 1/8'' Rectangular |  |  |  | 8 |  |  |  | Hardwired | 0 | 1 | 0 | 0 | 0 | 0 | 0 | 0 | 0 | 0 | 0 | 014817574227 | 11.5 | 9 | 8 | 3.4 | 0.479 | 125 | Yes | [9 empty] | cETL Damp | MERCER 1L SCONCE CH | 1 - Light Wall Sconce |  | VS24301CH.jpg | VS24301CH.jpg
VS24301ORB | 1 - Light Wall Sconce | Modern details, like the clean square supports of the cross arm and sleek, rectangular backplate, are defining features of the Mercer. Choose from either refreshingly bright Chrome or warm, rustic Oil Rubbed Bronze hardware for a distinct look, both with tapered Clear Seeded glass shades that complete the tailored look. | WALL SCONCE | Mercer | Wall / Bath Lighting | Oil Rubbed Bronze | ORB | Steel | Clear Seeded Glass | D:4.5" H:6.75" |  |  | 1 Medium A19 60w |  | 1 | No | [14 empty] | 0 | [12 empty] | 43.95 | 87.9 | 131.85 | W:5'' H:8 7/8'' E:5 7/8'' | 2.4 |  |  | 5 | 8.875 | Wall / Bath |  |  |  |  | 5.875 | [25 empty] | DP:7/8'' W:5'' H:7 1/2'' OB UP:3 3/4'' Rectangular |  |  |  | 8 |  |  |  | Hardwired | 0 | 1 | 0 | 0 | 0 | 0 | 0 | 0 | 0 | 0 | 0 | 014817580402 | 11.75 | 8.5 | 7.75 | 3.1 | 0.448 | 125 | Yes | [9 empty] | cETL Damp | MERCER 1L WALL SCONCE ORB | 1 - Light Wall Sconce |  | VS24301ORB.jpg | VS24301ORB.jpg
VS24301SN | 1 - Light Wall Sconce | Modern details, like the clean square supports of the cross arm and sleek, rectangular backplate, are defining features of the Mercer. Choose from either refreshingly bright Chrome or warm, rustic Oil Rubbed Bronze hardware for a distinct look, both with tapered Clear Seeded glass shades that complete the tailored look. | WALL SCONCE | Mercer | Wall / Bath Lighting | Satin Nickel | SN | Steel | Undefined Glass | D:4.5" H:6.75" |  |  | 1 Medium A19 60w |  | 1 | No | [14 empty] | 0 | [12 empty] | 43.95 | 87.9 | 131.85 | W:5'' H:8 7/8'' E:5 7/8'' | 2.4 |  |  | 5 | 8.875 | Wall / Bath |  |  |  |  | 5.875 | [25 empty] | DP:7/8'' W:5'' H:7 1/2'' OB UP:3 3/4'' Rectangular |  |  |  | 8 |  |  |  | Hardwired | 0 | 1 | 0 | 0 | 0 | 0 | 0 | 0 | 0 | 0 | 0 | 014817580365 | 11.34 | 8.5 | 7.5 | 3 | 0.418 | 125 | Yes | [9 empty] | cETL Damp | MERCER 1L WALL SCONCE SN | 1 - Light Wall Sconce |  | VS24301SN.jpg | VS24301SN.jpg
VS24302CH | 2 - Light Vanity | Modern details, like the clean square supports of the cross arm and sleek, rectangular backplate, are defining features of the Mercer. Choose from either refreshingly bright Chrome or warm, rustic Oil Rubbed Bronze hardware for a distinct look, both with tapered Clear Seeded glass shades that complete the tailored look. | BATH | Mercer | Wall / Bath Lighting | Chrome | CH | Steel | Clear Seeded Glass | D:4.5" H:6.75" |  |  | 2 Medium A19 60w |  | 2 | No | [14 empty] | 0 | [12 empty] | 69.95 | 139.9 | 209.85 | W:12 1/2'' H:8 7/8'' E:6 7/8'' | 3.6 |  |  | 12.5 | 8.875 | Wall / Bath |  |  |  |  | 6.875 | [25 empty] | W:7 1/2'' H:5'' OB UP:2 1/2'' OB DOWN:6 3/8'' Rectangular |  |  |  | 8 |  |  |  | Hardwired | 0 | 1 | 0 | 0 | 0 | 0 | 0 | 0 | 0 | 0 | 0 | 014817574234 | 13.5 | 12.25 | 8.75 | 6.3 | 0.837 | 125 | Yes | [9 empty] | cETL Damp | MERCER 2L BATH CH | 2 - Light Vanity |  | VS24302CH.jpg | VS24302CH.jpg
VS24302ORB | 2 - Light Vanity | Modern details, like the clean square supports of the cross arm and sleek, rectangular backplate, are defining features of the Mercer. Choose from either refreshingly bright Chrome or warm, rustic Oil Rubbed Bronze hardware for a distinct look, both with tapered Clear Seeded glass shades that complete the tailored look. | BATH | Mercer | Wall / Bath Lighting | Oil Rubbed Bronze | ORB | Steel | Clear Seeded Glass | D:4.5" H:6.75" |  |  | 2 Medium A19 60w |  | 2 | No | [14 empty] | 0 | [12 empty] | 69.95 | 139.9 | 209.85 | W:12 1/2'' H:8 7/8'' E:6 7/8'' | 3.5 |  |  | 12.5 | 8.875 | Wall / Bath |  |  |  |  | 6.875 | [25 empty] | DP:7/8'' W:7 1/2'' H:5'' OB UP:2 1/2'' Rectangular |  |  |  | 8 |  |  |  | Hardwired | 0 | 1 | 0 | 0 | 0 | 0 | 0 | 0 | 0 | 0 | 0 | 014817580419 | 13.75 | 12.25 | 8.75 | 5 | 0.853 | 175 | Yes | [9 empty] | cETL Damp | MERCER 2L VANITY ORB | 2 - Light Vanity |  | VS24302ORB.jpg | VS24302ORB.jpg
VS24302SN | 2 - Light Vanity | Modern details, like the clean square supports of the cross arm and sleek, rectangular backplate, are defining features of the Mercer. Choose from either refreshingly bright Chrome or warm, rustic Oil Rubbed Bronze hardware for a distinct look, both with tapered Clear Seeded glass shades that complete the tailored look. | BATH | Mercer | Wall / Bath Lighting | Satin Nickel | SN | Steel | Clear Seeded Glass | D:4.5" H:6.75" |  |  | 2 Medium A19 60w |  | 2 | No | [14 empty] | 0 | [12 empty] | 69.95 | 139.9 | 209.85 | W:12 1/2'' H:8 7/8'' E:6 7/8'' | 3.5 |  |  | 12.5 | 8.875 | Wall / Bath |  |  |  |  | 6.875 | [25 empty] | DP:7/8'' W:7 1/2'' H:5'' OB UP:2 1/2'' Rectangular |  |  |  | 8 |  |  |  | Hardwired | 0 | 1 | 0 | 0 | 0 | 0 | 0 | 0 | 0 | 0 | 0 | 014817580372 | 13.75 | 12.5 | 8.75 | 5.2 | 0.87 | 125 | Yes | [9 empty] | cETL Damp | MERCER 2L VANITY SN | 2 - Light Vanity |  | VS24302SN.jpg | VS24302SN.jpg
VS24303CH | 3 - Light Vanity | Modern details, like the clean square supports of the cross arm and sleek, rectangular backplate, are defining features of the Mercer. Choose from either refreshingly bright Chrome or warm, rustic Oil Rubbed Bronze hardware for a distinct look, both with tapered Clear Seeded glass shades that complete the tailored look. | BATH | Mercer | Wall / Bath Lighting | Chrome | CH | Steel | Clear Seeded Glass | D:4.5" H:6.75" |  |  | 3 Medium A19 60w |  | 3 | No | [14 empty] | 0 | [12 empty] | 92.95 | 185.9 | 278.85 | W:21 1/2'' H:8 7/8'' E:6 7/8'' | 5.1 |  |  | 21.5 | 8.875 | Wall / Bath |  |  |  |  | 6.875 | [25 empty] | W:7 1/2'' H:5'' OB UP:2 1/2'' OB DOWN:6 3/8'' Rectangular |  |  |  | 8 |  |  |  | Hardwired | 0 | 1 | 0 | 0 | 0 | 0 | 0 | 0 | 0 | 0 | 0 | 014817574241 | 22.25 | 12.25 | 8.75 | 7.4 | 1.38 | 175 | Yes | [9 empty] | cETL Damp | MERCER 3L BATH CH | 3 - Light Vanity |  | VS24303CH.jpg | VS24303CH.jpg
VS24303ORB | 3 - Light Vanity | Modern details, like the clean square supports of the cross arm and sleek, rectangular backplate, are defining features of the Mercer. Choose from either refreshingly bright Chrome or warm, rustic Oil Rubbed Bronze hardware for a distinct look, both with tapered Clear Seeded glass shades that complete the tailored look. | BATH | Mercer | Wall / Bath Lighting | Oil Rubbed Bronze | ORB | Steel | Clear Seeded Glass | D:4.5" H:6.75" |  |  | 3 Medium A19 60w |  | 3 | No | [14 empty] | 0 | [12 empty] | 92.95 | 185.9 | 278.85 | W:21 1/2'' H:8 7/8'' E:6 7/8'' | 5.1 |  |  | 21.5 | 8.875 | Wall / Bath |  |  |  |  | 6.875 | [25 empty] | DP:7/8'' W:7 1/2'' H:5'' OB UP:2 1/2'' Rectangular |  |  |  | 8 |  |  |  | Hardwired | 0 | 1 | 0 | 0 | 0 | 0 | 0 | 0 | 0 | 0 | 0 | 014817580426 | 22.25 | 8.75 | 12 | 6.8 | 1.352 | 175 | Yes | [9 empty] | cETL Damp | MERCER 3L VANITY ORB | 3 - Light Vanity |  | VS24303ORB.jpg | VS24303ORB.jpg
VS24303SN | 3 - Light Vanity | Modern details, like the clean square supports of the cross arm and sleek, rectangular backplate, are defining features of the Mercer. Choose from either refreshingly bright Chrome or warm, rustic Oil Rubbed Bronze hardware for a distinct look, both with tapered Clear Seeded glass shades that complete the tailored look. | BATH | Mercer | Wall / Bath Lighting | Satin Nickel | SN | Steel | Clear Seeded Glass | D:4.5" H:6.75" |  |  | 3 Medium A19 60w |  | 3 | No | [14 empty] | 0 | [12 empty] | 92.95 | 185.9 | 278.85 | W:21 1/2'' H:8 7/8'' E:6 7/8'' | 5.1 |  |  | 21.5 | 8.875 | Wall / Bath |  |  |  |  | 6.875 | [25 empty] | DP:7/8'' W:7 1/2'' H:5'' OB UP:2 1/2'' Rectangular |  |  |  | 8 |  |  |  | Hardwired | 0 | 1 | 0 | 0 | 0 | 0 | 0 | 0 | 0 | 0 | 0 | 014817580389 | 22.25 | 12.25 | 9 | 7.5 | 1.42 | 175 | Yes | [9 empty] | cETL Damp | MERCER 3L VANITY SN | 3 - Light Vanity |  | VS24303SN.jpg | VS24303SN.jpg
VS24304CH | 4 - Light Vanity | Modern details, like the clean square supports of the cross arm and sleek, rectangular backplate, are defining features of the Mercer. Choose from either refreshingly bright Chrome or warm, rustic Oil Rubbed Bronze hardware for a distinct look, both with tapered Clear Seeded glass shades that complete the tailored look. | BATH | Mercer | Wall / Bath Lighting | Chrome | CH | Steel | Clear Seeded Glass | D:4.5" H:6.75" |  |  | 4 Medium A19 60w |  | 4 | No | [14 empty] | 0 | [12 empty] | 127.95 | 255.9 | 383.85 | W:28 5/8'' H:8 7/8'' E:6 7/8'' | 7 |  |  | 28.625 | 8.875 | Wall / Bath |  |  |  |  | 6.875 | [25 empty] | W:7 1/2'' H:5'' OB UP:2 1/2'' OB DOWN:6 3/8'' Rectangular |  |  |  | 8 |  |  |  | Hardwired | 0 | 1 | 0 | 0 | 0 | 0 | 0 | 0 | 0 | 0 | 0 | 014817574258 | 29.75 | 12.5 | 8.75 | 9.2 | 1.883 | 175 | Yes | [9 empty] | cETL Damp | MERCER 4L BATH CH | 4 - Light Vanity |  | VS24304CH.jpg | VS24304CH.jpg
VS24304ORB | 4 - Light Vanity | Modern details, like the clean square supports of the cross arm and sleek, rectangular backplate, are defining features of the Mercer. Choose from either refreshingly bright Chrome or warm, rustic Oil Rubbed Bronze hardware for a distinct look, both with tapered Clear Seeded glass shades that complete the tailored look. | BATH | Mercer | Wall / Bath Lighting | Oil Rubbed Bronze | ORB | Steel | Clear Seeded Glass | D:4.5" H:6.75" |  |  | 4 Medium A19 60w |  | 4 | No | [14 empty] | 0 | [12 empty] | 139.95 | 279.9 | 419.85 | W:28 5/8'' H:8 7/8'' E:6 7/8'' | 5 |  |  | 28.625 | 8.875 | Wall / Bath |  |  |  |  | 6.875 | [25 empty] | DP:7/8'' W:7 1/2'' H:5'' OB UP:2 1/2'' Rectangular |  |  |  | 8 |  |  |  | Hardwired | 0 | 1 | 0 | 0 | 0 | 0 | 0 | 0 | 0 | 0 | 0 | 014817580433 | 29.5 | 12.25 | 9 | 9.3 | 1.882 | 175 | Yes | [9 empty] | cETL Damp | MERCER 4L VANITY ORB | 4 - Light Vanity |  | VS24304ORB.jpg | VS24304ORB.jpg
VS24304SN | 4 - Light Vanity | Modern details, like the clean square supports of the cross arm and sleek, rectangular backplate, are defining features of the Mercer. Choose from either refreshingly bright Chrome or warm, rustic Oil Rubbed Bronze hardware for a distinct look, both with tapered Clear Seeded glass shades that complete the tailored look. | BATH | Mercer | Wall / Bath Lighting | Satin Nickel | SN | Steel | Clear Seeded Glass | D:4.5" H:6.75" |  |  | 4 Medium A19 60w |  | 4 | No | [14 empty] | 0 | [12 empty] | 139.95 | 279.9 | 419.85 | W:28 5/8'' H:8 7/8'' E:6 7/8'' | 5 |  |  | 28.625 | 8.875 | Wall / Bath |  |  |  |  | 6.875 | [25 empty] | DP:7/8'' W:7 1/2'' H:5'' OB UP:2 1/2'' Rectangular |  |  |  | 8 |  |  |  | Hardwired | 0 | 1 | 0 | 0 | 0 | 0 | 0 | 0 | 0 | 0 | 0 | 014817580396 | 29.25 | 12.25 | 9 | 8.8 | 1.866 | 175 | Yes | [9 empty] | cETL Damp | MERCER 4L VANITY SN | 4 - Light Vanity |  | VS24304SN.jpg | VS24304SN.jpg
VS24321CH-L1 | 1 - Light Wall Sconce | Sutton vanity lights brings fresh, contemporary style to any bathroom. The square-shaped Opal Etched glass shades sit atop a cast detail that anchors to the crossbar. The glass shades have an open top, allowing light to glow upwards. Sutton is available in a Satin Nickel or Chrome finish. | WALL SCONCE | Sutton | Wall / Bath Lighting | Chrome | CH | Steel | White Opal Etched Glass | L:4" W:4" H:4" |  |  | 1 G9 Mini 5w |  | 1 | Yes | 450 | 3000 | 90 | [5 empty] | 10 | 100 |  |  |  | 25000 | 0 | [12 empty] | 57.95 | 115.9 | 173.85 | W:5 3/4'' H:7 3/4'' E:5 3/8'' | 2.2 |  |  | 5.75 | 7.75 | Screw(s) |  |  |  |  | 5.375 | [25 empty] | DP:7/8'' W:6 3/4'' H:6'' OB UP:3 7/8'' Rectangular |  |  |  | 8 | Black/White |  |  | Hardwired | 0 | 1 | 0 | 0 | 0 | 0 | 0 | 0 | 0 | 0 | 0 | 014817581508 | 10.58 | 8.75 | 8.5 | 4.4 | 0.455 | 100 | Yes | [9 empty] | cETL Damp | SUTTON 1L WALL SCONCE CH | 1 - Light Wall Sconce |  | VS24321CH-L1.png | VS24321CHL1.jpg
VS24321SN-L1 | 1 - Light Wall Sconce | Sutton vanity lights brings fresh, contemporary style to any bathroom. The square-shaped Opal Etched glass shades sit atop a cast detail that anchors to the crossbar. The glass shades have an open top, allowing light to glow upwards. Sutton is available in a Satin Nickel or Chrome finish. | WALL SCONCE | Sutton | Wall / Bath Lighting | Satin Nickel | SN | Steel | White Opal Etched Glass | L:4" W:4" H:4" |  |  | 1 G9 Mini 5w |  | 1 | Yes | 450 | 3000 | 90 | [5 empty] | 10 | 100 |  |  |  | 25000 | 0 | [12 empty] | 57.95 | 115.9 | 173.85 | W:5 3/4'' H:7 3/4'' E:5 3/8'' | 2.2 |  |  | 5.75 | 7.75 | Screw(s) |  |  |  |  | 5.375 | [25 empty] | DP:7/8'' W:6 3/4'' H:6'' OB UP:3 7/8'' Rectangular |  |  |  | 8 | Black/White |  |  | Hardwired | 0 | 1 | 0 | 0 | 0 | 0 | 0 | 0 | 0 | 0 | 0 | 014817581461 | 10.58 | 8.75 | 8.5 | 3.9 | 0.455 | 100 | Yes | [9 empty] | cETL Damp | SUTTON 1L WALL SCONCE SN | 1 - Light Wall Sconce |  | VS24321SN-L1.png | VS24321SNL1.jpg
VS24322CH-L1 | 2 - Light Vanity | Sutton vanity lights brings fresh, contemporary style to any bathroom. The square-shaped Opal Etched glass shades sit atop a cast detail that anchors to the crossbar. The glass shades have an open top, allowing light to glow upwards. Sutton is available in a Satin Nickel or Chrome finish. | BATH | Sutton | Wall / Bath Lighting | Chrome | CH | Steel | White Opal Etched Glass | L:4" W:4" H:4" |  |  | 2 G9 Mini 5w |  | 2 | Yes | 900 | 3000 | 90 | [5 empty] | 10 | 100 |  |  |  | 25000 | 0 | [12 empty] | 98.95 | 197.9 | 296.85 | W:12'' H:6'' E:5 1/2'' | 3.8 |  |  | 12 | 6 | Screw(s) |  |  |  |  | 5.5 | [25 empty] | DP:7/8'' W:6 3/4'' H:6'' OB UP:3 1/8'' Rectangular |  |  |  | 8 | Black/White |  |  | Hardwired | 0 | 1 | 0 | 0 | 0 | 0 | 0 | 0 | 0 | 0 | 0 | 014817581515 | 15.75 | 10.38 | 8.75 | 5.5 | 0.828 | 125 | Yes | [9 empty] | cETL Damp | SUTTON 2L VANITY CH | 2 - Light Vanity |  | VS24322CH-L1.png | VS24322CHL1.jpg
VS24322SN-L1 | 2 - Light Vanity | Sutton vanity lights brings fresh, contemporary style to any bathroom. The square-shaped Opal Etched glass shades sit atop a cast detail that anchors to the crossbar. The glass shades have an open top, allowing light to glow upwards. Sutton is available in a Satin Nickel or Chrome finish. | BATH | Sutton | Wall / Bath Lighting | Satin Nickel | SN | Steel | White Opal Etched Glass | L:4" W:4" H:4" |  |  | 2 G9 Mini 5w |  | 2 | Yes | 900 | 3000 | 90 | [5 empty] | 10 | 100 |  |  |  | 25000 | 0 | [12 empty] | 98.95 | 197.9 | 296.85 | W:12'' H:6'' E:5 1/2'' | 3.8 |  |  | 12 | 6 | Screw(s) |  |  |  |  | 5.5 | [25 empty] | DP:7/8'' W:6 3/4'' H:6'' OB UP:3 1/8'' Rectangular |  |  |  | 8 | Black/White |  |  | Hardwired | 0 | 1 | 0 | 0 | 0 | 0 | 0 | 0 | 0 | 0 | 0 | 014817581478 | 15.75 | 13.275 | 8.75 | 5.2 | 1.059 | 175 | Yes | [9 empty] | cETL Damp | SUTTON 2L VANITY SN | 2 - Light Vanity |  | VS24322SN-L1.png | VS24322SNL1.jpg
VS24323CH-L1 | 3 - Light Vanity | Sutton vanity lights brings fresh, contemporary style to any bathroom. The square-shaped Opal Etched glass shades sit atop a cast detail that anchors to the crossbar. The glass shades have an open top, allowing light to glow upwards. Sutton is available in a Satin Nickel or Chrome finish. | BATH | Sutton | Wall / Bath Lighting | Chrome | CH | Steel | White Opal Etched Glass | L:4" W:4" H:4" |  |  | 3 G9 Mini 5w |  | 3 | Yes | 1350 | 3000 | 90 | [5 empty] | 10 | 100 |  |  |  | 25000 | 0 | [12 empty] | 145.45 | 290.9 | 436.35 | W:22'' H:6'' E:5 1/2'' | 4.9 |  |  | 22 | 6 | Screw(s) |  |  |  |  | 5.5 | [25 empty] | DP:7/8'' W:6 3/4'' H:5 3/4'' OB UP:3 1/8'' Rectangular |  |  |  | 8 | Black/White |  |  | Hardwired | 0 | 1 | 0 | 0 | 0 | 0 | 0 | 0 | 0 | 0 | 0 | 014817581522 | 25.25 | 10.375 | 9 | 6.9 | 1.364 | 175 | Yes | [9 empty] | cETL Damp | SUTTON 3L VANITY CH | 3 - Light Vanity |  | VS24323CH-L1.png | VS24323CHL1.jpg
VS24323SN-L1 | 3 - Light Vanity | Sutton vanity lights brings fresh, contemporary style to any bathroom. The square-shaped Opal Etched glass shades sit atop a cast detail that anchors to the crossbar. The glass shades have an open top, allowing light to glow upwards. Sutton is available in a Satin Nickel or Chrome finish. | BATH | Sutton | Wall / Bath Lighting | Satin Nickel | SN | Steel | White Opal Etched Glass | L:4" W:4" H:4" |  |  | 3 G9 Mini 5w |  | 3 | Yes | 1350 | 3000 | 90 | [5 empty] | 10 | 100 |  |  |  | 25000 | 0 | [12 empty] | 149.98 | 299.96 | 449.94 | W:22'' H:6'' E:5 1/2'' | 4.9 |  |  | 22 | 6 | Screw(s) |  |  |  |  | 5.5 | [25 empty] | DP:7/8'' W:6 3/4'' H:5 3/4'' OB UP:3 1/8'' Rectangular |  |  |  | 8 | Black/White |  |  | Hardwired | 0 | 1 | 0 | 0 | 0 | 0 | 0 | 0 | 0 | 0 | 0 | 014817581485 | 25.5 | 10.5 | 8.75 | 6.8 | 1.356 | 175 | Yes | [9 empty] | cETL Damp | SUTTON 3L VANITY SN | 3 - Light Vanity |  | VS24323SN-L1_10.png | VS24323SNL1.jpg
VS24324CH-L1 | 4 - Light Vanity | Sutton vanity lights brings fresh, contemporary style to any bathroom. The square-shaped Opal Etched glass shades sit atop a cast detail that anchors to the crossbar. The glass shades have an open top, allowing light to glow upwards. Sutton is available in a Satin Nickel or Chrome finish. | BATH | Sutton | Wall / Bath Lighting | Chrome | CH | Steel | White Opal Etched Glass | L:4" W:4" H:4" |  |  | 4 G9 Mini 5w |  | 4 | Yes | 1800 | 3000 | 90 | [5 empty] | 10 | 100 |  |  |  | 25000 | 0 | [12 empty] | 191.95 | 383.9 | 575.85 | W:28'' H:6'' E:5 1/2'' | 7.1 |  |  | 28 | 6 | Screw(s) |  |  |  |  | 5.5 | [25 empty] | DP:7/8'' W:6 23/32'' H:5 3/4'' OB UP:3 1/8'' Rectangular |  |  |  | 8 | Black/White |  |  | Hardwired | 0 | 1 | 0 | 0 | 0 | 0 | 0 | 0 | 0 | 0 | 0 | 014817581539 | 32.18 | 8.58 | 10.5 | 8.6 | 1.678 | 175 | Yes | [9 empty] | cETL Damp | SUTTON 4L VANITY CH | 4 - Light Vanity |  | VS24324CH-L1.png | VS24324CHL1.jpg
VS24324SN-L1 | 4 - Light Vanity | Sutton vanity lights brings fresh, contemporary style to any bathroom. The square-shaped Opal Etched glass shades sit atop a cast detail that anchors to the crossbar. The glass shades have an open top, allowing light to glow upwards. Sutton is available in a Satin Nickel or Chrome finish. | BATH | Sutton | Wall / Bath Lighting | Satin Nickel | SN | Steel | White Opal Etched Glass | L:4" W:4" H:4" |  |  | 4 G9 Mini 5w |  | 4 | Yes | 1800 | 3000 | 90 | [5 empty] | 10 | 100 |  |  |  | 25000 | 0 | [12 empty] | 191.95 | 383.9 | 575.85 | W:28'' H:6'' E:5 1/2'' | 7.1 |  |  | 28 | 6 | Screw(s) |  |  |  |  | 5.5 | [25 empty] | DP:7/8'' W:6 23/32'' H:5 3/4'' OB UP:3 1/8'' Rectangular |  |  |  | 8 | Black/White |  |  | Hardwired | 0 | 1 | 0 | 0 | 0 | 0 | 0 | 0 | 0 | 0 | 0 | 014817581492 | 32 | 10.25 | 8.75 | 8.4 | 1.661 | 175 | Yes | [9 empty] | cETL Damp | SUTTON 4L VANITY SN | 4 - Light Vanity |  | VS24324SN-L1.png | VS24324SNL1.jpg
VS24331CH-L1 | 1 - Light Wall Sconce | Pressed clear Snowball glass shades are the highlight of the Arielle Bath Collection. Arielle produces glowing light and may be mounted either up or down so light shines where you need it. The funky yet glamorous 6-light fixture adds an edgy vibe to any bathroom. | WALL SCONCE | Arielle | Wall / Bath Lighting | Chrome | CH | Steel | Clear Glass | D:4" H:3.5" |  |  | 1 G9 Mini 5w |  | 1 | Yes | 450 | 3000 | 90 | [5 empty] | 10 | 100 |  |  |  | 25000 | 0 | [12 empty] | 55.45 | 110.9 | 166.35 | W:5'' H:9'' E:5 1/4'' | 2.2 |  |  | 5 | 9 | Screw(s) |  |  |  |  | 5.25 | [25 empty] | DP:3/4'' W:5'' H:9'' OB UP:4 1/2'' Rectangular |  |  |  | 8 | Black/White |  |  | Hardwired | 0 | 1 | 0 | 0 | 0 | 0 | 0 | 0 | 0 | 0 | 0 | 014817581546 | 12 | 8.375 | 8 | 4 | 0.465 | 100 | Yes | [9 empty] | cETL Damp | ARIELLE 1L WALL SCONCE CH | 1 - Light Wall Sconce |  | VS24331CH-L1.png | VS24331CHL1.jpg
VS24332CH-L1 | 2 - Light Vanity | Pressed clear Snowball glass shades are the highlight of the Arielle Bath Collection. Arielle produces glowing light and may be mounted either up or down so light shines where you need it. The funky yet glamorous 6-light fixture adds an edgy vibe to any bathroom. | BATH | Arielle | Wall / Bath Lighting | Chrome | CH | Steel | Clear Glass | D:4" H:3.5" |  |  | 2 G9 Mini 5w |  | 2 | Yes | 900 | 3000 | 90 | [5 empty] | 10 | 100 |  |  |  | 25000 | 0 | [12 empty] | 104.45 | 208.9 | 313.35 | W:12 3/4'' H:5 1/2'' E:5 1/4'' | 4 |  |  | 12.75 | 5.5 | Screw(s) |  |  |  |  | 5.25 | [25 empty] | DP:7/8'' W:6 7/8'' H:5 1/2'' OB UP:2 1/2'' Rectangular |  |  |  | 8 | Black/White |  |  | Hardwired | 0 | 1 | 0 | 0 | 0 | 0 | 0 | 0 | 0 | 0 | 0 | 014817581553 | 13.75 | 13 | 7 | 5.7 | 0.724 | 125 | Yes | [9 empty] | cETL Damp | ARIELLE 2L VANITY CH | 2 - Light Vanity |  | VS24332CH-L1.png | VS24332CHL1.jpg
VS24333CH-L1 | 3 - Light Vanity | Pressed clear Snowball glass shades are the highlight of the Arielle Bath Collection. Arielle produces glowing light and may be mounted either up or down so light shines where you need it. The funky yet glamorous 6-light fixture adds an edgy vibe to any bathroom. | BATH | Arielle | Wall / Bath Lighting | Chrome | CH | Steel | Clear Glass | D:4" H:3.5" |  |  | 3 G9 Mini 5w |  | 3 | Yes | 1350 | 3000 | 90 | [5 empty] | 10 | 100 |  |  |  | 25000 | 0 | [12 empty] | 139.95 | 279.9 | 419.85 | W:21 1/2'' H:5 1/2'' E:5 1/4'' | 6.5 |  |  | 21.5 | 5.5 | Screw(s) |  |  |  |  | 5.25 | [25 empty] | DP:7/8'' W:6 7/8'' H:5 1/2'' OB UP:2 1/2'' Rectangular |  |  |  | 8 | Black/White |  |  | Hardwired | 0 | 1 | 0 | 0 | 0 | 0 | 0 | 0 | 0 | 0 | 0 | 014817581560 | 22 | 13 | 7 | 8 | 1.159 | 125 | Yes | [9 empty] | cETL Damp | ARIELLE 3L VANITY CH | 3 - Light Vanity |  | VS24333CH-L1.png | VS24333CHL1.jpg
VS24334CH-L1 | 4 - Light Vanity | Pressed clear Snowball glass shades are the highlight of the Arielle Bath Collection. Arielle produces glowing light and may be mounted either up or down so light shines where you need it. The funky yet glamorous 6-light fixture adds an edgy vibe to any bathroom. | BATH | Arielle | Wall / Bath Lighting | Chrome | CH | Steel | Clear Glass | D:4" H:3.5" |  |  | 4 G9 Mini 5w |  | 4 | Yes | 1800 | 3000 | 90 | [5 empty] | 10 | 100 |  |  |  | 25000 | 0 | [12 empty] | 186.45 | 372.9 | 559.35 | W:30 1/4'' H:5 1/2'' E:5 1/4'' | 7 |  |  | 30.25 | 5.5 | Screw(s) |  |  |  |  | 5.25 | [25 empty] | DP:7/8'' W:6 7/8'' H:5 1/2'' OB UP:2 1/2'' Rectangular |  |  |  | 8 | Black/White |  |  | Hardwired | 0 | 1 | 0 | 0 | 0 | 0 | 0 | 0 | 0 | 0 | 0 | 014817581577 | 30.7 | 9.25 | 8.25 | 10.3 | 1.356 | 125 | Yes | [9 empty] | cETL Damp | ARIELLE 4L VANITY CH | 4 - Light Vanity |  | VS24334CH-L1.png | VS24334CHL1.jpg
VS24336CH-L1 | 6 - Light Vanity | Pressed clear Snowball glass shades are the highlight of the Arielle Bath Collection. Arielle produces glowing light and may be mounted either up or down so light shines where you need it. The funky yet glamorous 6-light fixture adds an edgy vibe to any bathroom. | BATH | Arielle | Wall / Bath Lighting | Chrome | CH | Steel | Clear Glass | D:4" H:3.5" |  |  | 6 G9 Mini 5w |  | 6 | Yes | 2700 | 3000 | 90 | [5 empty] | 10 | 100 |  |  |  | 25000 | 0 | [12 empty] | 267.95 | 535.9 | 803.85 | W:23'' H:10 3/4'' E:7 3/8'' | 9.5 |  |  | 23 | 10.75 | Screw(s) |  |  |  |  | 7.375 | [25 empty] | DP:7/8'' W:6 7/8'' H:5'' OB UP:5 3/8'' Rectangular |  |  |  | 8 | Black/White |  |  | Hardwired | 0 | 1 | 0 | 0 | 0 | 0 | 0 | 0 | 0 | 0 | 0 | 014817581584 | 22 | 15.25 | 8.25 | 14 | 1.602 | 100 | Yes | [9 empty] | cETL Damp | ARIELLE 6L VANITY CH | 6 - Light Vanity |  | VS24336CH-L1.png | VS24336CHL1.jpg
VS24341CH-L1 | 1 - Light Wall Sconce | On the Brinton Bath, the beauty is in the glass. Two distinct glass types are offered on a Chrome frame; an organic Basket Weave design on the outer glass with an Opal Etched inner diffuser or a Chunky Sugar Glass outer shade with an Opal Etched inner diffuser. | WALL SCONCE | Brinton | Wall / Bath Lighting | Chrome | CH | Steel | Clear Glass | L:6" W:3" H:4" |  | Undefined Glass | 1 G9 Mini 5w |  | 1 | Yes | 450 | 3000 | 90 |  |  |  | G - Globe Shape |  | 10 | 100 |  |  |  | 25000 | 0 | [12 empty] | 92.95 | 185.9 | 278.85 | W:8'' H:5'' E:4 1/8'' | 3 |  |  | 8 | 5 | Screw(s) |  |  |  |  | 4.125 | [25 empty] | DP:1 1/32'' W:7'' H:5'' OB UP:2 1/2'' Rectangular |  |  |  | 8 | Black/White |  |  | Hardwired | 0 | 0 | 0 | 0 | 0 | 0 | 0 | 0 | 0 | 0 | 0 | 014817581386 | 10.5 | 9.34 | 7.25 | 3.3 | 0.411 | 100 | Yes | [9 empty] | cETL Damp | BRINTON 1L SCNC CH BSKT WV GL | 1 - Light Wall Sconce |  | VS24341CH-L1.png | VS24341CHL1.jpg
VS24342CH-L1 | 2 - Light Vanity | On the Brinton Bath, the beauty is in the glass. Two distinct glass types are offered on a Chrome frame; an organic Basket Weave design on the outer glass with an Opal Etched inner diffuser or a Chunky Sugar Glass outer shade with an Opal Etched inner diffuser. | BATH | Brinton | Wall / Bath Lighting | Chrome | CH | Steel | Undefined Glass | L:6" W:3" H:4" |  | Undefined Glass | 2 G9 Mini 5w |  | 2 | Yes | 900 | 3000 | 90 | [5 empty] | 10 | 100 |  |  |  | 25000 | 0 | [12 empty] | 151.45 | 302.9 | 454.35 | W:15 5/8'' H:5'' E:4 1/8'' | 4.1 |  |  | 15.625 | 5 | Screw(s) |  |  |  |  | 4.125 | [25 empty] | DP:1 1/32'' W:7'' H:5'' OB UP:2 1/2'' Rectangular |  |  |  | 8 | Black/White |  |  | Hardwired | 0 | 0 | 0 | 0 | 0 | 0 | 0 | 0 | 0 | 0 | 0 | 014817581409 | 18.5 | 9.34 | 7.25 | 5.1 | 0.725 | 125 | Yes | [9 empty] | cETL Damp | BRINTON 2L VTY CH BSKT WV GL | 2 - Light Vanity |  | VS24342CH-L1.png | VS24342CHL1.jpg
VS24343CH-L1 | 3 - Light Vanity | On the Brinton Bath, the beauty is in the glass. Two distinct glass types are offered on a Chrome frame; an organic Basket Weave design on the outer glass with an Opal Etched inner diffuser or a Chunky Sugar Glass outer shade with an Opal Etched inner diffuser. | BATH | Brinton | Wall / Bath Lighting | Chrome | CH | Steel | Undefined Glass | L:6" W:3" H:4" |  | Undefined Glass | 3 G9 Mini 5w |  | 3 | Yes | 1350 | 3000 | 90 | [5 empty] | 10 | 100 |  |  |  | 25000 | 0 | [12 empty] | 209.45 | 418.9 | 628.35 | W:24 1/2'' H:5'' E:4 1/8'' | 6.3 |  |  | 24.5 | 5 | Screw(s) |  |  |  |  | 4.125 | [25 empty] | DP:1 1/32'' W:7'' H:5'' OB UP:2 1/2'' Rectangular |  |  |  | 8 | Black/White |  |  | Hardwired | 0 | 0 | 0 | 0 | 0 | 0 | 0 | 0 | 0 | 0 | 0 | 014817581423 | 27.5 | 10 | 7.25 | 7.3 | 1.154 | 125 | Yes | [9 empty] | cETL Damp | BRINTON 3L VTY CH BSKT WV GL | 3 - Light Vanity |  | VS24343CH-L1.png | VS24343CHL1.jpg
VS24344CH-L1 | 4 - Light Vanity | On the Brinton Bath, the beauty is in the glass. Two distinct glass types are offered on a Chrome frame; an organic Basket Weave design on the outer glass with an Opal Etched inner diffuser or a Chunky Sugar Glass outer shade with an Opal Etched inner diffuser. | BATH | Brinton | Wall / Bath Lighting | Chrome | CH | Steel | Undefined Glass | L:6" W:3" H:4" |  | Undefined Glass | 4 G9 Mini 5w |  | 4 | Yes | 1800 | 3000 | 90 | [5 empty] | 10 | 100 |  |  |  | 25000 | 0 | [12 empty] | 256.45 | 512.9 | 769.35 | W:33 3/8'' H:5'' E:4 1/8'' | 8.7 |  |  | 33.375 | 5 | Screw(s) |  |  |  |  | 4.125 | [25 empty] | DP:1 1/32'' W:7'' H:5'' OB UP:2 1/2'' Rectangular |  |  |  | 8 | Black/White |  |  | Hardwired | 0 | 0 | 0 | 0 | 0 | 0 | 0 | 0 | 0 | 0 | 0 | 014817581447 | 36.25 | 9.34 | 7 | 9.2 | 1.372 | 125 | Yes | [9 empty] | cETL Damp | BRINTON 4L VTY CH BSKT WV GL | 4 - Light Vanity |  | VS24344CH-L1.png | VS24344CHL1.jpg
VS24351CH-L1 | 1 - Light Wall Sconce | On the Brinton Bath, the beauty is in the glass. Two distinct glass types are offered on a Chrome frame; an organic Basket Weave design on the outer glass with an Opal Etched inner diffuser or a Chunky Sugar Glass outer shade with an Opal Etched inner diffuser. | WALL SCONCE | Brinton | Wall / Bath Lighting | Chrome | CH | Steel | Undefined Glass | L:6" W:3" H:4" |  | Undefined Glass | 1 G9 Mini 5w |  | 1 | Yes | 450 | 3000 | 90 | [5 empty] | 10 | 100 |  |  |  | 25000 | 0 | [12 empty] | 92.95 | 185.9 | 278.85 | W:8'' H:5'' E:4 1/8'' | 3 |  |  | 8 | 5 | Screw(s) |  |  |  |  | 4.125 | [25 empty] | DP:1 1/32'' W:7'' H:5'' OB UP:2 1/2'' Rectangular |  |  |  | 8 | Black/White |  |  | Hardwired | 0 | 0 | 0 | 0 | 0 | 0 | 0 | 0 | 0 | 0 | 0 | 014817581393 | 10.34 | 9.34 | 7.25 | 3.2 | 0.405 | 125 | Yes | [9 empty] | cETL Damp | BRINTON 1L SCNC CH SUGAR GLASS | 1 - Light Wall Sconce |  | VS24351CH-L1.png | VS24351CHL1.jpg
VS24352CH-L1 | 2 - Light Vanity | On the Brinton Bath, the beauty is in the glass. Two distinct glass types are offered on a Chrome frame; an organic Basket Weave design on the outer glass with an Opal Etched inner diffuser or a Chunky Sugar Glass outer shade with an Opal Etched inner diffuser. | BATH | Brinton | Wall / Bath Lighting | Chrome | CH | Steel | Undefined Glass | L:6" W:3" H:4" |  | Undefined Glass | 2 G9 Mini 5w |  | 2 | Yes | 900 | 3000 | 90 | [5 empty] | 10 | 100 |  |  |  | 25000 | 0 | [12 empty] | 151.45 | 302.9 | 454.35 | W:15 5/8'' H:5'' E:4 1/8'' | 4 |  |  | 15.625 | 5 | Screw(s) |  |  |  |  | 4.125 | [25 empty] | DP:1 1/32'' W:7'' H:5'' OB UP:2 1/2'' Rectangular |  |  |  | 8 | Black/White |  |  | Hardwired | 0 | 0 | 0 | 0 | 0 | 0 | 0 | 0 | 0 | 0 | 0 | 014817581416 | 18.75 | 9.75 | 7.25 | 5 | 0.767 | 125 | Yes | [9 empty] | cETL Damp | BRINTON 2L VTY CH SUGAR GLASS | 2 - Light Vanity |  | VS24352CH-L1.png | VS24352CHL1.jpg
VS24353CH-L1 | 3 - Light Vanity | On the Brinton Bath, the beauty is in the glass. Two distinct glass types are offered on a Chrome frame; an organic Basket Weave design on the outer glass with an Opal Etched inner diffuser or a Chunky Sugar Glass outer shade with an Opal Etched inner diffuser. | BATH | Brinton | Wall / Bath Lighting | Chrome | CH | Steel | Undefined Glass | L:6" W:3" H:4" |  | Undefined Glass | 3 G9 Mini 5w |  | 3 | Yes | 1350 | 3000 | 90 | [5 empty] | 10 | 100 |  |  |  | 25000 | 0 | [12 empty] | 209.45 | 418.9 | 628.35 | W:24 1/2'' H:5'' E:4 1/8'' | 6.2 |  |  | 24.5 | 5 | Screw(s) |  |  |  |  | 4.125 | [25 empty] | DP:1 1/32'' W:7'' H:5'' OB UP:2 1/2'' Rectangular |  |  |  | 8 | Black/White |  |  | Hardwired | 0 | 0 | 0 | 0 | 0 | 0 | 0 | 0 | 0 | 0 | 0 | 014817581430 | 27.5 | 9.34 | 7.25 | 6.9 | 1.078 | 125 | Yes | [9 empty] | cETL Damp | BRINTON 3L VTY CH SUGAR GLASS | 3 - Light Vanity |  | VS24353CH-L1.png | VS24353CHL1.jpg
VS24354CH-L1 | 4 - Light Vanity | On the Brinton Bath, the beauty is in the glass. Two distinct glass types are offered on a Chrome frame; an organic Basket Weave design on the outer glass with an Opal Etched inner diffuser or a Chunky Sugar Glass outer shade with an Opal Etched inner diffuser. | BATH | Brinton | Wall / Bath Lighting | Chrome | CH | Steel | Undefined Glass | L:6" W:3" H:4" |  | Undefined Glass | 4 G9 Mini 5w |  | 4 | Yes | 1800 | 3000 | 90 | [5 empty] | 10 | 100 |  |  |  | 25000 | 0 | [12 empty] | 256.45 | 512.9 | 769.35 | W:33 3/8'' H:5'' E:4 1/8'' | 8.6 |  |  | 33.375 | 5 | Screw(s) |  |  |  |  | 4.125 | [25 empty] | DP:1 1/32'' W:7'' H:5'' OB UP:2 1/2'' Rectangular |  |  |  | 8 | Black/White |  |  | Hardwired | 0 | 0 | 0 | 0 | 0 | 0 | 0 | 0 | 0 | 0 | 0 | 014817581454 | 36.25 | 10 | 7.25 | 8.8 | 1.521 | 175 | Yes | [9 empty] | cETL Damp | BRINTON 4L VTY CH SUGAR GLASS | 4 - Light Vanity |  | VS24354CH-L1.png | VS24354CHL1.jpg
VS24371CH-L1 | 1 - Light Wall Sconce | Classic, cylindrical Opal Etched Glass shades on the Winter Park bath boast metal bands at the top and bottom for a contemporary feel. Winter Park is offered in two finish options, Satin Nickel or Chrome, and features pressed crystal on each stem that adds a touch of elegance to this tailored silhouette. | WALL SCONCE | Winter Park | Wall / Bath Lighting | Chrome | CH | Steel | White Opal Etched Glass | D:5" H:4.375" |  |  | 1 G9 Mini 5w |  | 1 | Yes | 450 | 3000 | 90 | [5 empty] | 10 | 100 |  |  |  | 25000 | 0 | [12 empty] | 63.95 | 127.9 | 191.85 | W:5'' H:8'' E:6 1/2'' | 3.1 |  |  | 5 | 8 | Screw(s) |  |  |  |  | 6.5 | [25 empty] | DP:3/4'' W:5'' H:5'' OB UP:6'' Rectangular |  |  |  | 8 | Black/White |  |  | Hardwired | 0 | 0 | 0 | 0 | 0 | 0 | 0 | 0 | 0 | 0 | 0 | 014817581751 | 10.75 | 9.25 | 8.25 | 3.4 | 0.475 | 125 | Yes | [9 empty] | cETL Damp | WINTER PARK 1L WALL SCONCE CH | 1 - Light Wall Sconce |  | VS24371CH-L1.png | VS24371CHL1.jpg
VS24371SN-L1 | 1 - Light Wall Sconce | Classic, cylindrical Opal Etched Glass shades on the Winter Park bath boast metal bands at the top and bottom for a contemporary feel. Winter Park is offered in two finish options, Satin Nickel or Chrome, and features pressed crystal on each stem that adds a touch of elegance to this tailored silhouette. | WALL SCONCE | Winter Park | Wall / Bath Lighting | Satin Nickel | SN | Steel | White Opal Etched Glass | D:5" H:4.375" |  |  | 1 G9 Mini 5w |  | 1 | Yes | 450 | 3000 | 90 | [5 empty] | 10 | 100 |  |  |  | 25000 | 0 | [12 empty] | 63.95 | 127.9 | 191.85 | W:5'' H:8'' E:6 1/2'' | 3.1 |  |  | 5 | 8 | Screw(s) |  |  |  |  | 6.5 | [25 empty] | DP:3/4'' W:5'' H:5'' OB UP:6'' Rectangular |  |  |  | 8 | Black/White |  |  | Hardwired | 0 | 0 | 0 | 0 | 0 | 0 | 0 | 0 | 0 | 0 | 0 | 014817581713 | 10.75 | 9.25 | 8.25 | 3.4 | 0.475 | 125 | Yes | [9 empty] | cETL Damp | WINTER PARK 1L WALL SCONCE SN | 1 - Light Wall Sconce |  | VS24371SN-L1.png | VS24371SNL1.jpg
VS24372CH-L1 | 2 - Light Vanity | Classic, cylindrical Opal Etched Glass shades on the Winter Park bath boast metal bands at the top and bottom for a contemporary feel. Winter Park is offered in two finish options, Satin Nickel or Chrome, and features pressed crystal on each stem that adds a touch of elegance to this tailored silhouette. | BATH | Winter Park | Wall / Bath Lighting | Chrome | CH | Steel | White Opal Etched Glass | D:5" H:4.375" |  |  | 2 G9 Mini 5w |  | 2 | Yes | 900 | 3000 | 90 | [5 empty] | 10 | 100 |  |  |  | 25000 | 0 | [12 empty] | 110.45 | 220.9 | 331.35 | W:14'' H:8'' E:6 1/2'' | 4.8 |  |  | 14 | 8 | Screw(s) |  |  |  |  | 6.5 | [25 empty] | DP:3/4'' W:5'' H:5'' OB UP:6'' Rectangular |  |  |  | 8 | Black/White |  |  | Hardwired | 0 | 0 | 0 | 0 | 0 | 0 | 0 | 0 | 0 | 0 | 0 | 014817581768 | 10.75 | 9.25 | 8.25 | 3.4 | 0.475 | 125 | Yes | [9 empty] | cETL Damp | WINTER PARK 2L VANITY CH | 2 - Light Vanity |  | VS24372CH-L1.png | VS24372CHL1.jpg
VS24372SN-L1 | 2 - Light Vanity | Classic, cylindrical Opal Etched Glass shades on the Winter Park bath boast metal bands at the top and bottom for a contemporary feel. Winter Park is offered in two finish options, Satin Nickel or Chrome, and features pressed crystal on each stem that adds a touch of elegance to this tailored silhouette. | BATH | Winter Park | Wall / Bath Lighting | Satin Nickel | SN | Steel | White Opal Etched Glass | D:5" H:4.375" |  |  | 2 G9 Mini 5w |  | 2 | Yes | 900 | 3000 | 90 | [5 empty] | 10 | 100 |  |  |  | 25000 | 0 | [12 empty] | 110.45 | 220.9 | 331.35 | W:14'' H:8'' E:6 1/2'' | 5 |  |  | 14 | 8 | Screw(s) |  |  |  |  | 6.5 | [25 empty] | DP:3/4'' W:5'' H:5'' OB UP:6'' Rectangular |  |  |  | 8 | Black/White |  |  | Hardwired | 0 | 0 | 0 | 0 | 0 | 0 | 0 | 0 | 0 | 0 | 0 | 014817581720 | 14 | 13.75 | 8 | 5.3 | 0.891 | 175 | Yes | [9 empty] | cETL Damp | WINTER PARK 2L VANITY SN | 2 - Light Vanity |  | VS24372SN-L1.png | VS24372SNL1.jpg
VS24373CH-L1 | 3 - Light Vanity | Classic, cylindrical Opal Etched Glass shades on the Winter Park bath boast metal bands at the top and bottom for a contemporary feel. Winter Park is offered in two finish options, Satin Nickel or Chrome, and features pressed crystal on each stem that adds a touch of elegance to this tailored silhouette. | BATH | Winter Park | Wall / Bath Lighting | Chrome | CH | Steel | White Opal Etched Glass | D:5" H:4.375" |  |  | 3 G9 Mini 5w |  | 3 | Yes | 1350 | 3000 | 90 | [5 empty] | 10 | 100 |  |  |  | 25000 | 0 | [12 empty] | 165.48 | 330.96 | 496.44 | W:22 7/8'' H:8'' E:6 1/2'' | 7 |  |  | 22.875 | 8 | Screw(s) |  |  |  |  | 6.5 | [25 empty] | DP:3/4'' W:5'' H:5'' OB UP:6'' Rectangular |  |  |  | 8 | Black/White |  |  | Hardwired | 0 | 0 | 0 | 0 | 0 | 0 | 0 | 0 | 0 | 0 | 0 | 014817581775 | 22.5 | 13.75 | 7.75 | 7.5 | 1.388 | 175 | Yes | [9 empty] | cETL Damp | WINTER PARK 3L VANITY CH | 3 - Light Vanity |  | VS24373CH-L1.png | VS24373CHL1.jpg
VS24373SN-L1 | 3 - Light Vanity | Classic, cylindrical Opal Etched Glass shades on the Winter Park bath boast metal bands at the top and bottom for a contemporary feel. Winter Park is offered in two finish options, Satin Nickel or Chrome, and features pressed crystal on each stem that adds a touch of elegance to this tailored silhouette. | BATH | Winter Park | Wall / Bath Lighting | Satin Nickel | SN | Steel | White Opal Etched Glass | D:5" H:4.375" |  |  | 3 G9 Mini 5w |  | 3 | Yes | 1350 | 3000 | 90 | [5 empty] | 10 | 100 |  |  |  | 25000 | 0 | [12 empty] | 162.95 | 325.9 | 488.85 | W:22 7/8'' H:8'' E:6 1/2'' | 7 |  |  | 22.875 | 8 | Screw(s) |  |  |  |  | 6.5 | [25 empty] | DP:3/4'' W:5'' H:5'' OB UP:6'' Rectangular |  |  |  | 8 | Black/White |  |  | Hardwired | 0 | 0 | 0 | 0 | 0 | 0 | 0 | 0 | 0 | 0 | 0 | 014817581737 | 22.75 | 13.5 | 7.75 | 7.4 | 1.377 | 175 | Yes | [9 empty] | cETL Damp | WINTER PARK 3L VANITY SN | 3 - Light Vanity |  | VS24373SN-L1.png | VS24373SNL1.jpg
VS24374CH-L1 | 4 - Light Vanity | Classic, cylindrical Opal Etched Glass shades on the Winter Park bath boast metal bands at the top and bottom for a contemporary feel. Winter Park is offered in two finish options, Satin Nickel or Chrome, and features pressed crystal on each stem that adds a touch of elegance to this tailored silhouette. | BATH | Winter Park | Wall / Bath Lighting | Chrome | CH | Steel | White Opal Etched Glass | D:5" H:4.375" |  |  | 4 G9 Mini 5w |  | 4 | Yes | 1800 | 3000 | 90 | [5 empty] | 10 | 100 |  |  |  | 25000 | 0 | [12 empty] | 220.95 | 441.9 | 662.85 | W:31 7/8'' H:8'' E:6 1/2'' | 8.5 |  |  | 31.875 | 8 | Screw(s) |  |  |  |  | 6.5 | [25 empty] | DP:3/4'' W:5'' H:5'' OB UP:6'' Square |  |  |  | 8 | Black/White |  |  | Hardwired | 0 | 0 | 0 | 0 | 0 | 0 | 0 | 0 | 0 | 0 | 0 | 014817581782 | 31.7 | 10.7 | 8.8 | 9.8 | 1.727 | 175 | Yes | [9 empty] | cETL Damp | WINTER PARK 4L VANITY CH | 4 - Light Vanity |  | VS24374CH-L1.png | VS24374CHL1.jpg
VS24374SN-L1 | 4 - Light Vanity | Classic, cylindrical Opal Etched Glass shades on the Winter Park bath boast metal bands at the top and bottom for a contemporary feel. Winter Park is offered in two finish options, Satin Nickel or Chrome, and features pressed crystal on each stem that adds a touch of elegance to this tailored silhouette. | BATH | Winter Park | Wall / Bath Lighting | Satin Nickel | SN | Steel | White Opal Etched Glass | D:5" H:4.375" |  |  | 4 G9 Mini 5w |  | 4 | Yes | 1800 | 3000 | 90 | [5 empty] | 10 | 100 |  |  |  | 25000 | 0 | [12 empty] | 220.95 | 441.9 | 662.85 | W:31 7/8'' H:8'' E:6 1/2'' | 8.5 |  |  | 31.875 | 8 | Screw(s) |  |  |  |  | 6.5 | [25 empty] | DP:3/4'' W:5'' H:5'' OB UP:6'' Square |  |  |  | 8 | Black/White |  |  | Hardwired | 0 | 0 | 0 | 0 | 0 | 0 | 0 | 0 | 0 | 0 | 0 | 014817581744 | 32 | 10.8 | 8.25 | 9.7 | 1.65 | 175 | Yes | [9 empty] | cETL Damp | WINTER PARK 4L VANITY SN | 4 - Light Vanity |  | VS24374SN-L1.jpg | VS24374SNL1.jpg
VS24401BBS | 1 - Light Clara Wall Sconce | Clara features Clear Seeded glass shades that subtly diffuse the lamping while allowing the exposed bulb to be a central design element of the fixture. Choose the look that is right for your space with four finish options: Burnished Brass, Chrome, Satin Nickel, Oil Rubbed Bronze or a two-toned finish of Textured Black with Chrome. | WALL SCONCE | Clara | Wall / Bath Lighting | Burnished Brass | BBS | Steel | Clear Seeded Glass | D:6.25" H:5.875" |  |  | 1 Medium A19 75w |  | 1 | No | [14 empty] | 0 | [12 empty] | 41.45 | 82.9 | 124.35 | W:6 1/4'' H:10'' E:6 3/4'' | 1.5 |  |  | 6.25 | 10 | Set Screw(s) |  |  |  |  | 6.75 | [25 empty] | D:5'' DP:7/8'' OB UP:2 1/2'' Round |  |  |  | 8 | Black/White |  |  | Hardwired | 0 | 1 | 0 | 0 | 0 | 0 | 0 | 0 | 0 | 0 | 0 | 014817597967 | 14 | 9.25 | 9 | 2.8 | 0.674 | 175 | Yes | [9 empty] | cETL Damp | 1L CLARA WALL SCONCE BBS | 1 - Light Clara Wall Sconce |  | VS24401BBS.jpg | VS24401BBS.jpg
VS24401CH | 1 - Light Wall Sconce | Clara features Clear Seeded glass shades that subtly diffuse the lamping while allowing the exposed bulb to be a central design element of the fixture. Choose the look that is right for your space with four finish options: Burnished Brass, Chrome, Satin Nickel, Oil Rubbed Bronze or a two-toned finish of Textured Black with Chrome. | WALL SCONCE | Clara | Wall / Bath Lighting | Chrome | CH | Steel | Clear Seeded Glass | D:6.25" H:5.875" |  |  | 1 Medium A19 75w |  | 1 | No | [14 empty] | 0 | [12 empty] | 43.95 | 87.9 | 131.85 | W:6 1/4'' H:10 1/2'' E:6 3/4'' | 1.5 |  |  | 6.25 | 10.5 | Set Screw(s) |  |  |  |  | 6.75 | [25 empty] | D:5'' DP:7/8'' OB UP:2 1/2'' Round |  |  |  | 8 |  |  |  | Hardwired | 0 | 1 | 0 | 0 | 0 | 0 | 0 | 0 | 0 | 0 | 0 | 014817581799 | 14 | 9 | 9 | 2.9 | 0.656 | 175 | Yes | [9 empty] | cETL Damp | CLARA 1L WALL SCONCE CH | 1 - Light Wall Sconce |  | VS24401CH.jpg | VS24401CH.jpg
VS24401ORB | 1 - Light Wall Sconce | Clara features Clear Seeded glass shades that subtly diffuse the lamping while allowing the exposed bulb to be a central design element of the fixture. Choose the look that is right for your space with four finish options: Burnished Brass, Chrome, Satin Nickel, Oil Rubbed Bronze or a two-toned finish of Textured Black with Chrome. | WALL SCONCE | Clara | Wall / Bath Lighting | Oil Rubbed Bronze | ORB | Steel | Clear Seeded Glass | D:6.25" H:5.875" |  |  | 1 Medium A19 75w |  | 1 | No | [14 empty] | 0 | [12 empty] | 43.95 | 87.9 | 131.85 | W:6 1/4'' H:10 1/2'' E:6 3/4'' | 1.5 |  |  | 6.25 | 10.5 | Set Screw(s) |  |  |  |  | 6.75 | [25 empty] | D:5'' DP:7/8'' OB UP:2 1/2'' Round |  |  |  | 8 |  |  |  | Hardwired | 0 | 1 | 0 | 0 | 0 | 0 | 0 | 0 | 0 | 0 | 0 | 014817581874 | 14 | 9.25 | 8.75 | 2.9 | 0.656 | 175 | Yes | [9 empty] | cETL Damp | CLARA 1L WALL SCONCE ORB | 1 - Light Wall Sconce |  | VS24401ORB.jpg | VS24401ORB.jpg
VS24401PN/TXB | 1-Light Wall Sconce | Clara features Clear Seeded glass shades that subtly diffuse the lamping while allowing the exposed bulb to be a central design element of the fixture. Choose the look that is right for your space with four finish options: Burnished Brass, Chrome, Satin Nickel, Oil Rubbed Bronze or a two-toned finish of Textured Black with Chrome. | WALL SCONCE | Clara | Wall / Bath Lighting | Polished Nickel/Textured Black | PN/TXB | Steel | Clear Seeded Glass | D:6.25" H:5.875" |  |  | 1 Medium A19 75w |  | 1 | No | [14 empty] | 0 | [12 empty] | 43.95 | 87.9 | 131.85 | W:6 1/4'' H:10 5/8'' E:6 3/4'' | 1.8 |  |  | 6.25 | 10.625 | Set Screw(s) |  |  |  |  | 6.75 | [25 empty] | D:5'' DP:7/8'' OB UP:2 1/2'' Round |  |  |  | 8 |  |  |  | Hardwired | 0 | 1 | 0 | 0 | 0 | 0 | 0 | 0 | 0 | 0 | 0 | 014817587586 | 14 | 9.18 | 9 | 3 | 0.669 | 175 | Yes | [9 empty] | cETL Damp | 1L CLARA WALL SCONCE PN/TXB | 1L CLARA WALL SCONCE PN/TXB |  | VS24401PNTXB.jpg | VS24401PNTXB.jpg
VS24401SN | 1 - Light Wall Sconce | Clara features Clear Seeded glass shades that subtly diffuse the lamping while allowing the exposed bulb to be a central design element of the fixture. Choose the look that is right for your space with four finish options: Burnished Brass, Chrome, Satin Nickel, Oil Rubbed Bronze or a two-toned finish of Textured Black with Chrome. | WALL SCONCE | Clara | Wall / Bath Lighting | Satin Nickel | SN | Steel | Clear Seeded Glass | D:6.25" H:5.875" |  |  | 1 Medium A19 75w |  | 1 | No | [14 empty] | 0 | [12 empty] | 43.95 | 87.9 | 131.85 | W:6 1/4'' H:10 1/2'' E:6 3/4'' | 1.5 |  |  | 6.25 | 10.5 | Set Screw(s) |  |  |  |  | 6.75 | [25 empty] | D:5'' DP:7/8'' OB UP:2 1/2'' Round |  |  |  | 8 |  |  |  | Hardwired | 0 | 1 | 0 | 0 | 0 | 0 | 0 | 0 | 0 | 0 | 0 | 014817581836 | 14 | 9 | 8.75 | 3 | 0.638 | 175 | Yes | [9 empty] | cETL Damp | CLARA 1L WALL SCONCE SN | 1 - Light Wall Sconce |  | VS24401SN.jpg | VS24401SN.jpg
VS24402CH | 2 - Light Vanity | Clara features Clear Seeded glass shades that subtly diffuse the lamping while allowing the exposed bulb to be a central design element of the fixture. Choose the look that is right for your space with four finish options: Burnished Brass, Chrome, Satin Nickel, Oil Rubbed Bronze or a two-toned finish of Textured Black with Chrome. | BATH | Clara | Wall / Bath Lighting | Chrome | CH | Steel | Clear Seeded Glass | D:5.875" H:6.25" |  |  | 2 Medium A19 75w |  | 2 | No | [14 empty] | 0 | [12 empty] | 69.95 | 139.9 | 209.85 | W:14 3/4'' H:9 5/8'' E:6 3/4'' | 2.2 |  |  | 14.75 | 9.625 | Set Screw(s) |  |  |  |  | 6.75 | [25 empty] | D:5'' DP:7/8'' OB UP:2 1/2'' Round |  |  |  | 8 |  |  |  | Hardwired | 0 | 1 | 0 | 0 | 0 | 0 | 0 | 0 | 0 | 0 | 0 | 014817581805 | 16 | 15.75 | 9 | 4.9 | 1.313 | 250 | Yes | [9 empty] | cETL Damp | CLARA 2L VANITY CH | 2 - Light Vanity |  | VS24402CH.jpg | VS24402CH.jpg
VS24402ORB | 2 - Light Vanity | Clara features Clear Seeded glass shades that subtly diffuse the lamping while allowing the exposed bulb to be a central design element of the fixture. Choose the look that is right for your space with four finish options: Burnished Brass, Chrome, Satin Nickel, Oil Rubbed Bronze or a two-toned finish of Textured Black with Chrome. | BATH | Clara | Wall / Bath Lighting | Oil Rubbed Bronze | ORB | Steel | Clear Seeded Glass | D:5.875" H:6.25" |  |  | 2 Medium A19 75w |  | 2 | No | [14 empty] | 0 | [12 empty] | 69.95 | 139.9 | 209.85 | W:14 3/4'' H:9 5/8'' E:6 3/4'' | 2.2 |  |  | 14.75 | 9.625 | Set Screw(s) |  |  |  |  | 6.75 | [25 empty] | D:5'' DP:7/8'' OB UP:2 1/2'' Round |  |  |  | 8 |  |  |  | Hardwired | 0 | 1 | 0 | 0 | 0 | 0 | 0 | 0 | 0 | 0 | 0 | 014817581881 | 16 | 14 | 8.75 | 4.8 | 1.134 | 175 | Yes | [9 empty] | cETL Damp | CLARA 2L VANITY ORB | 2 - Light Vanity |  | VS24402ORB.jpg | VS24402ORB.jpg
VS24402PN/TXB | 2-Light Vanity | Clara features Clear Seeded glass shades that subtly diffuse the lamping while allowing the exposed bulb to be a central design element of the fixture. Choose the look that is right for your space with four finish options: Burnished Brass, Chrome, Satin Nickel, Oil Rubbed Bronze or a two-toned finish of Textured Black with Chrome. | BATH | Clara | Wall / Bath Lighting | Polished Nickel/Textured Black | PN/TXB | Steel | Clear Seeded Glass | D:5.875" H:6.25" |  |  | 2 Medium A19 75w |  | 2 | No | [14 empty] | 0 | [12 empty] | 69.95 | 139.9 | 209.85 | W:14 3/4'' H:10 1/4'' E:6 3/4'' | 3.3 |  |  | 14.75 | 10.25 | Set Screw(s) |  |  |  |  | 6.75 | [25 empty] | D:5'' DP:7/8'' OB UP:2 1/2'' Round |  |  |  | 8 |  |  |  | Hardwired | 0 | 1 | 0 | 0 | 0 | 0 | 0 | 0 | 0 | 0 | 0 | 014817587593 | 16 | 14 | 8.75 | 4.8 | 1.134 | 175 | Yes | [9 empty] | cETL Damp | 2L CLARA BATH PN/TXB | 2L CLARA BATH PN/TXB |  | VS24402PNTXB.png | VS24402PNTXB.jpg
VS24402SN | 2 - Light Vanity | Clara features Clear Seeded glass shades that subtly diffuse the lamping while allowing the exposed bulb to be a central design element of the fixture. Choose the look that is right for your space with four finish options: Burnished Brass, Chrome, Satin Nickel, Oil Rubbed Bronze or a two-toned finish of Textured Black with Chrome. | BATH | Clara | Wall / Bath Lighting | Satin Nickel | SN | Steel | Clear Seeded Glass | D:5.875" H:6.25" |  |  | 2 Medium A19 75w |  | 2 | No | [14 empty] | 0 | [12 empty] | 69.95 | 139.9 | 209.85 | W:14 3/4'' H:9 5/8'' E:6 3/4'' | 2.2 |  |  | 14.75 | 9.625 | Set Screw(s) |  |  |  |  | 6.75 | [25 empty] | D:5'' DP:7/8'' OB UP:2 1/2'' Round |  |  |  | 8 |  |  |  | Hardwired | 0 | 1 | 0 | 0 | 0 | 0 | 0 | 0 | 0 | 0 | 0 | 014817581843 | 16 | 14.25 | 9 | 4.7 | 1.188 | 175 | Yes | [9 empty] | cETL Damp | CLARA 2L VANITY SN | 2 - Light Vanity |  | VS24402SN.jpg | VS24402SN.jpg
VS24403BBS | 3 - Light Vanity | Clara features Clear Seeded glass shades that subtly diffuse the lamping while allowing the exposed bulb to be a central design element of the fixture. Choose the look that is right for your space with four finish options: Burnished Brass, Chrome, Satin Nickel, Oil Rubbed Bronze or a two-toned finish of Textured Black with Chrome. | BATH | Clara | Wall / Bath Lighting | Burnished Brass | BBS | Steel | Clear Seeded Glass | D:5.875" H:6.25" |  |  | 3 Medium A19 75w |  | 3 | No | [14 empty] | 0 | [12 empty] | 87.45 | 174.9 | 262.35 | W:24'' H:9 5/8'' E:6 3/4'' | 4 |  |  | 24 | 9.625 | Set Screw(s) |  |  |  |  | 6.75 | [25 empty] | D:5'' DP:7/8'' OB UP:2 1/2'' Round |  |  |  | 8 | Black/White |  |  | Hardwired | 0 | 1 | 0 | 0 | 0 | 0 | 0 | 0 | 0 | 0 | 0 | 014817597974 | 24 | 9 | 13.5 | 6.8 | 1.688 | 175 | Yes | [9 empty] | cETL Damp | 3L CLARA BATH BBS | 3 - Light Vanity |  | VS24403BBS.jpg | VS24403BBS.jpg
VS24403CH | 3 - Light Vanity | Clara features Clear Seeded glass shades that subtly diffuse the lamping while allowing the exposed bulb to be a central design element of the fixture. Choose the look that is right for your space with four finish options: Burnished Brass, Chrome, Satin Nickel, Oil Rubbed Bronze or a two-toned finish of Textured Black with Chrome. | BATH | Clara | Wall / Bath Lighting | Chrome | CH | Steel | Clear Seeded Glass | D:5.875" H:6.25" |  |  | 3 Medium A19 75w |  | 3 | No | [14 empty] | 0 | [12 empty] | 92.95 | 185.9 | 278.85 | W:24'' H:9 5/8'' E:6 3/4'' | 4 |  |  | 24 | 9.625 | Set Screw(s) |  |  |  |  | 6.75 | [25 empty] | D:5'' DP:7/8'' OB UP:2 1/2'' Round |  |  |  | 8 |  |  |  | Hardwired | 0 | 1 | 0 | 0 | 0 | 0 | 0 | 0 | 0 | 0 | 0 | 014817581812 | 24 | 14 | 9 | 6.3 | 1.75 | 250 | Yes | [9 empty] | cETL Damp | CLARA 3L VANITY CH | 3 - Light Vanity |  | VS24403CH.jpg | VS24403CH.jpg
VS24403ORB | 3 - Light Vanity | Clara features Clear Seeded glass shades that subtly diffuse the lamping while allowing the exposed bulb to be a central design element of the fixture. Choose the look that is right for your space with four finish options: Burnished Brass, Chrome, Satin Nickel, Oil Rubbed Bronze or a two-toned finish of Textured Black with Chrome. | BATH | Clara | Wall / Bath Lighting | Oil Rubbed Bronze | ORB | Steel | Clear Seeded Glass | D:5.875" H:6.25" |  |  | 3 Medium A19 75w |  | 3 | No | [14 empty] | 0 | [12 empty] | 92.95 | 185.9 | 278.85 | W:24'' H:9 5/8'' E:6 3/4'' | 4 |  |  | 24 | 9.625 | Set Screw(s) |  |  |  |  | 6.75 | [25 empty] | D:5'' DP:7/8'' OB UP:2 1/2'' Round |  |  |  | 8 |  |  |  | Hardwired | 0 | 1 | 0 | 0 | 0 | 0 | 0 | 0 | 0 | 0 | 0 | 014817581898 | 24.25 | 14.25 | 8.75 | 6.3 | 1.75 | 250 | Yes | [9 empty] | cETL Damp | CLARA 3L VANITY ORB | 3 - Light Vanity |  | VS24403ORB.jpg | VS24403ORB.jpg
VS24403PN/TXB | 3-Light Vanity | Clara features Clear Seeded glass shades that subtly diffuse the lamping while allowing the exposed bulb to be a central design element of the fixture. Choose the look that is right for your space with four finish options: Burnished Brass, Chrome, Satin Nickel, Oil Rubbed Bronze or a two-toned finish of Textured Black with Chrome. | BATH | Clara | Wall / Bath Lighting | Polished Nickel/Textured Black | PN/TXB | Steel | Clear Seeded Glass | D:5.875" H:6.25" |  |  | 3 Medium A19 75w |  | 3 | No | [14 empty] | 0 | [12 empty] | 92.95 | 185.9 | 278.85 | W:24'' H:10 1/4'' E:6 3/4'' | 4.9 |  |  | 24 | 10.25 | Set Screw(s) |  |  |  |  | 6.75 | [25 empty] | D:5'' DP:7/8'' OB UP:2 1/2'' Round |  |  |  | 8 |  |  |  | Hardwired | 0 | 1 | 0 | 0 | 0 | 0 | 0 | 0 | 0 | 0 | 0 | 014817587609 | 24 | 14.25 | 9.25 | 6.4 | 1.831 | 250 | Yes | [9 empty] | cETL Damp | 3L CLARA BATH PN/TXB | 3L CLARA BATH PN/TXB |  | VS24403PNTXB.png | VS24403PNTXB.jpg
VS24403SN | 3 - Light Vanity | Clara features Clear Seeded glass shades that subtly diffuse the lamping while allowing the exposed bulb to be a central design element of the fixture. Choose the look that is right for your space with four finish options: Burnished Brass, Chrome, Satin Nickel, Oil Rubbed Bronze or a two-toned finish of Textured Black with Chrome. | BATH | Clara | Wall / Bath Lighting | Satin Nickel | SN | Steel | Clear Seeded Glass | D:5.875" H:6.25" |  |  | 3 Medium A19 75w |  | 3 | No | [14 empty] | 0 | [12 empty] | 92.95 | 185.9 | 278.85 | W:24'' H:9 5/8'' E:6 3/4'' | 4 |  |  | 24 | 9.625 | Set Screw(s) |  |  |  |  | 6.75 | [25 empty] | D:5'' DP:7/8'' OB UP:2 1/2'' Round |  |  |  | 8 |  |  |  | Hardwired | 0 | 1 | 0 | 0 | 0 | 0 | 0 | 0 | 0 | 0 | 0 | 014817581850 | 24 | 14 | 9 | 6.3 | 1.75 | 250 | Yes | [9 empty] | cETL Damp | CLARA 3L VANITY SN | 3 - Light Vanity |  | VS24403SN.jpg | VS24403SN.jpg
VS24405CH | 5 - Light Vanity | Clara features Clear Seeded glass shades that subtly diffuse the lamping while allowing the exposed bulb to be a central design element of the fixture. Choose the look that is right for your space with four finish options: Burnished Brass, Chrome, Satin Nickel, Oil Rubbed Bronze or a two-toned finish of Textured Black with Chrome. | BATH | Clara | Wall / Bath Lighting | Chrome | CH | Steel | Clear Seeded Glass | D:5.875" H:6.25" |  |  | 5 Medium A19 75w |  | 5 | No | [14 empty] | 0 | [12 empty] | 139.95 | 279.9 | 419.85 | W:40'' H:10'' E:6 3/4'' | 8 |  |  | 40 | 10 | Set Screw(s) |  |  |  |  | 6.75 | [25 empty] | DP:7/8'' W:9 15/32'' H:5'' OB UP:2 1/2'' Rectangular |  |  |  | 8 |  |  |  | Hardwired | 0 | 1 | 0 | 0 | 0 | 0 | 0 | 0 | 0 | 0 | 0 | 014817581829 | 40.75 | 14.25 | 8.75 | 11.1 | 2.94 | 250 | Yes | [9 empty] | cETL Damp | CLARA 5L VANITY CH | 5 - Light Vanity |  | VS24405CH.jpg | VS24405CH.jpg
VS24405ORB | 5 - Light Vanity | Clara features Clear Seeded glass shades that subtly diffuse the lamping while allowing the exposed bulb to be a central design element of the fixture. Choose the look that is right for your space with four finish options: Burnished Brass, Chrome, Satin Nickel, Oil Rubbed Bronze or a two-toned finish of Textured Black with Chrome. | BATH | Clara | Wall / Bath Lighting | Oil Rubbed Bronze | ORB | Steel | Clear Seeded Glass | D:5.875" H:6.25" |  |  | 5 Medium A19 75w |  | 5 | No | [14 empty] | 0 | [12 empty] | 139.95 | 279.9 | 419.85 | W:40'' H:10'' E:6 3/4'' | 8 |  |  | 40 | 10 | Set Screw(s) |  |  |  |  | 6.75 | [25 empty] | DP:7/8'' W:9 15/32'' H:5'' OB UP:2 1/2'' Rectangular |  |  |  | 8 |  |  |  | Hardwired | 0 | 1 | 0 | 0 | 0 | 0 | 0 | 0 | 0 | 0 | 0 | 014817581904 | 40.5 | 14 | 9 | 12.2 | 2.953 | 175 | Yes | [9 empty] | cETL Damp | CLARA 5L VANITY ORB | 5 - Light Vanity |  | VS24405ORB.jpg | VS24405ORB.jpg
VS24405PN/TXB | 5-Light Vanity | Clara features Clear Seeded glass shades that subtly diffuse the lamping while allowing the exposed bulb to be a central design element of the fixture. Choose the look that is right for your space with four finish options: Burnished Brass, Chrome, Satin Nickel, Oil Rubbed Bronze or a two-toned finish of Textured Black with Chrome. | BATH | Clara | Wall / Bath Lighting | Polished Nickel/Textured Black | PN/TXB | Steel | Clear Seeded Glass | D:5.875" H:6.25" |  |  | 5 Medium A19 75w |  | 5 | No | [14 empty] | 0 | [12 empty] | 139.95 | 279.9 | 419.85 | W:40'' H:10 1/2'' E:6 3/4'' | 7.3 |  |  | 40 | 10.5 | Set Screw(s) |  |  |  |  | 6.75 | [25 empty] | DP:7/8'' W:9 15/32'' H:5'' OB UP:2 1/2'' Rectangular |  |  |  | 8 |  |  |  | Hardwired | 0 | 1 | 0 | 0 | 0 | 0 | 0 | 0 | 0 | 0 | 0 | 014817587616 | 40.5 | 13.75 | 9 | 12.3 | 2.9 | 175 | Yes | [9 empty] | cETL Damp | 5L CLARA BATH PN/TXB | 5L CLARA BATH PN/TXB |  | VS24405PNTXB.png | VS24405PNTXB.jpg
VS24405SN | 5 - Light Vanity | Clara features Clear Seeded glass shades that subtly diffuse the lamping while allowing the exposed bulb to be a central design element of the fixture. Choose the look that is right for your space with four finish options: Burnished Brass, Chrome, Satin Nickel, Oil Rubbed Bronze or a two-toned finish of Textured Black with Chrome. | BATH | Clara | Wall / Bath Lighting | Satin Nickel | SN | Steel | Clear Seeded Glass | D:5.875" H:6.25" |  |  | 5 Medium A19 75w |  | 5 | No | [14 empty] | 0 | [12 empty] | 139.95 | 279.9 | 419.85 | W:40'' H:10'' E:6 3/4'' | 8 |  |  | 40 | 10 | Set Screw(s) |  |  |  |  | 6.75 | [25 empty] | DP:7/8'' W:9 15/32'' H:5'' OB UP:2 1/2'' Rectangular |  |  |  | 8 |  |  |  | Hardwired | 0 | 1 | 0 | 0 | 0 | 0 | 0 | 0 | 0 | 0 | 0 | 014817581867 | 40.25 | 14.25 | 8.75 | 12.1 | 2.904 | 175 | Yes | [9 empty] | cETL Damp | CLARA 5L VANITY SN | 5 - Light Vanity |  | VS24405SN.jpg | VS24405SN.jpg
VS2451AI | 1 - Light Wall Sconce | The epitome of Mountain Luxe, Ansley has a historical, raw material look with sturdy framing. Its New Aged Iron finish gives it an artisanal, hard-forged feel. The assortment includes: 12-Light Chandelier, 8-Light Chandelier, 8-Light Linear, one-light sconce and vanity silhouettes. | BATH | Ansley | Wall / Bath Lighting | Aged Iron | AI | Steel | Clear Glass | D:4" H:6.875" |  |  | 1 Medium A19 60w |  | 1 | No | [14 empty] | 0 | [12 empty] | 65.45 | 130.9 | 196.35 | W:4 3/4'' H:12'' E:6'' | 4.6 |  |  | 4.75 | 12 | Wall / Bath |  |  |  |  | 6 | [25 empty] | DP:3/4'' W:4 3/4'' H:7'' OB UP:3 1/2'' OB DOWN:8 1/2'' Rectangular |  |  |  | 8 |  |  |  | Hardwired | 0 | 0 | 0 | 0 | 0 | 0 | 0 | 0 | 0 | 0 | 0 | 014817592207 | 13.25 | 9 | 10.58 | 7.3 | 0.73 | 93 | Yes | [8 empty] | ETL Damp | cETL Damp | 1L ANSLEY WALL SCONCE AI | 1 - Light Wall Sconce |  | VS2451AI.jpg | VS2451AI.jpg
VS2452AI | 2 - Light Vanity | The epitome of Mountain Luxe, Ansley has a historical, raw material look with sturdy framing. Its New Aged Iron finish gives it an artisanal, hard-forged feel. The assortment includes: 12-Light Chandelier, 8-Light Chandelier, 8-Light Linear, one-light sconce and vanity silhouettes. | BATH | Ansley | Wall / Bath Lighting | Aged Iron | AI | Steel | Clear Glass | D:4" H:6.875" |  |  | 2 Medium A19 60w |  | 2 | No | [14 empty] | 0 | [12 empty] | 109.45 | 218.9 | 328.35 | W:13 1/8'' H:9 3/8'' E:6 3/4'' | 8.6 |  |  | 13.125 | 9.375 | Wall / Bath |  |  |  |  | 6.75 | [25 empty] | DP:3/4'' W:7'' H:4 3/4'' OB UP:2 3/8'' OB DOWN:7'' Rectangular |  |  |  | 8 |  |  |  | Hardwired | 0 | 0 | 0 | 0 | 0 | 0 | 0 | 0 | 0 | 0 | 0 | 014817592214 | 16 | 13 | 10 | 12 | 1.204 | 93 | Yes | [8 empty] | ETL Damp | cETL Damp | 2L ANSLEY VANITY AI | 2 - Light Vanity |  | VS2452AI.jpg | VS2452AI.jpg
VS2453AI | 3 - Light Vanity | The epitome of Mountain Luxe, Ansley has a historical, raw material look with sturdy framing. Its New Aged Iron finish gives it an artisanal, hard-forged feel. The assortment includes: 12-Light Chandelier, 8-Light Chandelier, 8-Light Linear, one-light sconce and vanity silhouettes. | BATH | Ansley | Wall / Bath Lighting | Aged Iron | AI | Steel | Clear Glass | D:4" H:6.875" |  |  | 3 Medium A19 60w |  | 3 | No | [14 empty] | 0 | [12 empty] | 158.95 | 317.9 | 476.85 | W:23 1/8'' H:9 3/8'' E:6 3/4'' | 12.8 |  |  | 23.125 | 9.375 | Wall / Bath |  |  |  |  | 6.75 | [25 empty] | DP:3/4'' W:7'' H:4 3/4'' OB UP:2 3/8'' OB DOWN:7'' Rectangular |  |  |  | 8 |  |  |  | Hardwired | 0 | 0 | 0 | 0 | 0 | 0 | 0 | 0 | 0 | 0 | 0 | 014817592221 | 26.75 | 9.78 | 13.25 | 17.1 | 2.006 | 100 | Yes | [8 empty] | ETL Damp | cETL Damp | 3L ANSLEY VANITY AI | 3 - Light Vanity |  | VS2453AI.jpg | VS2453AI.jpg
VS2454AI | 4 - Light Vanity | The epitome of Mountain Luxe, Ansley has a historical, raw material look with sturdy framing. Its New Aged Iron finish gives it an artisanal, hard-forged feel. The assortment includes: 12-Light Chandelier, 8-Light Chandelier, 8-Light Linear, one-light sconce and vanity silhouettes. | BATH | Ansley | Wall / Bath Lighting | Aged Iron | AI | Steel | Clear Glass | D:4" H:6.875" |  |  | 3 Medium A19 60w |  | 3 | No | [14 empty] | 0 | [12 empty] | 219.45 | 438.9 | 658.35 | W:32 3/4'' H:9 3/8'' E:6 3/4'' | 17.2 |  |  | 32.75 | 9.375 | Wall / Bath |  |  |  |  | 6.75 | [25 empty] | DP:3/4'' W:7'' H:4 3/4'' OB UP:2 3/8'' OB DOWN:7'' Rectangular |  |  |  | 8 |  |  |  | Hardwired | 0 | 0 | 0 | 0 | 0 | 0 | 0 | 0 | 0 | 0 | 0 | 014817592238 | 37.25 | 10.25 | 13.25 | 21.9 | 2.928 | 125 | Yes | [8 empty] | ETL Damp | cETL Damp | 4L ANSLEY VANITY AI | 4 - Light Vanity |  | VS2454AI.jpg | VS2454AI.jpg
VS2461BBS | 1 - Light Wall Sconce | An updated take on a retro design, the Abbott vanity lights bring a splash of mid-century modern inspiration to your decor. Crafted of metal and suited for damp spaces, this streamlined fixture is offered in three sizes to fit comfortably above a vanity or single as sconce. Round-shaped milk glass shades in a satin hue complete the look and diffuse brightness. | WALL SCONCE | Abbott | Wall / Bath Lighting | Burnished Brass | BBS | Steel | White Milk Glass | D:5.875" H:5.25" |  |  | 1 Candelabra Torpedo 60w |  | 1 | No | [14 empty] | 0 | [12 empty] | 70.95 | 141.9 | 212.85 | W:6 3/8'' H:7 3/4'' E:8 1/8'' | 1.3 |  |  | 6.375 | 7.75 | Wall / Bath |  |  |  |  | 8.125 | [25 empty] | DP:3/4'' W:4 1/2'' H:7'' OB UP:3 1/2'' OB DOWN:4 1/4'' Rectangular |  |  |  | 8 | Black/White |  |  | Hardwired | 0 | 1 | 0 | 0 | 0 | 0 | 0 | 0 | 0 | 0 | 0 | 014817592283 | 12.5 | 9.38 | 8.18 | 3.3 | 0.555 | 175 | Yes | [8 empty] | ETL Damp | cETL Damp | 1L ABBOTT WALL SCONCE BBS | 1 - Light Wall Sconce |  | VS2461BBS.jpg | VS2461BBS.jpg
VS2461PN | 1 - Light Wall Sconce | An updated take on a retro design, the Abbott vanity lights bring a splash of mid-century modern inspiration to your decor. Crafted of metal and suited for damp spaces, this streamlined fixture is offered in three sizes to fit comfortably above a vanity or single as sconce. Round-shaped milk glass shades in a satin hue complete the look and diffuse brightness. | WALL SCONCE | Abbott | Wall / Bath Lighting | Polished Nickel | PN | Steel | White Milk Glass | D:5.875" H:5.25" |  |  | 1 Candelabra Torpedo 60w |  | 1 | No | [14 empty] | 0 | [12 empty] | 70.95 | 141.9 | 212.85 | W:6 3/8'' H:7 3/4'' E:8 1/8'' | 1.3 |  |  | 6.375 | 7.75 | Wall / Bath |  |  |  |  | 8.125 | [25 empty] | DP:3/4'' W:4 1/2'' H:7'' OB UP:3 1/2'' OB DOWN:4 1/4'' Rectangular |  |  |  | 8 | Black/White |  |  | Hardwired | 0 | 1 | 0 | 0 | 0 | 0 | 0 | 0 | 0 | 0 | 0 | 014817592276 | 12.38 | 9.78 | 8.18 | 3.4 | 0.573 | 175 | Yes | [8 empty] | ETL Damp | cETL Damp | 1L ABBOTT WALL SCONCE PN | 1 - Light Wall Sconce |  | VS2461PN.jpg | VS2461PN.jpg
VS2463BBS | 3 - Light Vanity | An updated take on a retro design, the Abbott vanity lights bring a splash of mid-century modern inspiration to your decor. Crafted of metal and suited for damp spaces, this streamlined fixture is offered in three sizes to fit comfortably above a vanity or single as sconce. Round-shaped milk glass shades in a satin hue complete the look and diffuse brightness. | BATH | Abbott | Wall / Bath Lighting | Burnished Brass | BBS | Steel | White Milk Glass | D:4.5" H:4.125" |  |  | 3 G9 T4 4.5w |  | 3 | Yes | [14 empty] | 0 | [12 empty] | 219.45 | 438.9 | 658.35 | W:24 1/8'' H:5 1/2'' E:7'' | 4.4 |  |  | 24.125 | 5.5 | Wall / Bath |  |  |  |  | 7 | [25 empty] | DP:3/4'' W:7'' H:4 3/4'' OB UP:2 3/8'' OB DOWN:3 1/8'' Rectangular |  |  |  | 8 | Black/White |  |  | Hardwired | 0 | 1 | 0 | 0 | 0 | 0 | 0 | 0 | 0 | 0 | 0 | 014817592306 | 25.5 | 10.25 | 8.25 | 6 | 1.248 | 175 | Yes | [8 empty] | ETL Damp | cETL Damp | 3L ABBOTT VANITY BBS | 3 - Light Vanity |  | VS2463BBS.jpg | VS2463BBS.jpg
VS2463PN | 3 - Light Vanity | An updated take on a retro design, the Abbott vanity lights bring a splash of mid-century modern inspiration to your decor. Crafted of metal and suited for damp spaces, this streamlined fixture is offered in three sizes to fit comfortably above a vanity or single as sconce. Round-shaped milk glass shades in a satin hue complete the look and diffuse brightness. | BATH | Abbott | Wall / Bath Lighting | Polished Nickel | PN | Steel | White Milk Glass | D:4.5" H:4.125" |  |  | 3 G9 T4 4.5w |  | 3 | Yes | [14 empty] | 0 | [12 empty] | 219.45 | 438.9 | 658.35 | W:24 1/8'' H:5 1/2'' E:7'' | 4.4 |  |  | 24.125 | 5.5 | Wall / Bath |  |  |  |  | 7 | [25 empty] | DP:3/4'' W:7'' H:4 3/4'' OB UP:2 3/8'' OB DOWN:3 1/8'' Rectangular |  |  |  | 8 | Black/White |  |  | Hardwired | 0 | 1 | 0 | 0 | 0 | 0 | 0 | 0 | 0 | 0 | 0 | 014817592290 | 26 | 9.75 | 8.25 | 6.1 | 1.21 | 175 | Yes | [8 empty] | ETL Damp | cETL Damp | 3L ABBOTT VANITY PN | 3 - Light Vanity |  | VS2463PN.jpg | VS2463PN.jpg
VS24701BBS | 1 - Light Wall Sconce | Monterro features beautiful tapered glass shades and exquisite cast details, including a cast backplate, cast ring, and hook hardware that elegantly supports the shades. The Chrome version is available with two glass options; either White Opal Etched glass or Clear Seeded glass, while the Burnished Brass, Satin Nickel finish is available in Clear Seeded glass only. | WALL SCONCE | Monterro | Wall / Bath Lighting | Burnished Brass | BBS | Steel | Clear Seeded Glass | D:5" H:6.25" |  |  | 1 Medium A19 75w |  | 1 | No | [14 empty] | 0 | [12 empty] | 40.95 | 81.9 | 122.85 | W:5'' H:11'' E:6'' | 3 |  |  | 5 | 11 | Set Screw(s) |  |  |  |  | 6 | [25 empty] | DP:3/4'' W:5'' H:11'' OB UP:5 1/2'' Square |  |  |  | 8 | Black/White |  |  | Hardwired | 0 | 1 | 0 | 0 | 0 | 0 | 0 | 0 | 0 | 0 | 0 | 014817597929 | 14.25 | 9.25 | 8.25 | 3.1 | 0.629 | 125 | Yes | 6 | 10014817597926 | 28.25 | 15 | 17.5 | 26 | 4.291 | Yes |  | cETL Damp | MONTERRO 1L WALL SCONCE BBS | 1 - Light Wall Sconce |  | VS24701BBS.jpg | VS24701BBS.jpg
VS24701CH | 1 - Light Wall Sconce | Monterro features beautiful tapered glass shades and exquisite cast details, including a cast backplate, cast ring, and hook hardware that elegantly supports the shades. The Chrome version is available with two glass options; either White Opal Etched glass or Clear Seeded glass, while the Burnished Brass, Satin Nickel finish is available in Clear Seeded glass only. | WALL SCONCE | Monterro | Wall / Bath Lighting | Chrome | CH | Steel | Clear Seeded Glass | W:5" H:6.25" |  |  | 1 Medium A19 75w |  | 1 | No | [14 empty] | 0 | [12 empty] | 40.45 | 80.9 | 121.35 | W:5'' H:10 1/2'' E:6'' | 2.71 |  |  | 5 | 10.5 | Wall / Bath |  |  |  |  | 6 | [25 empty] | W:4 1/2'' H:10'' OB UP:5'' OB DOWN:5 1/2'' Rectangular |  |  |  | 8 |  |  |  |  | 0 | 1 | 0 | 0 | 0 | 0 | 0 | 0 | 0 | 0 | 0 | 014817571974 | 14 | 9.25 | 8.25 | 3.9 | 0.618 | 125 | Yes | 6 | 10014817571971 | 28 | 14.75 | 17.75 | 26.5 | 4.242 | Yes |  | cETL Damp | MONTERRO 1L SCONCE CH | 1 - Light Wall Sconce |  | VS24701CH.jpg | VS24701CH.jpg
VS24701SN | 1 - Light Wall Sconce | Monterro features beautiful tapered glass shades and exquisite cast details, including a cast backplate, cast ring, and hook hardware that elegantly supports the shades. The Chrome version is available with two glass options; either White Opal Etched glass or Clear Seeded glass, while the Burnished Brass, Satin Nickel finish is available in Clear Seeded glass only. | WALL SCONCE | Monterro | Wall / Bath Lighting | Satin Nickel | SN | Steel | Clear Seeded Glass | D:5" H:6.25" |  |  | 1 Medium A19 75w |  | 1 | No | [14 empty] | 0 | [12 empty] | 43.95 | 87.9 | 131.85 | W:5'' H:11'' E:6'' | 2.2 |  |  | 5 | 11 | Set Screw(s) |  |  |  |  | 6 | [25 empty] | DP:3/4'' W:5'' H:11'' OB UP:5 1/2'' Rectangular |  |  |  | 8 |  |  |  | Hardwired | 0 | 1 | 0 | 0 | 0 | 0 | 0 | 0 | 0 | 0 | 0 | 014817580327 | 14.5 | 9.5 | 9 | 3.8 | 0.717 | 175 | Yes | 6 | 10014817580324 | 28.5 | 18.5 | 15 | 25.3 | 4.577 | Yes |  | cETL Damp | MONTERRO 1L WALL SCONCE SN | 1 - Light Wall Sconce |  | VS24701SN.jpg | VS24701SN.jpg
VS24702BBS | 2 - Light Vanity | Monterro features beautiful tapered glass shades and exquisite cast details, including a cast backplate, cast ring, and hook hardware that elegantly supports the shades. The Chrome version is available with two glass options; either White Opal Etched glass or Clear Seeded glass, while the Burnished Brass, Satin Nickel finish is available in Clear Seeded glass only. | BATH | Monterro | Wall / Bath Lighting | Burnished Brass | BBS | Steel | Clear Seeded Glass | D:5" H:6.25" |  |  | 2 Medium A19 75w |  | 2 | No | [14 empty] | 0 | [12 empty] | 69.95 | 139.9 | 209.85 | W:13 3/8'' H:9 3/8'' E:6'' | 7 |  |  | 13.375 | 9.375 | Set Screw(s) |  |  |  |  | 6 | [25 empty] | DP:3/4'' W:5'' H:5'' OB UP:2 1/2'' Square |  |  |  | 8 | Black/White |  |  | Hardwired | 0 | 1 | 0 | 0 | 0 | 0 | 0 | 0 | 0 | 0 | 0 | 014817597936 | 15.25 | 8.5 | 12.75 | 5.5 | 0.956 | 175 | Yes | [9 empty] | cETL Damp | MONTERRO 2L VANITY BBS | 2 - Light Vanity |  | VS24702BBS.jpg | VS24702BBS.jpg
VS24702CH | 2 - Light Vanity | Monterro features beautiful tapered glass shades and exquisite cast details, including a cast backplate, cast ring, and hook hardware that elegantly supports the shades. The Chrome version is available with two glass options; either White Opal Etched glass or Clear Seeded glass, while the Burnished Brass, Satin Nickel finish is available in Clear Seeded glass only. | BATH | Monterro | Wall / Bath Lighting | Chrome | CH | Steel | Clear Seeded Glass | W:5" H:6.25" |  |  | 2 Medium A19 75w |  | 2 | No | [14 empty] | 0 | [12 empty] | 69.95 | 139.9 | 209.85 | W:13 1/2'' H:9 1/2'' E:7'' | 3.85 |  |  | 13.5 | 9.5 | Wall / Bath |  |  |  |  | 7 | [25 empty] | DP:3/4'' W:5'' H:5'' OB UP:2 1/2'' OB DOWN:7'' Square |  |  |  | 8 |  |  |  |  | 0 | 1 | 0 | 0 | 0 | 0 | 0 | 0 | 0 | 0 | 0 | 014817571981 | 13 | 11.5 | 8.25 | 4.7 | 0.714 | 125 | Yes | [9 empty] | cETL Damp | MONTERRO 2L BATH CH | 2 - Light Vanity |  | VS24702CH.jpg | VS24702CH.jpg
VS24702SN | 2 - Light Vanity | Monterro features beautiful tapered glass shades and exquisite cast details, including a cast backplate, cast ring, and hook hardware that elegantly supports the shades. The Chrome version is available with two glass options; either White Opal Etched glass or Clear Seeded glass, while the Burnished Brass, Satin Nickel finish is available in Clear Seeded glass only. | BATH | Monterro | Wall / Bath Lighting | Satin Nickel | SN | Steel | Clear Seeded Glass | D:5" H:6.25" |  |  | 2 Medium A19 75w |  | 2 | No | [14 empty] | 0 | [12 empty] | 69.95 | 139.9 | 209.85 | W:13 3/8'' H:9 3/8'' E:6 1/4'' | 3.1 |  |  | 13.375 | 9.375 | Set Screw(s) |  |  |  |  | 6.25 | [25 empty] | DP:3/4'' W:5'' H:5'' OB UP:2 1/2'' Square |  |  |  | 8 |  |  |  | Hardwired | 0 | 1 | 0 | 0 | 0 | 0 | 0 | 0 | 0 | 0 | 0 | 014817580334 | 15.5 | 13.75 | 7.75 | 5.4 | 0.956 | 175 | Yes | [9 empty] | cETL Damp | MONTERRO 2L VANITY SN | 2 - Light Vanity |  | VS24702SN.jpg | VS24702SN.jpg
VS24703BBS | 3 - Light Vanity | Monterro features beautiful tapered glass shades and exquisite cast details, including a cast backplate, cast ring, and hook hardware that elegantly supports the shades. The Chrome version is available with two glass options; either White Opal Etched glass or Clear Seeded glass, while the Burnished Brass, Satin Nickel finish is available in Clear Seeded glass only. | BATH | Monterro | Wall / Bath Lighting | Burnished Brass | BBS | Steel | Clear Seeded Glass | W:5" H:6.25" |  |  | 3 Medium A19 75w |  | 3 | No | [14 empty] | 0 | [12 empty] | 92.95 | 185.9 | 278.85 | W:21 3/4'' H:9 3/8'' E:6'' | 10 |  |  | 21.75 | 9.375 | Set Screw(s) |  |  |  |  | 6 | [25 empty] | DP:3/4'' W:5'' H:5'' OB UP:2 1/2'' Square |  |  |  | 8 | Black/White |  |  | Hardwired | 0 | 1 | 0 | 0 | 0 | 0 | 0 | 0 | 0 | 0 | 0 | 014817597943 | 21.5 | 9 | 14 | 7 | 1.568 | 175 | Yes | [9 empty] | cETL Damp | MONTERRO 3L VANITY BBS | 3 - Light Vanity |  | VS24703BBS.jpg | VS24703BBS.jpg
VS24703CH | 3 - Light Vanity | Monterro features beautiful tapered glass shades and exquisite cast details, including a cast backplate, cast ring, and hook hardware that elegantly supports the shades. The Chrome version is available with two glass options; either White Opal Etched glass or Clear Seeded glass, while the Burnished Brass, Satin Nickel finish is available in Clear Seeded glass only. | BATH | Monterro | Wall / Bath Lighting | Chrome | CH | Steel | Clear Seeded Glass | W:5" H:6.25" |  |  | 3 Medium A19 75w |  | 3 | No | [14 empty] | 0 | [12 empty] | 115.95 | 231.9 | 347.85 | W:21 3/4'' H:9 1/2'' E:6'' | 4.87 |  |  | 21.75 | 9.5 | Wall / Bath |  |  |  |  | 6 | [25 empty] | DP:3/4'' W:5'' H:5'' OB UP:2 1/2'' OB DOWN:7'' Square |  |  |  | 8 |  |  |  |  | 0 | 1 | 0 | 0 | 0 | 0 | 0 | 0 | 0 | 0 | 0 | 014817571998 | 23.75 | 11 | 7.75 | 6.4 | 1.172 | 175 | Yes | [9 empty] | cETL Damp | MONTERRO 3L BATH CH SEEDED | 3 - Light Vanity |  | VS24703CH.jpg | VS24703CH.jpg
VS24703SN | 3 - Light Vanity | Monterro features beautiful tapered glass shades and exquisite cast details, including a cast backplate, cast ring, and hook hardware that elegantly supports the shades. The Chrome version is available with two glass options; either White Opal Etched glass or Clear Seeded glass, while the Burnished Brass, Satin Nickel finish is available in Clear Seeded glass only. | BATH | Monterro | Wall / Bath Lighting | Satin Nickel | SN | Steel | Clear Seeded Glass | W:5" H:6.25" |  |  | 3 Medium A19 75w |  | 3 | No | [14 empty] | 0 | [12 empty] | 92.95 | 185.9 | 278.85 | W:21 3/4'' H:9 3/8'' E:6'' | 4.5 |  |  | 21.75 | 9.375 | Set Screw(s) |  |  |  |  | 6 | [25 empty] | DP:3/4'' W:5'' H:5'' OB UP:2 1/2'' Square |  |  |  | 8 |  |  |  |  | 0 | 1 | 0 | 0 | 0 | 0 | 0 | 0 | 0 | 0 | 0 | 014817580341 | 21.75 | 9 | 15 | 7 | 1.699 | 175 | Yes | [9 empty] | cETL Damp | MONTERRO 3L VANITY SN | 3 - Light Vanity |  | VS24703SN.jpg | VS24703SN.jpg
VS24704BBS | 4 - Light Vanity | Monterro features beautiful tapered glass shades and exquisite cast details, including a cast backplate, cast ring, and hook hardware that elegantly supports the shades. The Chrome version is available with two glass options; either White Opal Etched glass or Clear Seeded glass, while the Burnished Brass, Satin Nickel finish is available in Clear Seeded glass only. | BATH | Monterro | Wall / Bath Lighting | Burnished Brass | BBS | Steel | Clear Seeded Glass | W:5" H:6.25" |  |  | 4 Medium A19 75w |  | 4 | No | [14 empty] | 0 | [12 empty] | 139.95 | 279.9 | 419.85 | W:30 1/8'' H:9 3/8'' E:6'' | 13 |  |  | 30.125 | 9.375 | Set Screw(s) |  |  |  |  | 6 | [25 empty] | DP:3/4'' W:5'' H:5'' OB UP:2 1/2'' Square |  |  |  | 8 | Black/White |  |  | Hardwired | 0 | 1 | 0 | 0 | 0 | 0 | 0 | 0 | 0 | 0 | 0 | 014817597950 | 30.5 | 9 | 14 | 8.5 | 2.224 | 250 | Yes | [9 empty] | cETL Damp | MONTERRO 4L VANITY BBS | 4 - Light Vanity |  | VS24704BBS.jpg | VS24704BBS.jpg
VS24704CH | 4 - Light Vanity | Monterro features beautiful tapered glass shades and exquisite cast details, including a cast backplate, cast ring, and hook hardware that elegantly supports the shades. The Chrome version is available with two glass options; either White Opal Etched glass or Clear Seeded glass, while the Burnished Brass, Satin Nickel finish is available in Clear Seeded glass only. | BATH | Monterro | Wall / Bath Lighting | Chrome | CH | Steel | Clear Seeded Glass | W:5" H:6.25" |  |  | 4 Medium A19 75w |  | 4 | No | [14 empty] | 0 | [12 empty] | 145.45 | 290.9 | 436.35 | W:30 1/4'' H:9 1/2'' E:7'' | 6.5 |  |  | 30.25 | 9.5 | Wall / Bath |  |  |  |  | 7 | [25 empty] | DP:3/4'' W:5'' H:5'' OB UP:2 1/2'' OB DOWN:7'' Square |  |  |  | 8 |  |  |  |  | 0 | 1 | 0 | 0 | 0 | 0 | 0 | 0 | 0 | 0 | 0 | 014817572001 | 30.25 | 10.75 | 8 | 8.7 | 1.505 | 175 | Yes | [9 empty] | cETL Damp | MONTERRO 4L BATH CH SEEDED | 4 - Light Vanity |  | VS24704CH.jpg | VS24704CH.jpg
VS24704SN | 4 - Light Vanity | Monterro features beautiful tapered glass shades and exquisite cast details, including a cast backplate, cast ring, and hook hardware that elegantly supports the shades. The Chrome version is available with two glass options; either White Opal Etched glass or Clear Seeded glass, while the Burnished Brass, Satin Nickel finish is available in Clear Seeded glass only. | BATH | Monterro | Wall / Bath Lighting | Satin Nickel | SN | Steel | Clear Seeded Glass | W:5" H:6.25" |  |  | 4 Medium A19 75w |  | 4 | No | [14 empty] | 0 | [12 empty] | 139.95 | 279.9 | 419.85 | W:30 1/8'' H:9 3/8'' E:6'' | 6.6 |  |  | 30.125 | 9.375 | Set Screw(s) |  |  |  |  | 6 | [25 empty] | DP:3/4'' W:5'' H:5'' OB UP:2 1/2'' Square |  |  |  | 8 |  |  |  |  | 0 | 1 | 0 | 0 | 0 | 0 | 0 | 0 | 0 | 0 | 0 | 014817580358 | 31.25 | 14.5 | 9 | 9.1 | 2.36 | 250 | Yes | [9 empty] | cETL Damp | MONTERRO 4L VANITY SN | 4 - Light Vanity |  | VS24704SN.jpg | VS24704SN.jpg
VS2471MBK | 1 - Light Wall Sconce | Adelaide features Clear Seeded glass shades that subtly diffuse the lamping while allowing the exposed bulb to be a central design element of the fixture in a Midnight Black finish. | WALL SCONCE | Adelaide | Wall / Bath Lighting | Midnight Black | MBK | Steel | Clear Seeded Glass | D:5.375" H:8.875" |  |  | 1 Medium A19 75w |  | 1 | No | [14 empty] | 0 | [12 empty] | 65.45 | 130.9 | 196.35 | W:5 3/8'' H:13 1/2'' E:7'' | 2.65 |  |  | 5.375 | 13.5 | Wall / Bath |  |  |  |  | 7 | [25 empty] | DP:7/8'' W:4 3/4'' H:8'' OB UP:4'' OB DOWN:9 1/2'' Rectangular |  |  |  | 8 | Black/White |  |  | Hardwired | 0 | 1 | 0 | 0 | 0 | 0 | 0 | 0 | 0 | 0 | 0 | 014817592368 | 20.18 | 8.58 | 8.25 | 5.4 | 0.827 | 125 | Yes | [8 empty] | ETL Damp | cETL Damp | 1L ADELAIDE WALL SCONCE MBK | 1 - Light Wall Sconce |  | VS2471MBK.jpg | VS2471MBK.jpg
VS2472MBK | 2 - Light Vanity | Adelaide features Clear Seeded glass shades that subtly diffuse the lamping while allowing the exposed bulb to be a central design element of the fixture in a Midnight Black finish. | BATH | Adelaide | Wall / Bath Lighting | Midnight Black | MBK | Steel | Clear Seeded Glass | D:4.75" H:7" |  |  | 2 Medium A19 75w |  | 2 | No | [14 empty] | 0 | [12 empty] | 109.45 | 218.9 | 328.35 | W:14 1/2'' H:9 1/2'' E:7'' | 5.3 |  |  | 14.5 | 9.5 | Wall / Bath |  |  |  |  | 7 | [25 empty] | DP:7/8'' W:8'' H:4 3/4'' OB UP:2 3/8'' OB DOWN:7 1/8'' Rectangular |  |  |  | 8 | Black/White |  |  | Hardwired | 0 | 1 | 0 | 0 | 0 | 0 | 0 | 0 | 0 | 0 | 0 | 014817592375 | 20 | 11.18 | 11 | 6.7 | 1.423 | 175 | Yes | [8 empty] | ETL Damp | cETL Damp | 2L ADELAIDE VANITY MBK | 2 - Light Vanity |  | VS2472MBK.jpg | VS2472MBK.jpg
VS2473MBK | 3 - Light Vanity | Adelaide features Clear Seeded glass shades that subtly diffuse the lamping while allowing the exposed bulb to be a central design element of the fixture in a Midnight Black finish. | BATH | Adelaide | Wall / Bath Lighting | Midnight Black | MBK | Steel | Clear Seeded Glass | D:4.75" H:7" |  |  | 3 Medium A19 75w |  | 3 | No | [14 empty] | 0 | [12 empty] | 164.45 | 328.9 | 493.35 | W:24'' H:9 1/2'' E:7'' | 7.1 |  |  | 24 | 9.5 | Wall / Bath |  |  |  |  | 7 | [25 empty] | DP:7/8'' W:8'' H:4 3/4'' OB UP:2 3/8'' OB DOWN:7 1/8'' Rectangular |  |  |  | 8 | Black/White |  |  | Hardwired | 0 | 1 | 0 | 0 | 0 | 0 | 0 | 0 | 0 | 0 | 0 | 014817592382 | 30 | 11.25 | 11.25 | 8.5 | 2.197 | 250 | Yes | [8 empty] | ETL Damp | cETL Damp | 3L ADELAIDE VANITY MBK | 3 - Light Vanity |  | VS2473MBK.jpg | VS2473MBK.jpg
VS2474MBK | 4 - Light Vanity | Adelaide features Clear Seeded glass shades that subtly diffuse the lamping while allowing the exposed bulb to be a central design element of the fixture in a Midnight Black finish. | BATH | Adelaide | Wall / Bath Lighting | Midnight Black | MBK | Steel | White Milk Glass | D:4.75" H:7" |  |  | 4 Medium A19 75w |  | 4 | No | [14 empty] | 0 | [12 empty] | 219.45 | 438.9 | 658.35 | W:33 1/2'' H:9 1/2'' E:7'' | 8.8 |  |  | 33.5 | 9.5 | Wall / Bath |  |  |  |  | 7 | [25 empty] | DP:7/8'' W:8'' H:4 3/4'' OB UP:2 3/8'' OB DOWN:7 1/8'' Rectangular |  |  |  | 8 | Black/White |  |  | Hardwired | 0 | 1 | 0 | 0 | 0 | 0 | 0 | 0 | 0 | 0 | 0 | 014817592399 | 39 | 11.18 | 10.78 | 11.5 | 2.72 | 175 | Yes | [8 empty] | ETL Damp | cETL Damp | 4L ADELAIDE VANITY MBK | 4 - Light Vanity |  | VS2474MBK.jpg | VS2474MBK.jpg
VS2481FWO/DWW | 1 - Light Wall Sconce | Cosette bath vanities are a bow to French Country style with their latticed cages and back plates finished in Driftwood White—plus a second finish of textured French White Oak on the stems. | WALL SCONCE | Cosette | Wall / Bath Lighting | French Washed Oak / Distressed White Wood | FWO/DWW | Steel |  |  |  |  | 1 Medium A19 75w |  | 1 | No | [14 empty] | 0 | [12 empty] | 65.45 | 130.9 | 196.35 | W:5 3/4'' H:13 5/8'' E:6 1/2'' | 1.9 |  |  | 5.75 | 13.625 | Wall / Bath |  |  |  |  | 6.5 | [25 empty] | DP:7/8'' W:7 7/8'' H:5 3/4'' OB UP:9 3/4'' OB DOWN:3 7/8'' Irregular |  |  |  | 8 | Black/White |  |  | Hardwired | 0 | 1 | 0 | 0 | 0 | 0 | 0 | 0 | 0 | 0 | 0 | 014817592405 | 16.18 | 8.5 | 8.18 | 2.9 | 0.651 | 175 | Yes | [8 empty] | ETL Damp | cETL Damp | 1L COSETTE WALL SCNC FWO/DWW | 1 - Light Wall Sconce |  | VS2481FWODWW.jpg | VS2481FWODWW.jpg
VS2482FWO/DWW | 2 - Light Vanity | Cosette bath vanities are a bow to French Country style with their latticed cages and back plates finished in Driftwood White—plus a second finish of textured French White Oak on the stems. | BATH | Cosette | Wall / Bath Lighting | French Washed Oak / Distressed White Wood | FWO/DWW | Steel |  |  |  |  | 2 Medium A19 75w |  | 2 | No | [14 empty] | 0 | [12 empty] | 109.45 | 218.9 | 328.35 | W:13 3/4'' H:9 5/8'' E:7'' | 3.1 |  |  | 13.75 | 9.625 | Wall / Bath |  |  |  |  | 7 | [25 empty] | DP:7/8'' W:7 7/8'' H:5 3/4'' OB UP:2 7/8'' OB DOWN:6 3/4'' Irregular |  |  |  | 8 | Black/White |  |  | Hardwired | 0 | 1 | 0 | 0 | 0 | 0 | 0 | 0 | 0 | 0 | 0 | 014817592412 | 16.58 | 13 | 9.75 | 4.4 | 1.216 | 250 | Yes | [8 empty] | ETL Damp | cETL Damp | 2L COSETTE VANITY FWO/DWW | 2 - Light Vanity |  | VS2482FWODWW.jpg | VS2482FWODWW.jpg
VS2483FWO/DWW | 3 - Light Vanity | Cosette bath vanities are a bow to French Country style with their latticed cages and back plates finished in Driftwood White—plus a second finish of textured French White Oak on the stems. | BATH | Cosette | Wall / Bath Lighting | French Washed Oak / Distressed White Wood | FWO/DWW | Steel |  |  |  |  | 3 Medium A19 75w |  | 3 | No | [14 empty] | 0 | [12 empty] | 147.95 | 295.9 | 443.85 | W:23 1/4'' H:9 5/8'' E:7'' | 4.3 |  |  | 23.25 | 9.625 | Wall / Bath |  |  |  |  | 7 | [25 empty] | DP:7/8'' W:7 7/8'' H:5 3/4'' OB UP:2 7/8'' OB DOWN:6 3/4'' Irregular |  |  |  | 8 | Black/White |  |  | Hardwired | 0 | 1 | 0 | 0 | 0 | 0 | 0 | 0 | 0 | 0 | 0 | 014817592429 | 26.18 | 13.25 | 9.5 | 6.2 | 1.907 | 250 | Yes | [8 empty] | ETL Damp | cETL Damp | 3L COSETTE VANITY FWO/DWW | 3 - Light Vanity |  | VS2483FWODWW.jpg | VS2483FWODWW.jpg
VS2484FWO/DWW | 4 - Light Vanity | Cosette bath vanities are a bow to French Country style with their latticed cages and back plates finished in Driftwood White—plus a second finish of textured French White Oak on the stems. | BATH | Cosette | Wall / Bath Lighting | French Washed Oak / Distressed White Wood | FWO/DWW | Steel |  |  |  |  | 4 Medium A19 75w |  | 4 | No | [14 empty] | 0 | [12 empty] | 191.95 | 383.9 | 575.85 | W:32 3/4'' H:9 5/8'' E:7'' | 5.5 |  |  | 32.75 | 9.625 | Wall / Bath |  |  |  |  | 7 | [25 empty] | DP:7/8'' W:7 7/8'' H:5 3/4'' OB UP:2 7/8'' OB DOWN:6 3/4'' Irregular |  |  |  | 8 | Black/White |  |  | Hardwired | 0 | 1 | 0 | 0 | 0 | 0 | 0 | 0 | 0 | 0 | 0 | 014817592436 | 36 | 13 | 9.5 | 7.8 | 2.573 | 250 | Yes | [8 empty] | ETL Damp | cETL Damp | 4L COSETTE VANITY FWO/DWW | 4 - Light Vanity |  | VS2484FWODWW.jpg | VS2484FWODWW.jpg
VS2493NWB | 3 - Light Vanity | Inspired by classic lanterns, the clean, geometric silhouette of the transitional Finnegan chandelier collection by Feiss features exquisite metal work and marries two new, contrasting finishes. The square tubing of the open frame in a New World Bronze finish is in dramatic contrast to the new Burnished Brass finish of the socket cups, which brighten and bring life to this mixed-material collection. This design will perfectly complement a wide range of décor from urban, eclectic loft spaces to clean, contemporary interpretations of Colonial or nautical décor to rich, European inspired space. This updated take on a classic lantern lighting collection includes a four-light, square chandelier, four-light tall foyer chandelier, seven-light linear chandelier, five-light linear chandelier, one-light mini-pendant light and a one-light wall sconce. The one-light wall sconce is Damp Rated. | BATH | Finnegan | Wall / Bath Lighting | New World Bronze | NWB | Steel |  |  |  |  | 3 Medium A19 75w |  | 3 | No | [14 empty] | 0 | [12 empty] | 99.5 | 199 | 298.5 | L:24'' W:5 1/2'' H:7 1/8'' E:5 1/2'' | 6 |  | 24 | 5.5 | 7.125 | Wall / Bath |  |  |  |  | 5.5 | [25 empty] | DP:3/4'' W:5 1/2'' H:22 1/2'' OB UP:3 1/2'' Rectangular |  |  |  | 8 | Black/White |  |  | Hardwired | 0 | 0 | 0 | 0 | 0 | 0 | 0 | 0 | 0 | 0 | 0 | 014817605624 | [16 empty] | cETL Damp | FINNEGAN 3L VNTY NWB | 3 - Light Vanity |  | VS2493NWB.jpg | VS2493NWB.jpg
VS26002-PN | 2 - Light Vanity Fixture | With its clean and glistening design, the Malibu lighting collection by Feiss is suitable for interiors classic to modern. It features crisp Opal Etched glass drum shades supported by a steel frame. The frame's shiny Polished Nickel finish accentuates the stepped details on each shade holder and the central column. On the vanity fixtures, the stepped details are duplicated in the oval backplate. The Malibu collection consists of multiple chandeliers, pendants, and bath and ceiling fixtures. | BATH | Malibu | Wall / Bath Lighting | Polished Nickel | PN | Steel / Glass | Opal Etched Glass | H:4.25" |  |  | 2 Medium A19 100w |  | 2 | No | [27 empty] | 54.45 | 108.9 | 163.35 | W:14'' H:8 7/16'' E:7'' | 2.64 |  |  | 14 | 8.4375 | [5 empty] | 7 | [25 empty] | DP:7/8'' W:8'' H:4 9/16'' OB UP:4 17/32'' OB DOWN:4 29/32'' Oval |  |  |  | 8 | Black/White |  |  | Hardwired | 0 | 0 | 0 | 0 | 0 | 0 | 0 | 0 | 0 | 0 | 0 | 014817482942 | 14.75 | 14.5 | 8.25 | 4.7 | 1.021 | 175 | Yes | 2 | 10014817482949 | 15 | 15 | 17.5 | 11.2 | 2.279 | Yes |  | cUL Damp | (HS) VANITY STRIP | 2 - Light Malibu |  | VS26002PN.jpg | VS26002PN.jpg
VS26003-PN | 3 - Light Vanity Fixture | With its clean and glistening design, the Malibu lighting collection by Feiss is suitable for interiors classic to modern. It features crisp Opal Etched glass drum shades supported by a steel frame. The frame's shiny Polished Nickel finish accentuates the stepped details on each shade holder and the central column. On the vanity fixtures, the stepped details are duplicated in the oval backplate. The Malibu collection consists of multiple chandeliers, pendants, and bath and ceiling fixtures. | BATH | Malibu | Wall / Bath Lighting | Polished Nickel | PN | Steel / Glass | Opal Etched Glass | H:4.25" |  |  | 3 Medium A19 100w |  | 3 | No | [27 empty] | 73.45 | 146.9 | 220.35 | W:22 1/16'' H:8 13/32'' E:7'' | 3.83 |  |  | 22.0625 | 8.4062 | [5 empty] | 7 | [25 empty] | DP:7/8'' W:4 9/16'' H:12'' OB UP:4 17/32'' OB DOWN:3 7/8'' Oval |  |  |  | 8 | Black/White |  |  | Hardwired | 0 | 0 | 0 | 0 | 0 | 0 | 0 | 0 | 0 | 0 | 0 | 014817482959 | 23 | 15.25 | 8.25 | 6.7 | 1.675 | 175 | Yes | [9 empty] | cUL Damp | (HS) VANITY STRIP | 3 - Light Malibu |  | VS26003PN.jpg | VS26003PN.jpg
VS26004-PN | 4 - Light Vanity Fixture | With its clean and glistening design, the Malibu lighting collection by Feiss is suitable for interiors classic to modern. It features crisp Opal Etched glass drum shades supported by a steel frame. The frame's shiny Polished Nickel finish accentuates the stepped details on each shade holder and the central column. On the vanity fixtures, the stepped details are duplicated in the oval backplate. The Malibu collection consists of multiple chandeliers, pendants, and bath and ceiling fixtures. | BATH | Malibu | Wall / Bath Lighting | Polished Nickel | PN | Steel / Glass | Opal Etched Glass | H:4.25" |  |  | 4 Medium A19 100w |  | 4 | No | [27 empty] | 98.45 | 196.9 | 295.35 | W:30 9/16'' H:8 7/16'' E:7'' | 5.02 |  |  | 30.5625 | 8.4375 | [5 empty] | 7 | [25 empty] | DP:7/8'' W:12'' H:4 9/16'' OB UP:4 17/32'' OB DOWN:4 29/32'' Oval |  |  |  | 8 | Black/White |  |  | Hardwired | 0 | 0 | 0 | 0 | 0 | 0 | 0 | 0 | 0 | 0 | 0 | 014817482966 | 31 | 14.5 | 8 | 8.2 | 2.081 | 250 | Yes | [9 empty] | cUL Damp | (HS) VANITY STRIP | 4 - Light Malibu |  | VS26004PN.jpg | VS26004PN.jpg
VS29002-BS | 2 - Light Vanity Fixture | The Kincaid lighting collection by Feiss is both modern and warm, featuring a strong metal frame, in a soft Brushed Steel finish, which forgoes the traditional round construction with unique, flat arm supports instead. The frame’s clean lines complement the drum-shaped Opal Etched glass shades and frosty tone. The Kincaid collection consists of multiple chandeliers, pendants, bath, and ceiling fixtures. | BATH | Kincaid | Wall / Bath Lighting | Brushed Steel | BS | Steel / Glass | Opal Etched Glass | D:5.875" H:4.4375" |  |  | 2 G9 Mini 75w |  | 2 | Yes | [27 empty] | 58 | 116 | 174 | W:16 3/8'' H:8 1/4'' E:7 1/4'' | 3.89 |  |  | 16.375 | 8.25 | [5 empty] | 7.25 | [25 empty] | DP:13/16'' W:8'' H:4 9/16'' OB UP:5 27/32'' OB DOWN:2 13/32'' Oval |  |  |  | 8 | Black/White |  |  | Hardwired | 0 | 0 | 0 | 0 | 0 | 0 | 0 | 0 | 0 | 0 | 0 | 014817483161 | 18.75 | 9 | 9.5 | 5.4 | 0.928 | 175 | Yes | [9 empty] | cUL Damp | (HS) VANITY STRIP | 2 - Light Kincid |  | VS29002BS.jpg | VS29002BS.jpg
VS36003-DAB | 3 - Light Urban Renewal Vanity Strip | The Urban Renewal lighting collection by Feiss is a diverse selection of pendants, chandeliers and sconces all inspired by the 20th century Industrial Revolution. Featuring reproduction pieces from the nation’s vintage factories and warehouses, Urban Renewal adds an industrial-inspired aesthetic to any home – adding flair and fun to classic, traditional decor or to the most sleek, contemporary urban spaces. | BATH | Urban Renewal | Wall / Bath Lighting | Dark Antique Brass | DAB | Steel | Dark Antique Brass Die Cast Zinc |  |  |  | 3 Medium A19 100w |  | 3 | No | [14 empty] | 0 | [12 empty] | 197.95 | 395.9 | 593.85 | W:21 3/8'' H:12 1/4'' E:7 1/4'' | 6.93 |  |  | 21.375 | 12.25 | [5 empty] | 7.25 | [25 empty] | D:5 1/2'' DP:3/4'' OB UP:6'' OB DOWN:6 1/4'' Rectangular |  |  |  | 8 | Black/White |  |  | Hardwired | 0 | 0 | 0 | 0 | 0 | 0 | 0 | 0 | 0 | 0 | 0 | 014817509755 | 23.75 | 9.75 | 14.25 | 10.8 | 1.91 | 175 | Yes | [9 empty] | cUL Damp | VANITY STRIP | 3 - Light Vanity Strip |  | VS36003DAB.jpg | VS36003DAB.jpg
VS36003PN | 3 - Light Vanity Strip | The Urban Renewal lighting collection by Feiss is a diverse selection of pendants, chandeliers and sconces all inspired by the 20th century Industrial Revolution. Featuring reproduction pieces from the nation’s vintage factories and warehouses, Urban Renewal adds an industrial-inspired aesthetic to any home – adding flair and fun to classic, traditional decor or to the most sleek, contemporary urban spaces. | BATH | Urban Renewal | Wall / Bath Lighting | Polished Nickel | PN | Steel | Polished Nickel Die Cast Zinc |  |  |  | 3 Medium A19 100w |  | 3 | No | [14 empty] | 0 | [12 empty] | 197.95 | 395.9 | 593.85 | W:21 3/8'' H:12 1/4'' E:7 1/4'' | 6.93 |  |  | 21.375 | 12.25 | Cap Nuts |  |  |  |  | 7.25 | [25 empty] | D:5 1/2'' DP:3/4'' OB UP:6'' OB DOWN:6 1/4'' Rectangular |  |  |  | 8 | Black/White |  |  | Hardwired | 0 | 0 | 0 | 0 | 0 | 0 | 0 | 0 | 0 | 0 | 0 | 014817597905 | 24.5 | 10 | 14.25 | 10.5 | 2.02 | 175 | Yes | [9 empty] | cUL Damp | VANITY STRIP | 3 - Light Vanity Strip |  | VS36003PN.jpg | VS36003PN.jpg
VS43003-BBS | 3 - Light Lismore Vanity Strip | Modernizing the traditional wagon-wheel profile, the Lismore lighting collection by Feiss puts a contemporary twist on a classic. An unexpected pressed crystal detail on each stem adds a bit of updated glamour to the clean lines of the tapered fabric shades. | BATH | Lismore | Wall / Bath Lighting | Burnished Brass | BBS | Steel | White Fabric | D:5.5" H:6.5" | D:4" |  | 3 Candelabra B10 Torpedo 60w |  | 3 | No | [14 empty] | 0 | [12 empty] | 138.95 | 277.9 | 416.85 | W:24'' H:12 1/2'' E:6 3/8'' | 3.3 |  |  | 24 | 12.5 | Set Screw(s) |  |  |  |  | 6.375 | [25 empty] | D:5'' DP:1 1/8'' OB UP:10'' Round |  |  |  | 8 | Black/White |  |  | Hardwired | 0 | 0 | 0 | 0 | 0 | 0 | 0 | 0 | 0 | 0 | 0 | 014817597691 | 29.25 | 8.75 | 11 | 6 | 1.629 | 250 | Yes | [8 empty] | ETL Damp |  | VANITY STRIP | 3 - Light Lismore Vanity Strip |  | VS43003BBS.jpg | VS43003BBS.jpg
VS43003-ORB | 3 - Light Lismore Vanity Strip | Modernizing the traditional wagon-wheel profile, the Lismore lighting collection by Feiss puts a contemporary twist on a classic. An unexpected pressed crystal detail on each stem adds a bit of updated glamour to the clean lines of the tapered fabric shades. | BATH | Lismore | Wall / Bath Lighting | Oil Rubbed Bronze | ORB |  | Ivory Fabric | D:5.5" H:6.5" | D:4" |  | 3 Candelabra B10 Torpedo 60w |  | 3 | No | [14 empty] | 0 | [12 empty] | 139.95 | 279.9 | 419.85 | W:24'' H:12 7/8'' E:6 3/8'' | 3.3 |  |  | 24 | 12.875 | Other |  |  |  |  | 6.375 | [25 empty] | D:5'' DP:1 1/8'' OB UP:10 3/8'' OB DOWN:2 1/2'' |  |  |  | 8 | Black/White |  |  | Hardwired | 0 | 0 | 0 | 0 | 0 | 0 | 0 | 0 | 0 | 0 | 0 | 014817523065 | 23 | 10 | 8.75 | 5.4 | 1.165 | 175 | Yes | [8 empty] | ETL Damp |  | VANITY STRIP | 3 - Light Lismore Vanity Strip |  | VS43003ORB.jpg | VS43003ORB.jpg
VS43003-PN | 3 - Light Lismore Vanity Strip | Modernizing the traditional wagon-wheel profile, the Lismore lighting collection by Feiss puts a contemporary twist on a classic. An unexpected pressed crystal detail on each stem adds a bit of updated glamour to the clean lines of the tapered fabric shades. | BATH | Lismore | Wall / Bath Lighting | Polished Nickel | PN |  | White Fabric | D:5.5" H:6.5" | D:4" |  | 3 Candelabra B10 Torpedo 60w |  | 3 | No | [14 empty] | 0 | [12 empty] | 139.95 | 279.9 | 419.85 | W:24'' H:12 7/8'' E:6 3/8'' | 3.3 |  |  | 24 | 12.875 | Other |  |  |  |  | 6.375 | [25 empty] | D:5'' DP:1 1/8'' OB UP:10 3/8'' OB DOWN:2 1/2'' |  |  |  | 8 | Black/White |  |  | Hardwired | 0 | 0 | 0 | 0 | 0 | 0 | 0 | 0 | 0 | 0 | 0 | 014817523058 | 23 | 8.5 | 10 | 5.5 | 1.131 | 175 | Yes | [8 empty] | ETL Damp |  | VANITY STRIP | 3 - Light Lismore Vanity Strip |  | VS43003PN.jpg | VS43003PN.jpg
VS47004-BS | 4 - Light Sophie Vanity Fixture | Inspired by classic crystal drawer pulls, the Sophie lighting collection by Feiss couples contemporary crystal with traditional lines. On each light’s base, a faceted crystal detail adds sparkle. The etched, white case glass shade features the same faceted corner detail as seen in the cut crystal. It’s the perfect balance of feminine and masculine influences. | BATH | Sophie | Wall / Bath Lighting | Brushed Steel | BS | Aluminum / Zinc / Steel / Glass / Brass | Opal Etched Cased Glass | L:4.5" W:4.5" H:5.75" |  |  | 4 Medium A19 100w |  | 4 | No | [14 empty] | 0 | [12 empty] | 164.5 | 329 | 493.5 | W:30 3/4'' H:9 1/2'' | 7.48 |  |  | 30.75 | 9.5 | Other |  |  |  |  | 6.25 | [25 empty] | DP:1 5/8'' W:4 5/8'' H:4 5/8'' OB UP:7 1/4'' OB DOWN:2 1/4'' Square |  |  |  | 8 | Black/White |  |  | Hardwired | 0 | 0 | 0 | 0 | 0 | 0 | 0 | 0 | 0 | 0 | 0 | 014817524024 | 31 | 10.25 | 9 | 10.2 | 1.655 | 125 | Yes | [8 empty] | ETL Damp |  | VANITY STRIP | 4 - Light Sophie Vanity Fixture |  | VS47004BS.jpg | VS47004BS.jpg
VS48001-BS | 1 - Light Payne Vanity Strip | Steeped in the revived English Tudor design trend, the Payne lighting collection by Feiss still has an elegantly simple and modern profile. The clean, white, opal etched glass complements the simple spun metal ring detail. | BATH | Payne | Wall / Bath Lighting | Brushed Steel | BS | Aluminum / Zinc / Steel / Glass | Opal Etched Glass | D:2.375" H:11.125" |  |  | 1 Medium T10 75w |  | 1 | No | [14 empty] | 0 | [12 empty] | 86.95 | 173.9 | 260.85 | W:4 1/2'' H:14 1/4'' | 1.98 |  |  | 4.5 | 14.25 | Other |  |  |  |  | 4.625 | [25 empty] | DP:3/4'' W:4 1/2'' H:4 1/2'' OB UP:12'' OB DOWN:2 1/4'' Square |  |  |  | 8 | Black/White |  |  | Hardwired | 0 | 0 | 0 | 0 | 0 | 0 | 0 | 0 | 0 | 0 | 0 | 014817524093 | 13 | 9.125 | 6 | 2.8 | 0.412 | 100 | Yes | 2 | 10014817524090 | 13.25 | 9.5 | 9.5 | 6.8 | 0.692 | Yes | ETL Damp |  | VANITY STRIP | 1 - Light Payne Vanity Strip |  | VS48001BS.jpg | VS48001BS.jpg
VS48001-DPZ | 1 - Light Payne Vanity Strip | Steeped in the revived English Tudor design trend, the Payne lighting collection by Feiss still has an elegantly simple and modern profile. The clean, white, opal etched glass complements the simple spun metal ring detail. | BATH | Payne | Wall / Bath Lighting | Dark Plated Bronze | DPZ | Aluminum / Zinc / Steel / Glass | Opal Etched Glass | D:2.375" H:11.125" |  |  | 1 Medium T10 75w |  | 1 | No | [14 empty] | 0 | [12 empty] | 86.95 | 173.9 | 260.85 | W:4 1/2'' H:14 1/4'' | 1.98 |  |  | 4.5 | 14.25 | Other |  |  |  |  | 4.625 | [25 empty] | DP:3/4'' W:4 1/2'' H:4 1/2'' OB UP:12'' OB DOWN:2 1/4'' Square |  |  |  | 8 | Black/White |  |  | Hardwired | 0 | 0 | 0 | 0 | 0 | 0 | 0 | 0 | 0 | 0 | 0 | 014817524116 | 13.5 | 9.5 | 6 | 2.8 | 0.445 | 125 | Yes | 2 | 10014817524113 | 13.5 | 9.5 | 13 | 6.6 | 0.965 | Yes | ETL Damp |  | VANITY STRIP | 1 - Light Payne Vanity Strip |  | VS48001DPZ.jpg | VS48001DPZ.jpg
VS48001-PN | 1 - Light Payne Vanity Strip | Steeped in the revived English Tudor design trend, the Payne lighting collection by Feiss still has an elegantly simple and modern profile. The clean, white, opal etched glass complements the simple spun metal ring detail. | BATH | Payne | Wall / Bath Lighting | Polished Nickel | PN | Aluminum / Zinc / Steel / Glass | Opal Etched Glass | D:2.375" H:11.125" |  |  | 1 Medium T10 75w |  | 1 | No | [14 empty] | 0 | [12 empty] | 86.95 | 173.9 | 260.85 | W:4 1/2'' H:14 1/4'' | 1.98 |  |  | 4.5 | 14.25 | Other |  |  |  |  | 4.625 | [25 empty] | DP:3/4'' W:4 1/2'' H:4 1/2'' OB UP:12'' OB DOWN:2 1/4'' Square |  |  |  | 8 | Black/White |  |  | Hardwired | 0 | 0 | 0 | 0 | 0 | 0 | 0 | 0 | 0 | 0 | 0 | 014817524109 | 13 | 9.25 | 6 | 3.1 | 0.418 | 125 | Yes | 2 | 10014817524106 | 13.75 | 9.75 | 13.25 | 7.1 | 1.028 | Yes | ETL Damp |  | VANITY STRIP | 1 - Light Payne Vanity Strip |  | VS48001PN.jpg | VS48001PN.jpg
VS48002-BS | 2 - Light Payne Vanity Strip | Steeped in the revived English Tudor design trend, the Payne lighting collection by Feiss still has an elegantly simple and modern profile. The clean, white, opal etched glass complements the simple spun metal ring detail. | BATH | Payne | Wall / Bath Lighting | Brushed Steel | BS | Aluminum / Zinc / Steel / Glass | Opal Etched Glass | D:2.375" H:8.875" |  |  | 2 Medium T10 75w |  | 2 | No | [14 empty] | 0 | [12 empty] | 115.95 | 231.9 | 347.85 | W:4 1/2'' H:19 1/4'' | 2.64 |  |  | 4.5 | 19.25 | Other |  |  |  |  | 4.875 | [25 empty] | DP:3/4'' W:4 1/2'' H:4 1/2'' OB UP:9 5/8'' OB DOWN:9 7/8'' Square |  |  |  | 8 | Black/White |  |  | Hardwired | 0 | 0 | 0 | 0 | 0 | 0 | 0 | 0 | 0 | 0 | 0 | 014817524154 | 10.5 | 9.25 | 7.25 | 4.1 | 0.407 | 93 | Yes | 2 | 10014817524151 | 15.5 | 10 | 11 | 8.9 | 0.987 | Yes | ETL Damp |  | VANITY STRIP | 2 - Light Payne Vanity Strip |  | VS48002BS.jpg | VS48002BS.jpg
VS48002-DPZ | 2 - Light Payne Vanity Strip | Steeped in the revived English Tudor design trend, the Payne lighting collection by Feiss still has an elegantly simple and modern profile. The clean, white, opal etched glass complements the simple spun metal ring detail. | BATH | Payne | Wall / Bath Lighting | Dark Plated Bronze | DPZ | Aluminum / Zinc / Steel / Glass | White Opal Etched Glass | D:2.375" H:8.875" |  |  | 2 Medium T10 75w |  | 2 | No | [14 empty] | 0 | [12 empty] | 115.95 | 231.9 | 347.85 | W:4 1/2'' H:19 1/4'' | 2.64 |  |  | 4.5 | 19.25 | Other |  |  |  |  | 4.875 | [25 empty] | DP:3/4'' W:4 1/2'' H:4 1/2'' OB UP:9 5/8'' OB DOWN:9 7/8'' Square |  |  |  | 8 | Black/White |  |  | Hardwired | 0 | 0 | 0 | 0 | 0 | 0 | 0 | 0 | 0 | 0 | 0 | 014817524178 | 10 | 9.5 | 7 | 4.2 | 0.385 | 93 | Yes | 2 | 10014817524175 | 11 | 10 | 16 | 9.1 | 1.019 | Yes | ETL Damp |  | VANITY STRIP | 2 - Light Payne Vanity Strip |  | VS48002DPZ.jpg | VS48002DPZ.jpg
VS48002-PN | 2 - Light Payne Vanity Strip | Steeped in the revived English Tudor design trend, the Payne lighting collection by Feiss still has an elegantly simple and modern profile. The clean, white, opal etched glass complements the simple spun metal ring detail. | BATH | Payne | Wall / Bath Lighting | Polished Nickel | PN | Aluminum / Zinc / Steel / Glass | White Opal Etched Glass | D:2.375" H:8.875" |  |  | 2 Medium T10 75w |  | 2 | No | [14 empty] | 0 | [12 empty] | 115.95 | 231.9 | 347.85 | W:4 1/2'' H:19 1/4'' | 2.64 |  |  | 4.5 | 19.25 | Other |  |  |  |  | 4.875 | [25 empty] | DP:3/4'' W:4 1/2'' H:4 1/2'' OB UP:9 5/8'' OB DOWN:9 7/8'' Square |  |  |  | 8 | Black/White |  |  | Hardwired | 0 | 0 | 0 | 0 | 0 | 0 | 0 | 0 | 0 | 0 | 0 | 014817524161 | 10 | 9.5 | 7 | 4.2 | 0.385 | 93 | Yes | 2 | 10014817524168 | 11 | 10 | 16 | 9.1 | 1.019 | Yes | ETL Damp |  | VANITY STRIP | 2 - Light Payne Vanity Strip |  | VS48002PN.jpg | VS48002PN.jpg
VS50003-BS | 3 - Light Vanity Strip | The modern profile of the Talia lighting collection by Feiss features clean, angular lines. The metal reflector inlay features a diamond pattern detail. | BATH | Talia | Wall / Bath Lighting | Brushed Steel | BS | Steel / Aluminum / Glass | Opal Etched Glass | L:2.5" W:2.5" H:8.5" |  |  | 3 Medium T10 60w |  | 3 | No | [14 empty] | 0 | [12 empty] | 139.95 | 279.9 | 419.85 | W:33'' H:4 7/8'' E:3 3/8'' | 5.5 |  |  | 33 | 4.875 | Other |  |  |  |  | 3.375 | [25 empty] | DP:3/4'' H:4 7/8'' OB UP:2 7/16'' OB DOWN:2 7/16'' Rectangular |  |  |  | 8 | Black/White |  |  | Hardwired | 1 | 0 | 0 | 0 | 0 | 0 | 0 | 0 | 0 | 0 | 0 | 014817525427 | 36 | 9 | 7 | 7.6 | 1.313 | 175 | Yes | 2 | 10014817525424 | 37 | 9.5 | 17 | 17.4 | 3.458 | Yes | ETL Damp |  | VANITY STRIP | 3 - Light Vanity Strip |  | VS50003BS.jpg | VS50003BS.jpg
VS53001-CH | 1 - Light Vanity Strip | The Monica bath lighting collection by Feiss nicely combines a classic, tapered shade silhouette with a contemporary take on crystal. The single, faceted crystal drop of each light (which can be removed) elegantly emulates a drop of water. The floating shade attaches to the back plate contributing to the overall clean lines of the fixture. | BATH | Monica | Wall / Bath Lighting | Chrome | CH |  | Opal Glass | W:5" H:5.75" |  |  | 1 Medium A19 100w |  | 1 | No | [14 empty] | 0 | [12 empty] | 70.95 | 141.9 | 212.85 | W:5 3/8'' H:9 5/8'' E:5 7/8'' - 6'' | 2.42 |  |  | 5.375 | 9.625 | Cross Bar |  |  |  |  | 5.875 - 6 | [25 empty] | DP:3/4'' Round |  |  |  | 8 | Black/White |  |  | Hardwired | 0 | 0 | 0 | 0 | 0 | 0 | 0 | 0 | 0 | 0 | 0 | 014817527896 | 12 | 8.38 | 10.58 | 2.9 | 0.616 | 175 | Yes | [8 empty] | ETL Damp |  | VANITY STRIP | 1 - Light Vanity Strip |  | VS53001CH.jpg | VS53001CH.jpg
VS53002-CH | 2 - Light Vanity Strip | The Monica bath lighting collection by Feiss nicely combines a classic, tapered shade silhouette with a contemporary take on crystal. The single, faceted crystal drop of each light (which can be removed) elegantly emulates a drop of water. The floating shade attaches to the back plate contributing to the overall clean lines of the fixture. | BATH | Monica | Wall / Bath Lighting | Chrome | CH |  | Opal Glass |  |  |  | 2 Medium A19 100w |  | 2 | No | [14 empty] | 0 | [12 empty] | 142.45 | 284.9 | 427.35 | W:14'' H:9 5/8'' | 4.4 |  |  | 14 | 9.625 | Other |  |  |  |  | 6 | [25 empty] | DP:3/4'' H:14'' Round |  |  |  | 8 | Black/White |  |  | Hardwired | 0 | 0 | 0 | 0 | 0 | 0 | 0 | 0 | 0 | 0 | 0 | 014817527919 | 17.25 | 12.25 | 10.75 | 6 | 1.315 | 175 | Yes | [8 empty] | ETL Damp |  | VANITY STRIP | 2 - Light Vanity Strip |  | VS53002CH.jpg | VS53002CH.jpg
VS6701-PW | 1 - Light Vanity Fixture | The White Alabaster glass shades of the Bristol lighting collection by Feiss bring exceptional warmth and beauty to this subtle design. The delicately flared shades extend from gently curved arms reaching from the round backplate and are finished with small, orb finials at both ends to reinforce the curvaceous motif. | BATH | Bristol | Wall / Bath Lighting | Pewter | PW | Steel | Undefined Glass | D:5.375" H:4.25" |  |  | 1 Medium A19 100w |  | 1 | No | [27 empty] | 44.5 | 89 | 133.5 | L:5'' H:6 3/4'' E:7 1/2'' | 12.7 |  | 5 |  | 6.75 | [5 empty] | 7.5 | [25 empty] | D:5'' Round |  |  |  | 8 |  |  |  | Hardwired | 0 | 0 | 0 | 0 | 0 | 0 | 0 | 0 | 0 | 0 | 0 | 014817231199 | 19 | 15 | 5.25 | 3.5 | 0.866 | 175 | Yes | 2 | 10014817231196 | 19 | 15 | 10.5 | 7 | 1.732 | Yes | UL Damp | cUL Damp | VANITY STRIP | 1-Light Bristol |  | VS6701PW.jpg
VS7401-CH | 1 - Light Vanity Fixture | Clean and crisp lines characterize the Bentley bathroom lighting collection by Feiss. The arms project from the bottom of the backplate, allowing the concentric motif on the face of the backplate to be a design feature. The fitters have the look of a turned spindle and, when coupled with the clean lines of the Opal Etched Glass shades, become a modern classic. Bentley bath fixtures are available in multiple sizes including a 1-light wall sconce, a 2-light vanity and a 3-light vanity, to accommodate bathrooms both large and small. Opal Etched Glass shades softly diffuse the light. Choose from either a Chrome or Satin Nickel finish. Bentley can be mounted up or down. | BATH | Bentley | Wall / Bath Lighting | Chrome | CH | [5 empty] | 1 Medium A19 100w |  | 1 | No | [14 empty] | 0 | [12 empty] | 46.45 | 92.9 | 139.35 | W:5'' H:8 1/2'' E:6 7/8'' | 8.4 |  |  | 5 | 8.5 | [5 empty] | 6.875 | [25 empty] | D:5'' DP:1 3/8'' Round |  |  |  | 8 |  |  |  | Hardwired | 0 | 0 | 0 | 0 | 0 | 0 | 0 | 0 | 0 | 0 | 0 | 014817239003 | 20.5 | 8 | 5 | 4.2 | 0.475 | 100 | Yes | 2 | 10014817239000 | 20.5 | 8 | 10 | 8.4 | 0.949 | Yes | UL Damp | cUL Damp | VANITY STRIP | 1-Light Bentley |  | VS7401CH.jpg
VS7401-SN | 1 - Light Wall Sconce | Clean and crisp lines characterize the Bentley bathroom lighting collection by Feiss. The arms project from the bottom of the backplate, allowing the concentric motif on the face of the backplate to be a design feature. The fitters have the look of a turned spindle and, when coupled with the clean lines of the Opal Etched Glass shades, become a modern classic. Bentley bath fixtures are available in multiple sizes including a 1-light wall sconce, a 2-light vanity and a 3-light vanity, to accommodate bathrooms both large and small. Opal Etched Glass shades softly diffuse the light. Choose from either a Chrome or Satin Nickel finish. Bentley can be mounted up or down. | WALL SCONCE | Bentley | Wall / Bath Lighting | Satin Nickel | SN | Steel | White Opal Etched Glass |  |  |  | 1 Medium A19 100w |  | 1 | No | [14 empty] | 0 | [12 empty] | 46.45 | 92.9 | 139.35 | W:5'' H:8 1/2'' E:6 7/8'' | 1.82 |  |  | 5 | 8.5 | [5 empty] | 6.875 | [25 empty] | D:5'' DP:1 3/8'' OB UP:4 1/4'' OB DOWN:4 1/4'' Round |  |  |  | 8 |  |  |  | Hardwired | 0 | 1 | 0 | 0 | 0 | 0 | 0 | 0 | 0 | 0 | 0 | 014817571943 | 10 | 7.25 | 9.25 | 2.4 | 0.388 | 125 | Yes | 2 | 10014817571940 | 20.75 | 8 | 10 | 5.7 | 0.961 | Yes | UL Damp | cUL Damp | BENTLEY 1L SCONCE STN NKL | 1 - Light Wall Sconce |  | VS7401SN.jpg | VS7401SN.jpg
VS7402-CH | 2 - Light Vanity Fixture | Clean and crisp lines characterize the Bentley bathroom lighting collection by Feiss. The arms project from the bottom of the backplate, allowing the concentric motif on the face of the backplate to be a design feature. The fitters have the look of a turned spindle and, when coupled with the clean lines of the Opal Etched Glass shades, become a modern classic. Bentley bath fixtures are available in multiple sizes including a 1-light wall sconce, a 2-light vanity and a 3-light vanity, to accommodate bathrooms both large and small. Opal Etched Glass shades softly diffuse the light. Choose from either a Chrome or Satin Nickel finish. Bentley can be mounted up or down. | BATH | Bentley | Wall / Bath Lighting | Chrome | CH | [5 empty] | 2 Medium A19 100w |  | 2 | No | [27 empty] | 72.45 | 144.9 | 217.35 | L:12'' H:6 1/2'' E:5'' | 13.2 |  | 12 |  | 6.5 | [5 empty] | 5 | [25 empty] | D:5 1/16'' Round |  |  |  | 8 |  |  |  | Hardwired | 0 | 0 | 0 | 0 | 0 | 0 | 0 | 0 | 0 | 0 | 0 | 014817239034 | 17 | 14.5 | 5.25 | 6.6 | 0.749 | 100 | Yes | 2 | 10014817239031 | 17 | 14.5 | 10.5 | 13.2 | 1.498 | Yes | UL Damp | cUL Damp | VANITY STRIP | 2-Light Bentley |  | VS7402CH.jpg
VS7402-SN | 2 - Light Vanity | Clean and crisp lines characterize the Bentley bathroom lighting collection by Feiss. The arms project from the bottom of the backplate, allowing the concentric motif on the face of the backplate to be a design feature. The fitters have the look of a turned spindle and, when coupled with the clean lines of the Opal Etched Glass shades, become a modern classic. Bentley bath fixtures are available in multiple sizes including a 1-light wall sconce, a 2-light vanity and a 3-light vanity, to accommodate bathrooms both large and small. Opal Etched Glass shades softly diffuse the light. Choose from either a Chrome or Satin Nickel finish. Bentley can be mounted up or down. | BATH | Bentley | Wall / Bath Lighting | Satin Nickel | SN | Steel | White Opal Etched Glass | W:4.125" H:4.375" |  |  | 2 Medium A19 100w |  | 2 | No | [14 empty] | 0 | [12 empty] | 72.45 | 144.9 | 217.35 | L:12'' H:6 1/2'' E:5'' | 2.52 |  | 12 |  | 6.5 | [5 empty] | 5 | [25 empty] | D:5 1/16'' OB UP:3 1/4'' OB DOWN:3 1/4'' Round |  |  |  | 8 |  |  |  | Hardwired | 0 | 1 | 0 | 0 | 0 | 0 | 0 | 0 | 0 | 0 | 0 | 014817571950 | 15 | 8.25 | 10 | 3.8 | 0.716 | 175 | Yes | 2 | 10014817571957 | 17.5 | 15.25 | 11 | 9.1 | 1.699 | Yes | UL Damp | cUL Damp | BENTLEY 2L BATH STN NKL | 2 - Light Vanity |  | VS7402SN.jpg | VS7402SN.jpg
VS7403-CH | 3 - Light Vanity Fixture | Clean and crisp lines characterize the Bentley bathroom lighting collection by Feiss. The arms project from the bottom of the backplate, allowing the concentric motif on the face of the backplate to be a design feature. The fitters have the look of a turned spindle and, when coupled with the clean lines of the Opal Etched Glass shades, become a modern classic. Bentley bath fixtures are available in multiple sizes including a 1-light wall sconce, a 2-light vanity and a 3-light vanity, to accommodate bathrooms both large and small. Opal Etched Glass shades softly diffuse the light. Choose from either a Chrome or Satin Nickel finish. Bentley can be mounted up or down. | BATH | Bentley | Wall / Bath Lighting | Chrome | CH | [5 empty] | 3 Medium A19 100w |  | 3 | No | [27 empty] | 92.95 | 185.9 | 278.85 | L:18'' H:6 1/2'' E:6 1/2'' | 8.5 |  | 18 |  | 6.5 | [5 empty] | 6.5 | [25 empty] | D:5'' DP:1 1/16'' Round |  |  |  | 8 |  |  |  | Hardwired | 0 | 0 | 0 | 0 | 0 | 0 | 0 | 0 | 0 | 0 | 0 | 014817239065 | 20.5 | 10 | 10.25 | 6.7 | 1.216 | 175 | Yes | [8 empty] | UL Damp | cUL Damp | VANITY STRIP | 3-Light Bentley |  | VS7403CH.jpg
VS7403-SN | 3 - Light Vanity | Clean and crisp lines characterize the Bentley bathroom lighting collection by Feiss. The arms project from the bottom of the backplate, allowing the concentric motif on the face of the backplate to be a design feature. The fitters have the look of a turned spindle and, when coupled with the clean lines of the Opal Etched Glass shades, become a modern classic. Bentley bath fixtures are available in multiple sizes including a 1-light wall sconce, a 2-light vanity and a 3-light vanity, to accommodate bathrooms both large and small. Opal Etched Glass shades softly diffuse the light. Choose from either a Chrome or Satin Nickel finish. Bentley can be mounted up or down. | BATH | Bentley | Wall / Bath Lighting | Satin Nickel | SN | Steel | White Opal Etched Glass | W:4.125" H:4.375" |  |  | 3 Medium A19 100w |  | 3 | No | [14 empty] | 0 | [12 empty] | 92.95 | 185.9 | 278.85 | L:18'' H:6 1/2'' E:6 1/2'' | 4.26 |  | 18 |  | 6.5 | [5 empty] | 6.5 | [25 empty] | D:5'' DP:1 1/16'' OB UP:3 1/4'' OB DOWN:3 1/4'' Round |  |  |  | 8 |  |  |  | Hardwired | 0 | 1 | 0 | 0 | 0 | 0 | 0 | 0 | 0 | 0 | 0 | 014817571967 | 21.25 | 9.75 | 9.5 | 5.3 | 1.139 | 175 | Yes | [8 empty] | UL Damp | cUL Damp | BENTLEY 3L BATH STN NKL | 3 - Light Vanity |  | VS7403SN.jpg | VS7403SN.jpg
VS8002-ORB | 2 - Light Vanity Fixture | Solid state brass decorative turnings and thick pressed Opal Etched glass are just two classic design features of the Canterbury lighting collection by Feiss. Coordinating effortlessly with popular Country French and Victorian inspired décor, the fixtures can be mounted facing up or down to further customize the lighting design. | BATH | Canterbury | Wall / Bath Lighting | Oil Rubbed Bronze | ORB | Steel / Zinc |  |  |  |  | 2 Medium A19 100w |  | 2 | No | [27 empty] | 102.45 | 204.9 | 307.35 | L:14'' H:8'' E:4 1/2'' | 16.5 |  | 14 |  | 8 | [5 empty] | 4.5 | [25 empty] | W:9'' H:4 3/4'' Irregular |  |  |  | 8 |  |  |  | Hardwired | 0 | 0 | 0 | 0 | 0 | 0 | 0 | 0 | 0 | 0 | 0 | 014817252361 | 16.5 | 9.5 | 9.25 | 8.25 | 0.839 | 100 | Yes | 2 | 10014817252368 | 16.5 | 9.5 | 18.5 | 16.5 | 1.678 | Yes | UL Damp | cUL Damp | VANITY STRIP | 2-Light Canterbury |  | VS8002ORB.jpg
VS8002-PN | 2 - Light Vanity Fixture | Solid state brass decorative turnings and thick pressed Opal Etched glass are just two classic design features of the Canterbury lighting collection by Feiss. Coordinating effortlessly with popular Country French and Victorian inspired décor, the fixtures can be mounted facing up or down to further customize the lighting design. | BATH | Canterbury | Wall / Bath Lighting | Polished Nickel | PN | [5 empty] | 2 Medium A19 100w |  | 2 | No | [14 empty] | 0 | [12 empty] | 102.45 | 204.9 | 307.35 | L:14'' H:8'' E:4 1/2'' | 16.5 |  | 14 |  | 8 | [5 empty] | 4.5 | [25 empty] | DP:1'' W:9'' H:4 1/4'' OB DOWN:3 3/4'' Rectangular |  |  |  | 8 |  |  |  | Hardwired | 0 | 0 | 0 | 0 | 0 | 0 | 0 | 0 | 0 | 0 | 0 | 014817252378 | 18.5 | 10 | 8.5 | 8.25 | 0.91 | 100 | Yes | 2 | 10014817252375 | 18.5 | 10 | 17 | 16.5 | 1.82 | Yes | UL Damp | cUL Damp | VANITY STRIP | 2-Light Canterbury |  | VS8002PN.jpg
VS8003-ORB | 3 - Light Vanity Fixture | Solid state brass decorative turnings and thick pressed Opal Etched glass are just two classic design features of the Canterbury lighting collection by Feiss. Coordinating effortlessly with popular Country French and Victorian inspired décor, the fixtures can be mounted facing up or down to further customize the lighting design. | BATH | Canterbury | Wall / Bath Lighting | Oil Rubbed Bronze | ORB | [5 empty] | 3 Medium A19 100w |  | 3 | No | [27 empty] | 121.95 | 243.9 | 365.85 | L:18 1/2'' H:9'' E:7'' | 9.2 |  | 18.5 |  | 9 | [5 empty] | 7 | [25 empty] | W:8 1/2'' H:4 1/2'' OB UP:6'' Irregular |  |  |  | 8 |  |  |  | Hardwired | 0 | 0 | 0 | 0 | 0 | 0 | 0 | 0 | 0 | 0 | 0 | 014817252385 | 18 | 9.5 | 9 | 9.2 | 0.891 | 93 | Yes | [8 empty] | UL Damp | cUL Damp | VANITY STRIP | 3-Light Canterbury |  | VS8003ORB.jpg
VS8003-PN | 3 - Light Vanity Fixture | Solid state brass decorative turnings and thick pressed Opal Etched glass are just two classic design features of the Canterbury lighting collection by Feiss. Coordinating effortlessly with popular Country French and Victorian inspired décor, the fixtures can be mounted facing up or down to further customize the lighting design. | BATH | Canterbury | Wall / Bath Lighting | Polished Nickel | PN | [5 empty] | 3 Medium A19 100w |  | 3 | No | [27 empty] | 121.95 | 243.9 | 365.85 | L:18 1/2'' H:9'' E:7'' | 9.2 |  | 18.5 |  | 9 | [5 empty] | 7 | [25 empty] | W:8 1/2'' H:4 1/2'' OB UP:6'' Irregular |  |  |  | 8 |  |  |  | Hardwired | 0 | 0 | 0 | 0 | 0 | 0 | 0 | 0 | 0 | 0 | 0 | 014817252392 | 18 | 9.5 | 9 | 9.2 | 0.891 | 93 | Yes | [8 empty] | UL Damp | cUL Damp | VANITY STRIP | 3-Light Canterbury |  | VS8003PN.jpg
WB1227MBZ | 2 - Light Sconce | Inspired by the grand Châteaus of Southern France, the Chateau lighting collection by Feiss is both delicate and detailed. Its square tube curls lyrically play into one another as the hand polished glass crystals punctuate each curl. | WALL SCONCE | Chateau | Wall / Bath Lighting | Mocha Bronze | MBZ | [5 empty] | 2 Candelabra B Torpedo 60w |  | 2 | No | [14 empty] | 0 | [12 empty] | 92.95 | 185.9 | 278.85 | W:8 1/2'' H:11 3/4'' E:4 1/2'' | 1.8 |  |  | 8.5 | 11.75 | [5 empty] | 4.5 | [25 empty] | D:5'' Round |  |  |  | 8 |  |  |  | Hardwired | 0 | 0 | 0 | 0 | 0 | 0 | 0 | 0 | 0 | 0 | 0 | 014817268300 | 14.5 | 14.5 | 5.625 | 4.465 | 0.684 | 125 | Yes | 2 | 10014817268307 | 14.5 | 14.5 | 11.25 | 8.93 | 1.369 | Yes | UL Dry | cUL Dry | WALL SCONCE | 2 - Light Chateau |  | WB1227MBZ.jpg
WB1332ATS | 1 - Light Sconce | The classic Versailles-style Salon Maison lighting collection by Feiss is beautifully opulent with its large number of hand-polished, multi-faceted glass crystals and rich Aged Tortoise Shell finish. Fleur-de-lis inspired embellishments give the collection more design detail. | WALL SCONCE | Salon Maison | Wall / Bath Lighting | Aged Tortoise Shell | ATS | Steel |  |  |  |  | 1 Candelabra A19 60w |  | 1 | No | [27 empty] | 110.45 | 220.9 | 331.35 | W:5'' H:16 1/2'' E:4 3/4'' | 2.8 |  |  | 5 | 16.5 | [5 empty] | 4.75 | [25 empty] | W:5'' H:14'' Rectangular | [8 empty] | 0 | 0 | 0 | 0 | 0 | 0 | 0 | 0 | 0 | 0 | 0 | 014817318708 | 17.5 | 5 | 17.5 | 5.39 | 0.886 | 125 | Yes | 2 | 10014817318705 | 17.5 | 10 | 17.5 | 10.78 | 1.772 | Yes | UL Dry | cUL Dry | WALL SCONCE - ADA | 1-Light Salon Maison |  | WB1332ATS.jpg
WB1378DBZ | 1 - Light Sconce | Whether your decorating theme is traditional or contemporary, there is a place for this unique and stunning Casual Luxury lighting collection by Feiss. The organza shades and plated dark bronze finish demand attention to the fine details of these fixtures. The wall brackets and sconces have a dual back plate for a dimensional design accent, and spun metal trim rings at the top and bottom of the shade lend a finishing touch. All of the shades on these wonderful fixtures are enclosed at the bottom for a lovely casting of light. | WALL SCONCE | Casual Luxury | Wall / Bath Lighting | Dark Bronze | DBZ |  | Undefined Hardback w/ Fabric | D:5.75" H:2.875" |  |  | 1 G9 Mini 75w |  | 1 | No | [27 empty] | 107.45 | 214.9 | 322.35 | L:6'' H:11 1/4'' E:6 1/2'' | 2.86 |  | 6 |  | 11.25 | [5 empty] | 6.5 | [25 empty] | W:7 1/4'' H:4 1/2'' OB UP:6 7/16'' OB DOWN:4 13/16'' Rectangular |  |  |  | 8 |  |  |  | Hardwired | 0 | 0 | 0 | 0 | 0 | 0 | 0 | 0 | 0 | 0 | 0 | 014817343311 | 23 | 13 | 4.75 | 1.96 | 0.822 | 250 | Yes | 2 | 10014817343318 | 23 | 13 | 9.5 | 3.92 | 1.644 | Yes | UL Damp | cUL Damp | WALL SCONCE - ADA | 1-Light Casual Luxury |  | WB1378DBZ.jpg
WB1449OBZ | 1 - Light Sconce | The Valentina lighting collection by Feiss was named after the Latin word meaning “strong and brave,” and rightfully so. The willowy frame is finished in Oxidized Bronze while Clear Polished glass crystals adorn each piece, adding even more elegance. Each candelabra style bulb sits in its own clear, crystal bobeche. | WALL SCONCE | Valentina | Wall / Bath Lighting | Oxidized Bronze | OBZ | Steel |  |  |  |  | 1 Candelabra Flame Tip 60w |  | 1 | No | [27 empty] | 81.45 | 162.9 | 244.35 | W:5'' H:19'' E:5'' | 3.3 |  |  | 5 | 19 | Set Screw(s) |  |  |  |  | 5 | [25 empty] | W:4 5/8'' H:13 1/2'' OB UP:6 3/4'' OB DOWN:12 1/2'' Oval | [7 empty] | Hardwired | 0 | 0 | 0 | 0 | 0 | 0 | 0 | 0 | 0 | 0 | 0 | 014817393477 | 4.5 | 9.5 | 7.25 | 5.2 | 0.179 | 65 | Yes | 2 | 10014817393474 | 9 | 19 | 14.5 | 10.4 | 1.435 | Yes | UL Damp | cUL Damp | WALL SCONCE | 1 - Light Valentina |  | WB1449OBZ.jpg | WB1449OBZ.jpg
WB1451BS | 1 - Light Sconce | The Mila lighting collection by Feiss features a frosted glass diffuser and a rotating reflector that allows direct or indirect lighting. A clean aesthetic and stylish look give these Wall Sconces a modern feel. The two-light fixtures can be installed either horizontally or vertically. | WALL SCONCE | Mila | Wall / Bath Lighting | Brushed Steel | BS |  | White Opal Etched Glass | W:4" H:12.5" |  |  | 1 Medium T10 60w |  | 1 | No | [27 empty] | 104.45 | 208.9 | 313.35 | W:5'' H:14 3/4'' E:4'' | 3.6 |  |  | 5 | 14.75 | Set Screw(s) |  |  |  |  | 4 | [25 empty] | W:5'' H:14'' OB UP:7'' OB DOWN:7 3/4'' Rectangular | [7 empty] | Hardwired | 1 | 0 | 0 | 0 | 0 | 0 | 0 | 0 | 0 | 0 | 0 | 014817371987 | 17 | 8.25 | 8.25 | 4.9 | 0.67 | 125 | Yes | 2 | 10014817371984 | 17.5 | 17 | 9.25 | 11.3 | 1.593 | Yes | UL Damp | cUL Damp | WALL SCONCE - ADA | 1 - Light Mila |  | WB1451BS.jpg | WB1451BS.jpg
WB1451ORB | 1 - Light Sconce | The Mila lighting collection by Feiss features a frosted glass diffuser and a rotating reflector that allows direct or indirect lighting. A clean aesthetic and stylish look give these Wall Sconces a modern feel. The two-light fixtures can be installed either horizontally or vertically. | WALL SCONCE | Mila | Wall / Bath Lighting | Oil Rubbed Bronze | ORB | Steel | White Opal Etched Glass | W:4" H:12.5" |  |  | 1 Medium T10 60w |  | 1 | No | [27 empty] | 106.48 | 212.96 | 319.44 | W:5'' H:14 3/4'' E:4'' | 3.6 |  |  | 5 | 14.75 | Set Screw(s) |  |  |  |  | 4 | [25 empty] | W:5'' H:14'' OB UP:7'' OB DOWN:7 3/4'' Rectangular | [7 empty] | Hardwired | 1 | 0 | 0 | 0 | 0 | 0 | 0 | 0 | 0 | 0 | 0 | 014817372007 | 17 | 8 | 8 | 4.9 | 0.63 | 125 | Yes | 2 | 10014817372004 | 17.5 | 17 | 9 | 11.7 | 1.549 | Yes | UL Damp | cUL Damp | WALL SCONCE- ADA | 1 - Light Mila |  | WB1451ORB.jpg | WB1451ORB.jpg
WB1452BS | 2 - Light Sconce | The Mila lighting collection by Feiss features a frosted glass diffuser and a rotating reflector that allows direct or indirect lighting. A clean aesthetic and stylish look give these Wall Sconces a modern feel. The two-light fixtures can be installed either horizontally or vertically. | WALL SCONCE | Mila | Wall / Bath Lighting | Brushed Steel | BS |  | White Opal Etched Glass | W:4.75" H:21.625" |  |  | 2 Medium T10 40w |  | 2 | No | [27 empty] | 127.95 | 255.9 | 383.85 | W:5'' H:24 1/4'' E:4 1/4'' | 5.3 |  |  | 5 | 24.25 | Set Screw(s) |  |  |  |  | 4.25 | [25 empty] | W:5'' H:22 3/4'' OB UP:12 1/8'' OB DOWN:12 1/8'' Rectangular | [7 empty] | Hardwired | 0 | 0 | 0 | 0 | 0 | 0 | 0 | 0 | 0 | 0 | 0 | 014817372014 | 27 | 8.5 | 7.75 | 8.5 | 1.029 | 100 | Yes | 2 | 10014817372011 | 27.75 | 17.5 | 9 | 19.4 | 2.529 | Yes | UL Damp | cUL Damp | WALL SCONCE - ADA | 2-Light Mila |  | WB1452BS.jpg | WB1452BS.jpg
WB1452ORB | 2 - Light Sconce | The Mila lighting collection by Feiss features a frosted glass diffuser and a rotating reflector that allows direct or indirect lighting. A clean aesthetic and stylish look give these Wall Sconces a modern feel. The two-light fixtures can be installed either horizontally or vertically. | WALL SCONCE | Mila | Wall / Bath Lighting | Oil Rubbed Bronze | ORB |  | White Opal Etched Glass | W:4.75" H:21.625" |  |  | 2 Medium T10 40w |  | 2 | No | [27 empty] | 127.95 | 255.9 | 383.85 | W:5'' H:24 1/4'' E:4 1/4'' | 5.3 |  |  | 5 | 24.25 | Set Screw(s) |  |  |  |  | 4.25 | [25 empty] | W:5'' H:24 1/4'' OB UP:12 1/8'' OB DOWN:12 1/8'' Rectangular | [7 empty] | Hardwired | 0 | 0 | 0 | 0 | 0 | 0 | 0 | 0 | 0 | 0 | 0 | 014817372021 | 27 | 8.5 | 7.75 | 8.5 | 1.029 | 100 | Yes | 2 | 10014817372028 | 27.75 | 17.5 | 9 | 19.4 | 2.529 | Yes | UL Damp | cUL Damp | WALL SCONCE - ADA | 2 - Light Mila |  | WB1452ORB.jpg | WB1452ORB.jpg
WB1470ORB | 1 - Light Sconce | Innovation and creativity are what makes the Stelle lighting collection by Feiss stand out from the rest. This industrial design will capture your attention to detail. Cream linen shades and geometric shapes will have you redefining craftsmanship. | WALL SCONCE | Stelle | Wall / Bath Lighting | Oil Rubbed Bronze | ORB | Steel | Cream Color Linen Fabric | W:4.625" H:5" |  |  | 1 Candelabra Flame Tip 60w |  | 1 | No | [27 empty] | 54.5 | 109 | 163.5 | W:4 5/8'' H:22 5/8'' E:7'' | 3.84 |  |  | 4.625 | 22.625 | Double Cap Nuts |  |  |  |  | 7 | [25 empty] | W:4'' H:6 1/2'' OB UP:14 1/2'' OB DOWN:7 3/4'' Rectangular | [7 empty] | Hardwired | 0 | 0 | 0 | 0 | 0 | 0 | 0 | 0 | 0 | 0 | 0 | 014817393453 | 24 | 13 | 10.5 | 7.8 | 1.896 | 175 | Yes | [8 empty] | UL Damp | cUL Damp | WALL SCONCE | 1 - Light Stelle |  | WB1470ORB.jpg | WB1470ORB.jpg
WB1486BK | 1 - Light Sconce | The Peyton lighting collection by Feiss is an unexpected contrast between the dramatic Black finish and the soft, romantic curves. The design flourishes and decorative details lend to the overall aesthetic of the dramatic light fixtures in the collection. | WALL SCONCE | Peyton | Wall / Bath Lighting | Black | BK | Steel | White Opal Etched Glass | W:6.75" H:5.75" |  |  | 1 Candelabra Flame Tip 60w |  | 1 | No | [27 empty] | 49.95 | 99.9 | 149.85 | W:7 1/2'' H:14 1/8'' E:4'' | 2.2 |  |  | 7.5 | 14.125 | Double Cap Nuts |  |  |  |  | 4 | [25 empty] | W:7 1/8'' H:5 3/4'' OB UP:6'' OB DOWN:8 1/8'' Irregular | [7 empty] | Hardwired | 1 | 0 | 0 | 0 | 0 | 0 | 0 | 0 | 0 | 0 | 0 | 014817393330 | 11 | 17 | 8 | 4.8 | 0.866 | 175 | Yes | [8 empty] | UL Damp | cUL Damp | WALL SCONCE- HALF (ADA) | 1 - Light Peyton |  | WB1486BK.jpg | WB1486BK.jpg
WB1497BUS | 1 - Light Sconce | The Lucia lighting collection by Feiss is a completely fresh, contemporary take on crystal light fixtures. The unique, disk-shaped Sunflower Shape Bauhinia crystals are suspended within the intricate metal work presented in a Burnished Silver finish, which combine to create these sleek profiles surrounding inner Linen drum shade. The Leila lighting collection is a sister style, utilizing the same crystals and metal work in orb and sunburst silhouettes. | WALL SCONCE | Lucia | Wall / Bath Lighting | Burnished Silver | BUS |  | Cream Fabric | H:7.25" | L:16.125" W:6.125" |  | 1 Candelabra Flame Tip 60w |  | 1 | No | [27 empty] | 110.45 | 220.9 | 331.35 | W:7 7/8'' H:7 7/8'' E:4 1/2'' | 3.63 |  |  | 7.875 | 7.875 | Universal Mounting Bar |  |  |  |  | 4.5 | [25 empty] | D:5 1/2'' DP:25/32'' W:4 3/8'' H:3/4'' OB UP:2 3/4'' OB DOWN:2 3/4'' | [7 empty] | Hardwired | 0 | 0 | 0 | 0 | 0 | 0 | 0 | 0 | 0 | 0 | 0 | 014817400717 | 10.5 | 10.25 | 7.75 | 4.9 | 0.483 | 93 | Yes | 2 | 10014817400714 | 21 | 10.25 | 11 | 10.8 | 1.37 | Yes | UL Damp | cUL Damp | WALL SCONCE | 1 - Light Lucia |  | WB1497BUS.jpg | WB1497BUS.jpg
WB1543OBZ | 3 - Light Sconce | The Valentina lighting collection by Feiss was named after the Latin word meaning “strong and brave,” and rightfully so. The willowy frame is finished in Oxidized Bronze while Clear Polished glass crystals adorn each piece, adding even more elegance. Each candelabra style bulb sits in its own clear, crystal bobeche. | WALL SCONCE | Valentina | Wall / Bath Lighting | Oxidized Bronze | OBZ | Steel |  |  |  |  | 3 Candelabra B Torpedo 60w |  | 3 | No | [27 empty] | 121.95 | 243.9 | 365.85 | W:10 1/2'' H:19'' E:5'' | 3.52 |  |  | 10.5 | 19 | [5 empty] | 5 | [25 empty] | W:4 5/8'' H:13 1/2'' OB UP:6 3/4'' OB DOWN:12 1/4'' Oval |  |  |  | 8 | Black/White |  |  | Hardwired | 0 | 0 | 0 | 0 | 0 | 0 | 0 | 0 | 0 | 0 | 0 | 014817409673 | 7 | 18 | 11.5 | 5.72 | 0.839 | 125 | Yes | [8 empty] | UL Damp | cUL Damp | WALL SCONCE | 3 - Light Valentina |  | WB1543OBZ.jpg | WB1543OBZ.jpg
WB1560AF/BS | 1 - Light Sconce | The Ethan lighting collection by Feiss is a contemporary take on the strong verticals and horizontals of the elegantly simple, Asian influences of the Mission style. The dark Antique Forged Iron finish contrasts dramatically with the Brushed Steel candle tubes and sleek Clear glass surrounds, which ingenuously can all be removed and run through the dishwasher to keep them sparkling clear. | WALL SCONCE | Ethan | Wall / Bath Lighting | Antique Forged Iron / Brushed Steel | AF/BS | Steel | Clear Glass | D:2.875" H:14" |  |  | 1 Candelabra B Torpedo 60w |  | 1 | No | [27 empty] | 70.98 | 141.96 | 212.94 | W:5'' H:17'' E:4 1/2'' | 4.62 |  |  | 5 | 17 | [5 empty] | 4.5 | [25 empty] | DP:1'' W:5'' H:16'' Rectangular |  |  |  | 8 | Black/White |  |  | Hardwired | 0 | 0 | 0 | 0 | 0 | 0 | 0 | 0 | 0 | 0 | 0 | 014817424096 | 20.5 | 8 | 12 | 5.9 | 1.139 | 175 | Yes | [8 empty] | UL Damp | cUL Damp | WALL SCONCE | 1 - Light Ethan |  | WB1560AFBS.jpg | WB1560AFBS.jpg
WB1564CH | 1 - Light Sconce | The ubiquitous drum shade has been updated with a wholly contemporary look with the laser cut metal shade surrounding the silk inner shade of the Joplin lighting collection by Feiss to send soft light through the random geometric patterns. | WALL SCONCE | Joplin | Wall / Bath Lighting | Chrome | CH | Stainless Steel | Off White Linen | D:8" H:9" |  |  | 1 Candelabra B Torpedo 60w |  | 1 | No | [27 empty] | 82.5 | 165 | 247.5 | W:8'' H:9'' E:4'' | 1.54 |  |  | 8 | 9 | [5 empty] | 4 | [25 empty] | DP:5/8'' W:4 1/4'' H:7 1/2'' Rectangular |  |  |  | 8 | Black/White |  |  | Hardwired | 1 | 0 | 0 | 0 | 0 | 0 | 0 | 0 | 0 | 0 | 0 | 014817424591 | 14.5 | 12.25 | 7 | 3.16 | 0.72 | 175 | Yes | 2 | 10014817424598 | 15.75 | 13.25 | 15 | 9.65 | 1.812 | Yes | UL Dry | cUL Dry | WALL SCONCE - ADA | 1 - Light Joplin |  | WB1564CH.jpg | WB1564CH.jpg
WB1575RBZ | 1 - Light Sconce | The movement and warm glow of the thick Amber Swirl glass is the central design element of the transitional Aris lighting collection by Feiss. Inner cylinders of White Opal Etched glass give the illusion of a candle glowing behind the dramatically slumped surface of the outer art glass panels. | WALL SCONCE | Aris | Wall / Bath Lighting | Roman Bronze | RBZ | Steel | Amber Swirl Art Glass Glass | D:6.375" H:6.875" |  |  | 1 Medium A19 100w |  | 1 | No | [27 empty] | 74.5 | 149 | 223.5 | W:6 3/8'' H:8 1/2'' E:5 7/8'' | 3.67 |  |  | 6.375 | 8.5 | [5 empty] | 5.875 | [25 empty] | DP:3/4'' W:4 3/8'' H:7 1/8'' Rectangular |  |  |  | 8 | Black/White |  |  | Hardwired | 0 | 0 | 0 | 0 | 0 | 0 | 0 | 0 | 0 | 0 | 0 | 014817470178 | 11.75 | 9 | 10.75 | 5.25 | 0.658 | 100 | Yes | [8 empty] | UL Damp | cUL Damp | WALL SCONCE | 1 - Light Aris |  | WB1575RBZ.jpg | WB1575RBZ.jpg
WB1578BS | 1-Light Wall Bracket | The Wired lighting collection by Feiss brings a contemporary style to any décor. The free-form Brushed Steel wire brings a light-hearted, fun and funky feeling to each piece in the lighting collection, while the diffuser hides the bulbs and softens the light. | WALL SCONCE | Wired | Wall / Bath Lighting | Brushed Steel | BS | Steel | Silver Organza Fabric | W:6.8125" H:8.6875" |  |  | 1 Mini Candelabra B Torpedo 60w |  | 1 | No | [14 empty] | 0 | [12 empty] | 54.5 | 109 | 163.5 | W:8'' H:9'' E:4'' | 2 |  |  | 8 | 9 | [5 empty] | 4 | [25 empty] | D:9/16'' W:5 1/2'' H:8'' Oval | [8 empty] | 1 | 0 | 0 | 0 | 0 | 0 | 0 | 0 | 0 | 0 | 0 | 014817477733 | 11.5 | 6.375 | 10.25 | 2.7 | 0.435 | 125 | Yes | 6 | 10014817477730 | 23.75 | 11 | 19.75 | 18.2 | 2.986 | Yes |  | cUL Damp | WALL SCONCE | 1-Light Wired |  | WB1578BS.jpg | WB1578BS.jpg
WB1585BUS | 1-Light Wall Bracket | The Leila lighting collection by Feiss is a completely fresh take on crystal light fixtures. The unique, disk-shaped Sunflower Shape Bauhinia Crystals are suspended within intricate metal work featuring a Burnished Silver finish, which combine to create these contemporary and sparkling silhouettes, finished with a faceted crystal ball accent. The open, airy feeling of the metal work allows for installation in smaller spaces without overpowering the room. The Lucia lighting collection is a sister style, utilizing the same crystals and metal work but in a drum shade profile. | WALL SCONCE | Leila | Wall / Bath Lighting | Burnished Silver | BUS | Steel / Crystal |  |  |  |  | 1 Candelabra B Torpedo 60w |  | 1 | No | [27 empty] | 92.95 | 185.9 | 278.85 | W:8 1/4'' H:9 3/8'' E:4'' | 1.94 |  |  | 8.25 | 9.375 | [5 empty] | 4 | [25 empty] | D:5 1/8'' H:3/4'' Square | [7 empty] | Hardwired | 1 | 0 | 0 | 0 | 0 | 0 | 0 | 0 | 0 | 0 | 0 | 014817479508 | 12 | 6.5 | 10.5 | 3.1 | 0.474 | 125 | Yes | [9 empty] | cUL Damp | WALL SCONCE | 1-Light Leila |  | WB1585BUS.jpg | WB1585BUS.jpg
WB1701ASTB | 1 - Light Urban Renewal Wall Bracket | The Urban Renewal lighting collection by Feiss is a diverse selection of pendants, chandeliers and sconces all inspired by the 20th century Industrial Revolution. Featuring reproduction pieces from the nation’s vintage factories and warehouses, Urban Renewal adds an industrial-inspired aesthetic to any home – adding flair and fun to classic, traditional decor or to the most sleek, contemporary urban spaces. | WALL SCONCE | Urban Renewal | Wall / Bath Lighting | Astral Bronze | ASTB | Steel |  |  |  |  | 1 Medium A19 100w |  | 1 | No | [14 empty] | 0 | [12 empty] | 70.95 | 141.9 | 212.85 | W:7 3/4'' H:9 3/4'' E:6'' | 2.09 |  |  | 7.75 | 9.75 | [5 empty] | 6 | [25 empty] | D:5 3/4'' DP:1'' OB UP:2 7/8'' OB DOWN:6 7/8'' Round |  |  |  | 8 | Black/White |  |  | Hardwired | 0 | 0 | 0 | 0 | 0 | 0 | 0 | 0 | 0 | 0 | 0 | 014817509601 | 12.75 | 11 | 8.5 | 3.3 | 0.69 | 175 | Yes | 2 | 10014817509608 | 13.7 | 11 | 18 | 8 | 1.57 | Yes |  | cUL Damp | WALL BRACKET | 1 - Light Wall Bracket |  | WB1701ASTB.jpg | WB1701ASTB.jpg
WB1703DAB | 1 - Light Urban Renewal | The Urban Renewal lighting collection by Feiss is a diverse selection of pendants, chandeliers and sconces all inspired by the 20th century Industrial Revolution. Featuring reproduction pieces from the nation’s vintage factories and warehouses, Urban Renewal adds an industrial-inspired aesthetic to any home – adding flair and fun to classic, traditional decor or to the most sleek, contemporary urban spaces. | WALL SCONCE | Urban Renewal | Wall / Bath Lighting | Dark Antique Brass | DAB | Steel | Dark Antique Brass Die Cast Zinc |  |  |  | 1 Medium A19 100w |  | 1 | No | [14 empty] | 0 | [12 empty] | 61.45 | 122.9 | 184.35 | W:5 1/2'' H:12 1/4'' E:7 3/4'' | 2.2 |  |  | 5.5 | 12.25 | [5 empty] | 7.75 | [25 empty] | D:5 1/2'' DP:1 1/4'' OB UP:6'' OB DOWN:6 1/4'' Round |  |  |  | 8 | Black/White |  |  | Hardwired | 0 | 1 | 0 | 0 | 0 | 0 | 0 | 0 | 0 | 0 | 0 | 014817509731 | 14 | 10 | 8 | 3.8 | 0.648 | 175 | Yes | 2 | 10014817509738 | 17 | 10.5 | 15 | 8.8 | 1.549 | Yes |  | cUL Damp | WALL BRACKET | 1 - Light Wall Bracket |  | WB1703DAB.jpg | WB1703DAB.jpg
WB1703PN | 1 - Light Urban Renewal Wall Sconce | The Urban Renewal lighting collection by Feiss is a diverse selection of pendants, chandeliers and sconces all inspired by the 20th century Industrial Revolution. Featuring reproduction pieces from the nation’s vintage factories and warehouses, Urban Renewal adds an industrial-inspired aesthetic to any home – adding flair and fun to classic, traditional decor or to the most sleek, contemporary urban spaces. | WALL SCONCE | Urban Renewal | Wall / Bath Lighting | Polished Nickel | PN | Steel | Polished Nickel Die Cast Zinc |  |  |  | 1 Medium A19 100w |  | 1 | No | [14 empty] | 0 | [12 empty] | 61.45 | 122.9 | 184.35 | W:5 1/2'' H:12 1/4'' E:7 3/4'' | 2.2 |  |  | 5.5 | 12.25 | Cap Nuts |  |  |  |  | 7.75 | [25 empty] | D:5 1/2'' DP:1 1/4'' OB UP:6'' OB DOWN:6 1/4'' Round |  |  |  | 8 | Black/White |  |  | Hardwired | 0 | 1 | 0 | 0 | 0 | 0 | 0 | 0 | 0 | 0 | 0 | 014817597882 | 14.25 | 8.25 | 10.25 | 3.6 | 0.697 | 175 | Yes | 2 | 10014817597889 | 14.25 | 8.25 | 10.25 | 3.6 | 0.697 | Yes |  | cUL Damp | 1 - Light Urban Renewal Wall Sconce | 1 - Light Urban Renewal Wall Sconce |  | WB1703PN.jpg | WB1703PN.jpg
WB1704DAB | 2 - Light Urban Renewal Wall Bracket | The Urban Renewal lighting collection by Feiss is a diverse selection of pendants, chandeliers and sconces all inspired by the 20th century Industrial Revolution. Featuring reproduction pieces from the nation’s vintage factories and warehouses, Urban Renewal adds an industrial-inspired aesthetic to any home – adding flair and fun to classic, traditional decor or to the most sleek, contemporary urban spaces. | WALL SCONCE | Urban Renewal | Wall / Bath Lighting | Dark Antique Brass | DAB | Steel | Dark Antique Brass Die Cast Zinc |  |  |  | 2 Medium A19 100w |  | 2 | No | [14 empty] | 0 | [12 empty] | 115.95 | 231.9 | 347.85 | W:5 1/2'' H:20 1/4'' E:5 7/8'' | 3.85 |  |  | 5.5 | 20.25 | [5 empty] | 5.875 | [25 empty] | D:5 1/2'' DP:1 1/4'' OB UP:2 3/4'' OB DOWN:2 3/4'' Round |  |  |  | 8 | Black/White |  |  | Hardwired | 0 | 0 | 0 | 0 | 0 | 0 | 0 | 0 | 0 | 0 | 0 | 014817509748 | 22 | 8 | 8 | 5.9 | 0.815 | 125 | Yes | [9 empty] | cUL Damp | WALL BRACKET | 2 - Light Wall Bracket |  | WB1704DAB.jpg | WB1704DAB.jpg
WB1704PN | 2 - Light Wall Bracket | The Urban Renewal lighting collection by Feiss is a diverse selection of pendants, chandeliers and sconces all inspired by the 20th century Industrial Revolution. Featuring reproduction pieces from the nation’s vintage factories and warehouses, Urban Renewal adds an industrial-inspired aesthetic to any home – adding flair and fun to classic, traditional decor or to the most sleek, contemporary urban spaces. | BATH | Urban Renewal | Wall / Bath Lighting | Polished Nickel | PN | Steel | Polished Nickel Die Cast Zinc |  |  |  | 2 Medium A19 100w |  | 2 | No | [14 empty] | 0 | [12 empty] | 115.95 | 231.9 | 347.85 | W:5 1/2'' H:20 1/4'' E:5 7/8'' | 3.85 |  |  | 5.5 | 20.25 | Cap Nuts |  |  |  |  | 5.875 | [25 empty] | D:5 1/2'' DP:1 1/4'' OB UP:2 3/4'' OB DOWN:2 3/4'' Round |  |  |  | 8 | Black/White |  |  | Hardwired | 0 | 0 | 0 | 0 | 0 | 0 | 0 | 0 | 0 | 0 | 0 | 014817597899 | 14.25 | 8.25 | 10.25 | 3.6 | 0.697 | 175 | Yes | [9 empty] | cUL Damp | 2L WALL SCONCE PN | 2 - Light Wall Bracket |  | WB1704PN.jpg | WB1704PN.jpg
WB1713ORB | 1 - Light Wall Bracket | Combining the traditional profile of a tapered shade with on-trend Clear Seeded glass, the sleek frame and the square-linked chain give the Harrow pendant light collection by Feiss an elevated, contemporary transitional look. The wall sconce is delivered with two glass options, Clear Seeded and Opal Etched, for the customer’s choice to customize. Burnished Brass, Oil Rubbed Bronze and Polished Nickel finishes are available to create completely different looks. The assortment includes a 1-light mini-pendant, 1-light and 3-light pendants, a 2-light flushmount ceiling fixture, as well as a 1-light wall sconce. | WALL SCONCE | Harrow | Wall / Bath Lighting | Oil Rubbed Bronze | ORB | Steel | Clear Seeded Glass |  |  |  | 1 Medium A19 60w |  | 1 | No | [14 empty] | 0 | [12 empty] | 121.95 | 243.9 | 365.85 | W:5 1/2'' H:14'' E:5 1/2'' | 5.94 |  |  | 5.5 | 14 | Other |  |  |  |  | 5.5 | [25 empty] | DP:2 3/4'' W:5 1/2'' H:14'' OB UP:7'' OB DOWN:7'' Rectangular |  |  |  | 8 | Black/White |  |  | Hardwired | 0 | 1 | 0 | 0 | 0 | 0 | 0 | 0 | 0 | 0 | 0 | 014817534818 | 17.25 | 13.25 | 9.25 | 9.9 | 1.223 | 100 | Yes | 2 | 10014817534815 | 19.75 | 18 | 13.75 | 21.6 | 2.829 | Yes | ETL Damp |  | 1L HARROW SCONCE ORB | 1 - Light Wall Bracket |  | WB1713ORB.jpg | WB1713PN.jpg
WB1713PN | 1 - Light Wall Bracket | Combining the traditional profile of a tapered shade with on-trend Clear Seeded glass, the sleek frame and the square-linked chain give the Harrow pendant light collection by Feiss an elevated, contemporary transitional look. The wall sconce is delivered with two glass options, Clear Seeded and Opal Etched, for the customer’s choice to customize. Burnished Brass, Oil Rubbed Bronze and Polished Nickel finishes are available to create completely different looks. The assortment includes a 1-light mini-pendant, 1-light and 3-light pendants, a 2-light flushmount ceiling fixture, as well as a 1-light wall sconce. | WALL SCONCE | Harrow | Wall / Bath Lighting | Polished Nickel | PN |  | Clear Seeded Glass |  |  |  | 1 Medium A19 60w |  | 1 | No | [14 empty] | 0 | [12 empty] | 127.95 | 255.9 | 383.85 | W:5 1/2'' H:14'' E:5 1/2'' | 5.94 |  |  | 5.5 | 14 | Other |  |  |  |  | 5.5 | [25 empty] | DP:2 3/4'' W:5 1/2'' H:14'' OB UP:7'' OB DOWN:7'' Rectangular |  |  |  | 8 | Black/White |  |  | Hardwired | 0 | 1 | 0 | 0 | 0 | 0 | 0 | 0 | 0 | 0 | 0 | 014817522976 | 17.5 | 9 | 13 | 10.1 | 1.185 | 100 | Yes | 2 | 10014817522973 | 19.5 | 13.5 | 17.78 | 22.2 | 2.709 | Yes | ETL Damp |  | WALL BRACKET | 1 - Light Wall Bracket |  | WB1713PN-Seeded.jpg | WB1713PN.jpg
WB1717BBS | 1 - Light Lismore Wall Sconce | Modernizing the traditional wagon-wheel profile, the Lismore lighting collection by Feiss puts a contemporary twist on a classic. An unexpected pressed crystal detail on each stem adds a bit of updated glamour to the clean lines of the tapered fabric shades. | WALL SCONCE | Lismore | Wall / Bath Lighting | Burnished Brass | BBS | Steel | White Hardback w/ Fabric | D:5.5" H:6.5" | D:4" |  | 1 Candelabra B10 Torpedo 60w |  | 1 | No | [14 empty] | 0 | [12 empty] | 63.95 | 127.9 | 191.85 | W:5 1/2'' H:13 7/8'' E:6 3/8'' | 1.43 |  |  | 5.5 | 13.875 | Set Screw(s) |  |  |  |  | 6.375 | [25 empty] | D:5'' DP:1 1/8'' OB UP:11 3/8'' Round |  |  |  | 8 | Black/White |  |  | Hardwired | 0 | 0 | 0 | 0 | 0 | 0 | 0 | 0 | 0 | 0 | 0 | 014817597707 | 15.25 | 7.25 | 8.25 | 2.3 | 0.528 | 175 | Yes | 2 | 10014817597704 | 14.75 | 8.75 | 16.25 | 5.6 | 1.214 | Yes | ETL Damp |  | 1L LISMORE WALL SCONCE | 1 - Light Lismore Wall Sconce |  | WB1717BBS.jpg | WB1717BBS.jpg
WB1717ORB | 1 - Light Lismore Wall Bracket | Modernizing the traditional wagon-wheel profile, the Lismore lighting collection by Feiss puts a contemporary twist on a classic. An unexpected pressed crystal detail on each stem adds a bit of updated glamour to the clean lines of the tapered fabric shades. | WALL SCONCE | Lismore | Wall / Bath Lighting | Oil Rubbed Bronze | ORB |  | Ivory Hardback w/ Fabric | D:5.5" H:6.5" | D:4" |  | 1 Candelabra B10 Torpedo 60w |  | 1 | No | [14 empty] | 0 | [12 empty] | 63.95 | 127.9 | 191.85 | W:5 1/2'' H:13 7/8'' E:6 3/8'' | 1.43 |  |  | 5.5 | 13.875 | Other |  |  |  |  | 6.375 | [25 empty] | D:5'' DP:1 1/8'' OB UP:11 3/8'' Round |  |  |  | 8 | Black/White |  |  | Hardwired | 0 | 0 | 0 | 0 | 0 | 0 | 0 | 0 | 0 | 0 | 0 | 014817523027 | 9.58 | 8.58 | 14 | 2.8 | 0.666 | 175 | Yes | 2 | 10014817523024 | 17.75 | 9.25 | 15.18 | 6.75 | 1.442 | Yes | ETL Damp |  | WALL BRACKET | 1 - Light Lismore Wall Bracket |  | WB1717ORB.jpg | WB1717ORB.jpg
WB1717PN | 1 - Light Lismore Wall Bracket | Modernizing the traditional wagon-wheel profile, the Lismore lighting collection by Feiss puts a contemporary twist on a classic. An unexpected pressed crystal detail on each stem adds a bit of updated glamour to the clean lines of the tapered fabric shades. | WALL SCONCE | Lismore | Wall / Bath Lighting | Polished Nickel | PN |  | White Hardback w/ Fabric | D:5.5" H:6.5" | D:4" |  | 1 Candelabra B10 Torpedo 60w |  | 1 | No | [14 empty] | 0 | [12 empty] | 63.95 | 127.9 | 191.85 | W:5 1/2'' H:13 7/8'' E:6 3/8'' - 6 3/8'' | 1.43 |  |  | 5.5 | 13.875 | Other |  |  |  |  | 6.375 - 6.375 | [25 empty] | D:5'' DP:1 1/8'' OB UP:11 3/8'' Round |  |  |  | 8 | Black/White |  |  | Hardwired | 0 | 0 | 0 | 0 | 0 | 0 | 0 | 0 | 0 | 0 | 0 | 014817523010 | 14 | 8.5 | 8.75 | 2.8 | 0.603 | 175 | Yes | 2 | 10014817523017 | 18.25 | 9.25 | 15 | 6.8 | 1.465 | Yes | ETL Damp |  | WALL BRACKET | 1 - Light Lismore Wall Bracket |  | WB1717PN.jpg | WB1717PN.jpg
WB1724BS | 1 - Light Sophie Wall Bracket | Inspired by classic crystal drawer pulls, the Sophie lighting collection by Feiss couples contemporary crystal with traditional lines. On each light’s base, a faceted crystal detail adds sparkle. The etched, white case glass shade features the same faceted corner detail as seen in the cut crystal. It’s the perfect balance of feminine and masculine influences. | WALL SCONCE | Sophie | Wall / Bath Lighting | Brushed Steel | BS | Aluminum / Zinc / Steel / Glass / Brass | Opal Etched Cased Glass | L:4.5" W:4.5" H:5.75" |  |  | 1 Medium A19 100w |  | 1 | No | [14 empty] | 0 | [12 empty] | 64.5 | 129 | 193.5 | W:4 5/8'' H:9 1/2'' | 2.42 |  |  | 4.625 | 9.5 | Other |  |  |  |  | 6.25 | [25 empty] | DP:1 5/8'' W:4 5/8'' H:4 5/8'' OB UP:7 1/4'' OB DOWN:2 1/4'' Square |  |  |  | 8 | Black/White |  |  | Hardwired | 0 | 0 | 0 | 0 | 0 | 0 | 0 | 0 | 0 | 0 | 0 | 014817523959 | 12.5 | 9.25 | 7 | 3.2 | 0.468 | 125 | Yes | 2 | 10014817523956 | 15.75 | 9.5 | 13 | 7.3 | 1.126 | Yes | ETL Damp |  | WALL SCONCE | 1 - Light Sophie Wall Bracket |  | WB1724BS.jpg | WB1724BS.jpg
WB1726HGG | 1 - Light Wall Bracket | The uniquely designed Freemont lighting collection by Feiss marries the warehouse industrial trend with a fully modern color palette and a touch of unexpected glamour with the use of clear crystals shimmering at the pendant and sconce's neck. | WALL SCONCE | Freemont | Wall / Bath Lighting | Hi Gloss Grey | HGG | Steel |  |  |  |  | 1 Medium A19 100w |  | 1 | No | [14 empty] | 0 | [12 empty] | 70.95 | 141.9 | 212.85 | W:9'' H:13 1/4'' E:10'' | 2.09 |  |  | 9 | 13.25 | Universal Mounting Plate |  |  |  |  | 10 | [25 empty] | D:5'' H:3/4'' OB UP:4 3/8'' OB DOWN:8 7/8'' Round |  |  |  | 8 | Black/White |  |  | Hardwired | 0 | 0 | 0 | 0 | 0 | 0 | 0 | 0 | 0 | 0 | 0 | 014817529043 | 16 | 12.5 | 12.75 | 4.6 | 1.476 | 250 | Yes | [8 empty] | ETL Damp |  | WALL SCONCE | 1 - Light Wall Bracket |  | WB1726HGG.jpg | WB1726HGG.jpg
WB1726SHBL | 1 - Light Wall Bracket | The uniquely designed Freemont lighting collection by Feiss marries the warehouse industrial trend with a fully modern color palette and a touch of unexpected glamour with the use of clear crystals shimmering at the pendant and sconce's neck. | WALL SCONCE | Freemont | Wall / Bath Lighting | Hi Gloss Blue | SHBL | Steel |  |  |  |  | 1 Medium A19 100w |  | 1 | No | [14 empty] | 0 | [12 empty] | 70.95 | 141.9 | 212.85 | W:9'' H:13 1/4'' E:10'' | 2.09 |  |  | 9 | 13.25 | Universal Mounting Plate |  |  |  |  | 10 | [25 empty] | D:5'' H:3/4'' OB UP:4 3/8'' OB DOWN:8 7/8'' Round |  |  |  | 8 | Black/White |  |  | Hardwired | 0 | 0 | 0 | 0 | 0 | 0 | 0 | 0 | 0 | 0 | 0 | 014817524451 | 15 | 11.5 | 12.75 | 4.5 | 1.273 | 250 | Yes | [8 empty] | ETL Damp |  | WALL SCONCE | 1 - Light Wall Bracket |  | WB1726SHBL.jpg | WB1726SHBL.jpg
WB1732BS | 2 - Light Wall Bracket | The modern profile of the Talia lighting collection by Feiss features clean, angular lines. The metal reflector inlay features a diamond pattern detail. | WALL SCONCE | Talia | Wall / Bath Lighting | Brushed Steel | BS | Steel / Aluminum / Glass | Opal Etched Glass | L:12.5" |  |  | 2 Medium T10 60w |  | 2 | No | [14 empty] | 0 | [12 empty] | 115.95 | 231.9 | 347.85 | W:22'' H:4 7/8'' E:3 3/8'' | 3.74 |  |  | 22 | 4.875 | Other |  |  |  |  | 3.375 | [25 empty] | DP:3/4'' W:6'' H:4 7/8'' OB UP:2 1/8'' OB DOWN:2 3/4'' Rectangular |  |  |  | 8 | Black/White |  |  | Hardwired | 1 | 0 | 0 | 0 | 0 | 0 | 0 | 0 | 0 | 0 | 0 | 014817525410 | 30.5 | 7.75 | 7.75 | 5 | 1.06 | 175 | Yes | 2 | 10014817525417 | 31 | 8 | 16.5 | 12 | 2.368 | Yes | ETL Damp |  | WALL BRACKET | 2 - Light Wall Bracket |  | WB1732BS.jpg | WB1732BS.jpg
WB1742PN | 1 - Light Audrie Wall Sconce | With a sleek, sculptural shape, the Audrie lighting collection by Feiss marries a glamorous Hollywood Regency silhouette with a modern LED-centric design. The LEDs are nested in the vertical body frames, emitting a warm glow from arms of the sconces or the kinetic, mobile-like pendants. | WALL SCONCE | Audrie | Wall / Bath Lighting | Polished Nickel | PN | Steel/Aluminum/PC | [6 empty] | 1 | No | 1100 | 2700 | 80 | 12 | 120 | 19 - Integrated | MODS - Modules |  |  |  | LED |  |  |  | 0 | [12 empty] | 238.95 | 477.9 | 716.85 | W:5'' H:22 1/8'' E:4'' - 4'' | 2.64 |  |  | 5 | 22.125 | Cross Bar |  |  |  |  | 2020-04-04 | [25 empty] | DP:1'' H:22 1/8'' OB UP:11 1/16'' OB DOWN:11 1/16'' Rectangular |  |  |  | 8 | Black/White |  |  | Hardwired | 1 | 0 | 0 | 0 | 0 | 0 | 1 | 0 | 0 | 0 | 0 | 014817527858 | 24.5 | 7.5 | 7 | 4.1 | 0.744 | 175 | Yes | [8 empty] | ETL Damp |  | WALL SCONCE | 1 - Light Audrie Wall Sconce |  | WB1742PN.jpg | WB1742PN.jpg
WB1743SN | 1 - Light Sconce | Inspired by the Ombré trend in today’s fashion, the modern Tori lighting collection by Feiss features a hand-dipped, dyed color gradient technique on beautiful linen fabric, through which the rich colors softly diminish into white. The Bali Brass finish is coupled with a Gold Ombré fabric; while the Satin Nickel finish is coupled with a Grey Ombré fabric. The assortment includes a 3-Light Pendant, 1-Light Mini-Pendant, 1-Light Wall Sconce and 3-Light Semi-Flushmount ceiling fixture. There are two included finials from which to choose, a metal tassel for a more traditionally tailored look or sleek metal cap for a clean, contemporary look. | WALL SCONCE | Tori | Wall / Bath Lighting | Satin Nickel | SN | Steel | Undefined Fabric | W:5" H:5.75" |  |  | 1 Medium A19 60w |  | 1 | No | [14 empty] | 0 | [12 empty] | 74.5 | 149 | 223.5 | D:5 3/8'' W:5'' H:10 1/2'' E:6'' | 2.3 | 5.375 |  | 5 | 10.5 | [5 empty] | 6 | [25 empty] | D:5 3/8'' OB UP:5 3/4'' Round |  |  |  | 8 |  |  |  | Hardwired | 0 | 0 | 0 | 0 | 0 | 0 | 0 | 0 | 0 | 0 | 0 | 014817527865 | 12.5 | 9.75 | 8.5 | 2.7 | 0.6 | 175 | Yes | [9 empty] | cETL Damp | 1L Tori Sconce Satin Nickel | 1 - Light Sconce |  | WB1743SN.jpg | WB1743SN.jpg
WB1744AF | 1 - Light Sconce | The Declaration lighting collection by Feiss is a series of large, traditional lanterns featuring open frames finished in Antique Forged Iron. The bulbs are surrounded by Clear Seeded glass shades to add warmth, depth and sparkle. The light fixtures can easily be converted to LED with the choice of an LED replacement bulb. The assortment includes 4-light and 6-light chandeliers, a 6-light island chandelier, 1-light wall sconce and 1-light mini-pendant. | WALL SCONCE | Declaration | Wall / Bath Lighting | Antique Forged Iron | AF | Steel | Clear Seeded Glass | W:3.375" H:5.5" |  |  | 1 Candelabra B10 Torpedo 60w |  | 1 | No | [14 empty] | 0 | [12 empty] | 79 | 158 | 237 | W:6 3/8'' H:15'' E:5 5/8'' | 5 |  |  | 6.375 | 15 | Wall / Bath |  |  |  |  | 5.625 | [29 empty] | 8 |  |  |  | Hardwired | 0 | 0 | 0 | 0 | 0 | 0 | 0 | 0 | 0 | 0 | 0 | 014817536447 | 17.5 | 9.5 | 8.75 | 5.6 | 0.842 | 125 | Yes | [9 empty] | cETL Damp | 1L Declaration Sconce AF | 1 - Light Sconce |  | WB1744AF.jpg | WB1744AF.jpg
WB1746AF | 2 - Light Sconce | The Yarmouth lighting collection by Feiss is an elegant and clean interpretation of traditional lanterns. The square arm stock is turned 45 degrees so the narrow edge is facing out to catch the light, and an arch crowns the top of each graceful silhouette. Completely open with no panes of glass, Yarmouth is offered in both Antique Forged Iron and Painted Aged Brass finishes. | WALL SCONCE | Yarmouth | Wall / Bath Lighting | Antique Forged Iron | AF | Steel |  |  |  |  | 2 Candelabra B Torpedo 60w |  | 2 | No | [14 empty] | 0 | [12 empty] | 75.45 | 150.9 | 226.35 | W:8'' H:9 3/4'' E:3 7/8'' | 2.5 |  |  | 8 | 9.75 | Wall / Bath |  |  |  |  | 3.875 | [25 empty] | DP:3/8'' W:8'' H:9 3/4'' |  |  |  | 8 |  |  |  | Hardwired | 1 | 0 | 0 | 0 | 0 | 0 | 0 | 0 | 0 | 0 | 0 | 014817539431 | 12.5 | 10.5 | 6.5 | 2.9 | 0.494 | 175 | Yes | [9 empty] | cETL Damp | 2L Yarmouth Sconce Antique Forged Iron | 2 - Light Sconce |  | WB1746AF.jpg | WB1746AF.jpg
WB1746PAGB | 2 - Light Sconce | The Yarmouth lighting collection by Feiss is an elegant and clean interpretation of traditional lanterns. The square arm stock is turned 45 degrees so the narrow edge is facing out to catch the light, and an arch crowns the top of each graceful silhouette. Completely open with no panes of glass, Yarmouth is offered in both Antique Forged Iron and Painted Aged Brass finishes. | WALL SCONCE | Yarmouth | Wall / Bath Lighting | Painted Aged Brass | PAGB | Steel |  |  |  |  | 2 Candelabra B Torpedo 60w |  | 2 | No | [14 empty] | 0 | [12 empty] | 69.95 | 139.9 | 209.85 | W:8'' H:9 3/4'' E:3 7/8'' | 2.5 |  |  | 8 | 9.75 | Wall / Bath |  |  |  |  | 3.875 | [29 empty] | 8 |  |  |  | Hardwired | 1 | 0 | 0 | 0 | 0 | 0 | 0 | 0 | 0 | 0 | 0 | 014817539158 | 12.75 | 10.75 | 7 | 2.9 | 0.555 | 175 | Yes | [9 empty] | cETL Damp | 2L Yarmouth Sconce Painted Aged Brass | 2 - Light Sconce |  | WB1746PAGB.jpg | WB1746PAGB.jpg
WB1749ORB | 15" LED Wall Sconce | With integrated LED, the Edgebrook lighting collection of modern bath bars by Feiss delivers both energy efficiency and clean, classic beauty. The cylindrical linear glass shade is complemented by a rectangular backplate. LEDs warmly glow through Opal Etched glass to provide soft task light. Cleverly hidden hardware ensures the clean lines. Ideal for residential and commercial settings because it’s energy efficient, ADA compliant and can be installed vertically or horizontally. The assortment includes 15”- and 18”- LED wall sconces, as well as a 30”-LED bath vanity which are all available in Oil Rubbed Bronze, Polished Nickel or Satin Nickel. | WALL SCONCE | Edgebrook | Wall / Bath Lighting | Oil Rubbed Bronze | ORB | Aluminum / Glass | Opal Etched Glass |  |  | Glass |  |  | 1 | No | 1200 | 2700 | 80 | 20 | 12 | 19 - Integrated | LED - Array |  | 5 | 100 | LED | 20 | 20 | 50000 | 0 | [12 empty] | 114.5 | 229 | 343.5 | W:15'' H:4 3/4'' E:4'' | 4.5 |  |  | 15 | 4.75 | Wall / Bath |  |  |  |  | 4 | [33 empty] | Hardwired | 1 | 1 | 0 | 0 | 0 | 0 | 1 | 0 | 0 | 0 | 0 | 014817541922 | 17.5 | 6.25 | 6.25 | 5.1 | 0.396 | 85 | Yes | 4 | 10014817541929 | 18.5 | 13 | 13 | 22 | 1.809 | Yes |  | cETL Damp | LED Wall Sconce Oil Rubbed Bronze | 15" LED Wall Sconce |  | WB1749ORB.jpg | WB1749ORB.jpg
WB1750ORB | 18" LED Wall Sconce | With integrated LED, the Edgebrook lighting collection of modern bath bars by Feiss delivers both energy efficiency and clean, classic beauty. The cylindrical linear glass shade is complemented by a rectangular backplate. LEDs warmly glow through Opal Etched glass to provide soft task light. Cleverly hidden hardware ensures the clean lines. Ideal for residential and commercial settings because it’s energy efficient, ADA compliant and can be installed vertically or horizontally. The assortment includes 15”- and 18”- LED wall sconces, as well as a 30”-LED bath vanity which are all available in Oil Rubbed Bronze, Polished Nickel or Satin Nickel. | WALL SCONCE | Edgebrook | Wall / Bath Lighting | Oil Rubbed Bronze | ORB | Aluminum / Glass | Opal Etched Glass | L:17.25" W:2.5" H:2.25" |  | Glass |  |  | 1 | No | 1600 | 2700 | 80 | 27 | 120 | 19 - Integrated | LED - Array |  | 5 | 100 | LED | 27 | 27 | 50000 | 0 | [12 empty] | 134.5 | 269 | 403.5 | W:18'' H:4 3/4'' E:4'' | 5 |  |  | 18 | 4.75 | Wall / Bath |  |  |  |  | 4 | [33 empty] | Hardwired | 1 | 1 | 0 | 0 | 0 | 0 | 1 | 0 | 0 | 0 | 0 | 014817541953 | 20.75 | 6.5 | 6.25 | 6 | 0.488 | 85 | Yes | 4 | 10014817541950 | 21.75 | 12.5 | 12.25 | 25.6 | 1.927 | Yes |  | cETL Damp | LED Edgebrook Vanity Oil Rubbed Bronze | 18" LED Wall Sconce |  | WB1750ORB.jpg | WB1750ORB.jpg
WB1750PN | 18" LED Wall Sconce | With integrated LED, the Edgebrook lighting collection of modern bath bars by Feiss delivers both energy efficiency and clean, classic beauty. The cylindrical linear glass shade is complemented by a rectangular backplate. LEDs warmly glow through Opal Etched glass to provide soft task light. Cleverly hidden hardware ensures the clean lines. Ideal for residential and commercial settings because it’s energy efficient, ADA compliant and can be installed vertically or horizontally. The assortment includes 15”- and 18”- LED wall sconces, as well as a 30”-LED bath vanity which are all available in Oil Rubbed Bronze, Polished Nickel or Satin Nickel. | WALL SCONCE | Edgebrook | Wall / Bath Lighting | Polished Nickel | PN | Aluminum / Glass | Opal Etched Glass | L:17.25" W:2.5" H:2.25" |  | Glass |  |  | 1 | No | 1600 | 2700 | 80 | 27 | 120 | 19 - Integrated | LED - Array |  | 5 | 100 | LED | 27 | 27 | 50000 | 0 | [12 empty] | 134.5 | 269 | 403.5 | W:18'' H:4 3/4'' E:4'' | 5 |  |  | 18 | 4.75 | Wall / Bath |  |  |  |  | 4 | [33 empty] | Hardwired | 1 | 1 | 0 | 0 | 0 | 0 | 1 | 0 | 0 | 0 | 0 | 014817541946 | 20.75 | 6.5 | 6.25 | 6 | 0.488 | 85 | Yes | 4 | 10014817541943 | 21.75 | 12.5 | 12.5 | 25.6 | 1.967 | Yes |  | cETL Damp | LED Edgebrook Vanity Polished Nickel | 18" LED Wall Sconce |  | WB1750PN.jpg | WB1750PN.jpg
WB1751ORB | 30" LED Vanity | With integrated LED, the Edgebrook lighting collection of modern bath bars by Feiss delivers both energy efficiency and clean, classic beauty. The cylindrical linear glass shade is complemented by a rectangular backplate. LEDs warmly glow through Opal Etched glass to provide soft task light. Cleverly hidden hardware ensures the clean lines. Ideal for residential and commercial settings because it’s energy efficient, ADA compliant and can be installed vertically or horizontally. The assortment includes 15”- and 18”- LED wall sconces, as well as a 30”-LED bath vanity which are all available in Oil Rubbed Bronze, Polished Nickel or Satin Nickel. | WALL SCONCE | Edgebrook | Wall / Bath Lighting | Oil Rubbed Bronze | ORB | Aluminum / Glass | Opal Etched Glass | L:26.875" W:2.5" H:2.25" |  | Glass |  |  | 1 | No | 2400 | 2700 | 80 | 41 | 120 | 19 - Integrated | LED - Array |  | 5 | 100 | LED | 41 | 41 | 50000 | 0 | [12 empty] | 169.5 | 339 | 508.5 | W:30'' H:4 3/4'' E:4'' | 5.5 |  |  | 30 | 4.75 | Wall / Bath |  |  |  |  | 4 | [25 empty] | DP:7/8'' W:4 3/4'' H:18 1/2'' | [7 empty] | Hardwired | 1 | 1 | 0 | 0 | 0 | 0 | 1 | 0 | 0 | 0 | 0 | 014817541984 | 30.5 | 6.25 | 6.25 | 6 | 0.689 | 100 | Yes | [9 empty] | cETL Damp | LED Edgebrook Vanity Oil Rubbed Bronze | 30" LED Vanity |  | WB1751ORB.jpg | WB1751ORB.jpg
WB1757AF | 3 - Light Sconce | The Yarmouth lighting collection by Feiss is an elegant and clean interpretation of traditional lanterns. The square arm stock is turned 45 degrees so the narrow edge is facing out to catch the light, and an arch crowns the top of each graceful silhouette. Completely open with no panes of glass, Yarmouth is offered in both Antique Forged Iron and Painted Aged Brass finishes. | WALL SCONCE | Yarmouth | Wall / Bath Lighting | Antique Forged Iron | AF | Steel |  |  |  |  | 3 Candelabra B Torpedo 60w |  | 3 | No | [14 empty] | 0 | [12 empty] | 98.95 | 197.9 | 296.85 | W:12 1/2'' H:15 1/4'' E:5 1/2'' | 5 |  |  | 12.5 | 15.25 | Wall / Bath |  |  |  |  | 5.5 | [25 empty] | DP:5/8'' W:8 1/4'' H:12 1/2'' |  |  |  | 8 |  |  |  | Hardwired | 0 | 0 | 0 | 0 | 0 | 0 | 0 | 0 | 0 | 0 | 0 | 014817539448 | 18 | 15 | 8.25 | 6 | 1.289 | 175 | Yes | [9 empty] | cETL Damp | 3L Yarmouth Sconce Antique Forged Iron | 3 - Light Sconce |  | WB1757AF.jpg | WB1757AF.jpg
WB1757PAGB | 3 - Light Sconce | The Yarmouth lighting collection by Feiss is an elegant and clean interpretation of traditional lanterns. The square arm stock is turned 45 degrees so the narrow edge is facing out to catch the light, and an arch crowns the top of each graceful silhouette. Completely open with no panes of glass, Yarmouth is offered in both Antique Forged Iron and Painted Aged Brass finishes. | WALL SCONCE | Yarmouth | Wall / Bath Lighting | Painted Aged Brass | PAGB | Steel |  |  |  |  | 3 Candelabra B Torpedo 60w |  | 3 | No | [14 empty] | 0 | [12 empty] | 92.95 | 185.9 | 278.85 | W:12 1/2'' H:15 1/8'' E:5 1/2'' | 5 |  |  | 12.5 | 15.125 | Wall / Bath |  |  |  |  | 5.5 | [29 empty] | 8 |  |  |  | Hardwired | 0 | 0 | 0 | 0 | 0 | 0 | 0 | 0 | 0 | 0 | 0 | 014817539486 | 18.25 | 15.25 | 8.5 | 6 | 1.369 | 175 | Yes | [9 empty] | cETL Damp | 3L Sconce Painted Aged Brass | 3 - Light Sconce |  | WB1757PAGB.jpg | WB1757PAGB.jpg
WB1768DWZ | 1 - Light Sconce | Inspired by Prairie School architecture, the geometric motifs, linear silhouettes and Dark Weathered Zinc finish of the Prairielands lighting collection by Feiss have all been combined to create a transitional design perfect for sleek sophisticated or more rustic decor. Dense bubbles in the Clear Seeded glass create a soft contrast to the dark frame and subtly obscure the light source. The collection offers a 4-Light Pendant, 5-Light Island Chandelier, 3-Light Flushmount, 1-Light Mini-Pendant and a 1-Light Wall Sconce. | WALL SCONCE | Prairielands | Wall / Bath Lighting | Dark Weathered Zinc | DWZ | Steel / Glass |  |  |  |  | 1 Medium A19 60w |  | 1 | No | [14 empty] | 0 | [12 empty] | 75.45 | 150.9 | 226.35 | W:6'' H:12'' E:5'' | 6.4 |  |  | 6 | 12 | Wall / Bath |  |  |  |  | 5 | [25 empty] | DP:5/8'' W:12'' H:6'' |  |  |  | 8 |  |  |  | Hardwired | 0 | 1 | 0 | 0 | 0 | 0 | 0 | 0 | 0 | 0 | 0 | 014817542202 | 17.25 | 10 | 11 | 6.7 | 1.098 | 125 | Yes | [9 empty] | cETL Damp | 1L Sconce Dark Weathered Zinc | 1 - Light Sconce |  | WB1768DWZ.jpg | WB1768DWZ.jpg
WB1775SN | 12" LED Wall Sconce | This Khloe LED pendant lighting collection by Feiss features LEDs nested within modern, sculptural frames finished in either Oil Rubbed Bronze with Hammered Metal Inlay or Satin Nickel with Crystal Inlay. The globe pendants’ LEDs shine inward from half the arms while the inlay details adorn the opposite arms to catch the light. The sconces’ embedded LEDs throw light back toward the wall to create a warm glow on the backplates’ metal insert which is stamped with a subtle linen pattern and finished in a contrasting tone to the fixture's overall finish to complete the modern look. The pendants of vast scale and the ADA compliant sconces are all ideal for commercial applications or more dramatic residential installations. The lighting assortment includes 12" LED globe pendant, 20" LED globe pendant, 30" LED globe pendant, 48" LED globe pendant, as well as 12" LED wall sconce and 18" LED wall sconce. LEDs have 2700K color temperature. | WALL SCONCE | Khloe | Wall / Bath Lighting | Satin Nickel | SN | Steel / Aluminum | [6 empty] | 2 | No | 487.5 | 2700 | 80 | 4.5 | 12 | 19 - Integrated | LED - Array |  | 10 | 100 | LED |  |  | 64000 | 0 | [12 empty] | 149.5 | 299 | 448.5 | D:5 1/2'' H:12'' E:3 5/8'' | 2.76 | 5.5 |  |  | 12 | Wall / Bath |  |  |  |  | 3.625 | [25 empty] | DP:1 1/4'' W:5'' H:6 1/2'' OB UP:10'' Rectangular | [7 empty] | Hardwired | 1 | 0 | 0 | 0 | 0 | 0 | 1 | 0 | 0 | 0 | 0 | 014817541991 | 15 | 8.25 | 6.25 | 2.9 | 0.448 | 125 | Yes | [9 empty] | cETL Damp | LED Khloe Sconce Satin Nickel | 12" LED Wall Sconce |  | WB1775SN.jpg | WB1775SN.jpg
WB1776ORB | 18" LED Wall Sconce | This Khloe LED pendant lighting collection by Feiss features LEDs nested within modern, sculptural frames finished in either Oil Rubbed Bronze with Hammered Metal Inlay or Satin Nickel with Crystal Inlay. The globe pendants’ LEDs shine inward from half the arms while the inlay details adorn the opposite arms to catch the light. The sconces’ embedded LEDs throw light back toward the wall to create a warm glow on the backplates’ metal insert which is stamped with a subtle linen pattern and finished in a contrasting tone to the fixture's overall finish to complete the modern look. The pendants of vast scale and the ADA compliant sconces are all ideal for commercial applications or more dramatic residential installations. The lighting assortment includes 12" LED globe pendant, 20" LED globe pendant, 30" LED globe pendant, 48" LED globe pendant, as well as 12" LED wall sconce and 18" LED wall sconce. LEDs have 2700K color temperature. | WALL SCONCE | Khloe | Wall / Bath Lighting | Oil Rubbed Bronze | ORB | Steel / Aluminum | [6 empty] | 2 | No | 650 | 2700 | 80 | 6.3 | 12 | 19 - Integrated | LED - Array |  | 10 | 100 | LED |  |  | 64000 | 0 | [12 empty] | 189.5 | 379 | 568.5 | D:5 1/2'' H:18'' E:3 5/8'' | 3.51 | 5.5 |  |  | 18 | Wall / Bath |  |  |  |  | 3.625 | [25 empty] | DP:1 1/4'' W:5'' H:6 1/2'' OB UP:16'' Rectangular | [7 empty] | Hardwired | 1 | 0 | 0 | 0 | 0 | 0 | 1 | 0 | 0 | 0 | 0 | 014817542028 | 21 | 8.25 | 6.25 | 3.7 | 0.627 | 175 | Yes | [9 empty] | cETL Damp | LED Khloe Sconce Oil Rubbed Bronze | 18" LED Wall Sconce |  | WB1776ORB.jpg | WB1776ORB.jpg
WB1776SN | 18" LED Wall Sconce | This Khloe LED pendant lighting collection by Feiss features LEDs nested within modern, sculptural frames finished in either Oil Rubbed Bronze with Hammered Metal Inlay or Satin Nickel with Crystal Inlay. The globe pendants’ LEDs shine inward from half the arms while the inlay details adorn the opposite arms to catch the light. The sconces’ embedded LEDs throw light back toward the wall to create a warm glow on the backplates’ metal insert which is stamped with a subtle linen pattern and finished in a contrasting tone to the fixture's overall finish to complete the modern look. The pendants of vast scale and the ADA compliant sconces are all ideal for commercial applications or more dramatic residential installations. The lighting assortment includes 12" LED globe pendant, 20" LED globe pendant, 30" LED globe pendant, 48" LED globe pendant, as well as 12" LED wall sconce and 18" LED wall sconce. LEDs have 2700K color temperature. | WALL SCONCE | Khloe | Wall / Bath Lighting | Satin Nickel | SN | Steel / Aluminum | [6 empty] | 2 | No | 650 | 2700 | 80 | 6.3 | 12 | 19 - Integrated | LED - Array |  | 10 | 100 | LED |  |  | 64000 | 0 | [12 empty] | 189.5 | 379 | 568.5 | D:5 1/2'' H:18'' E:3 5/8'' | 3.51 | 5.5 |  |  | 18 | Wall / Bath |  |  |  |  | 3.625 | [25 empty] | DP:1 1/4'' W:5'' H:6 1/2'' OB UP:16'' Rectangular | [7 empty] | Hardwired | 1 | 0 | 0 | 0 | 0 | 0 | 1 | 0 | 0 | 0 | 0 | 014817542004 | 21 | 8.25 | 6.25 | 3.7 | 0.627 | 175 | Yes | [9 empty] | cETL Damp | LED Khloe Sconce Satin Nickel | 18" LED Wall Sconce |  | WB1776SN.jpg | WB1776SN.jpg
WB1782ORB | 1 - Light Wall Sconce | The transitional Marteau Collection takes a flowing silhouette and transforms it with rustic, mountain luxe design elements. With an Oil Rubbed Bronze finish, a hammered metal inlay along the sloping arms and canopy adds rich texture and catches the light. The Clear Seeded glass shades expose candelabra bulbs and add to its relaxed charm. A Ivory Shantung linen shade with hammered metal band accents adorns the 2-light flush mount and the oversized 3- and 5-light semi-flush mounts designed especially for making a statement even where ceiling clearance is limited. Other lighting fixtures include 3- and 5-light chandeliers, a 1-light mini-pendant and a 1-light wall sconce. | WALL SCONCE | Marteau | Wall / Bath Lighting | Oil Rubbed Bronze | ORB | Steel | Clear Seeded Glass | W:5.5" H:12" |  |  | 1 Candelabra B10 Torpedo 60w |  | 1 | No | [14 empty] | 0 | [12 empty] | 69.95 | 139.9 | 209.85 | W:5 1/2'' H:12'' E:3 1/2'' | 3.9 |  |  | 5.5 | 12 | Cross Bar |  |  |  |  | 3.5 | [25 empty] | DP:5/8'' W:4 7/8'' H:11 1/4'' OB UP:9'' Irregular |  |  |  | 8 |  |  |  | Hardwired | 1 | 0 | 0 | 0 | 0 | 0 | 0 | 0 | 0 | 0 | 0 | 014817561593 | 17.25 | 11.25 | 10.25 | 4.4 | 1.151 | 250 | Yes | [9 empty] | cETL Damp | 1L MARTEAU SCONCE O.RBBD BRZ | 1 - Light Wall Sconce |  | WB1782ORB.jpg | WB1782ORB.jpg
WB1813DAC/AC | 2 - Light Wall Sconce | The carriage light profile and open frame of the Galloway gives a light and airy feel to this period-inspired profile. Open vents at the apex of the roofline allow light to pass through to cast a soft glow through the crown. The Polished Nickel finish is plated, achieving crisp edges and superb detailing of the overall traditional aesthetic, and is painted white under the hood for a finished, tailored look. The Galloway is also offered in an Antique Copper finish. | WALL SCONCE | Galloway | Wall / Bath Lighting | Dark Antique Copper / Antique Copper | DAC/AC | Stainless Steel | Dark Antique Copper / Antique Copper Stainless Steel |  |  |  | 2 Candelabra B10 Torpedo 60w |  | 2 | No | [14 empty] | 0 | [12 empty] | 121.95 | 243.9 | 365.85 | W:8 1/2'' H:14 1/4'' E:6 1/2'' | 7.03 |  |  | 8.5 | 14.25 | Wall / Bath |  |  |  |  | 6.5 | [25 empty] | DP:3/4'' W:5 3/4'' H:9'' OB UP:7 3/4'' Rectangular |  |  |  | 8 |  |  |  | Hardwired | 0 | 0 | 0 | 0 | 0 | 0 | 0 | 0 | 0 | 0 | 0 | 014817565348 | 17 | 11.75 | 10 | 7.4 | 1.156 | 125 | Yes | [9 empty] | cETL Damp | 2L GALLOWAY SCONCE DRK.ANT.CPR | 2 - Light Wall Sconce |  | WB1813DACAC.jpg | WB1813DACAC.jpg
WB1813PN | 2 - Light Wall Sconce | The carriage light profile and open frame of the Galloway gives a light and airy feel to this period-inspired profile. Open vents at the apex of the roofline allow light to pass through to cast a soft glow through the crown. The Polished Nickel finish is plated, achieving crisp edges and superb detailing of the overall traditional aesthetic, and is painted white under the hood for a finished, tailored look. The Galloway is also offered in an Antique Copper finish. | WALL SCONCE | Galloway | Wall / Bath Lighting | Polished Nickel | PN | Stainless Steel | White Stainless Steel |  |  |  | 2 Candelabra B10 Torpedo 60w |  | 2 | No | [14 empty] | 0 | [12 empty] | 133.45 | 266.9 | 400.35 | W:8 1/2'' H:14 1/4'' E:6 1/2'' | 7.03 |  |  | 8.5 | 14.25 | Wall / Bath |  |  |  |  | 6.5 | [25 empty] | DP:3/4'' W:5 3/4'' H:9'' OB UP:7 3/4'' Rectangular |  |  |  | 8 |  |  |  | Hardwired | 0 | 0 | 0 | 0 | 0 | 0 | 0 | 0 | 0 | 0 | 0 | 014817565355 | 17 | 11.75 | 9.75 | 7.4 | 1.127 | 125 | Yes | [9 empty] | cETL Damp | 2L GALLOWAY SCONCE P.NKL | 2 - Light Wall Sconce |  | WB1813PN.jpg | WB1813PN.jpg
WB1824PSW | 3 - Light Wall Sconce | The Annie lighting collection by Feiss is simple and chic, and delights with warm, welcoming, Provincial charm. The rustic aesthetic of the new Plaster White finish perfectly enhances the texture and beauty of this humble, traditional lighting design. A decorative bead drops from the center of each fixture, adding a fanciful touch to this stately design. Alternatively, the chandelier may be installed with a round bottom cap, for a cleaner look. The simple silhouette of these light fixtures makes them versatile to fit in a wide range of décor, and the rustic finish makes them particularly ideal for living rooms, dining rooms and bedrooms with casual, traditional decor, European farmhouse design or the shabby chic look. In the Annie collection are a six-light chandelier (30” high); nine-light chandelier (34” high) and three-light wall sconce light (24” high). | WALL SCONCE | Annie | Wall / Bath Lighting | Plaster White | PSW | Steel |  |  |  |  | 3 Candelabra B10 Torpedo 60w |  | 3 | No | [14 empty] | 0 | [12 empty] | 57.95 | 115.9 | 173.85 | W:10'' H:24'' E:5'' | 3.96 |  |  | 10 | 24 | Wall / Bath |  |  |  |  | 5 | [25 empty] | D:5 1/2'' OB UP:21 1/2'' Round |  |  |  | 8 |  |  |  | Hardwired | 0 | 0 | 0 | 0 | 0 | 0 | 0 | 0 | 0 | 0 | 0 | 014817569605 | 25.25 | 13 | 8.25 | 4 | 1.567 | 250 | Yes | [9 empty] | cETL Damp | 3L WALL SCONCE | 3 - Light Wall Sconce |  | WB1824PSW.jpg | WB1824PSW.jpg
WB1825DWK/SGM | 1 - Light Wall Sconce | Influenced by both rustic and industrial design, the transitional Angelo chandelier collection by Feiss celebrates the beauty of imperfection and the visual impact of mixed materials to create an overall rugged look. The cylindrical Clear Thick Wavy glass shades complement the two-toned finish of Distressed Weathered Oak on the outer structures and a new pitted, richly textured Slated Grey Metal finish on the sloping arms for a rustic but tailored look. Perfect as foyer lighting, living room lighting, or paired over a dining room table, and the largest fixture will be the crowning touch to any great room. The Angelo lighting collection includes a five-light chandelier, six-light chandelier, a nine-light, two-tier chandelier, an eight-light linear island chandelier and a one-light sconce light. | WALL SCONCE | Angelo | Wall / Bath Lighting | Distressed Weathered Oak / Slate Grey Metal | DWK/SGM | Steel | Clear Glass | D:4" H:7" |  |  | 1 Medium A19 60w |  | 1 | No | [14 empty] | 0 | [12 empty] | 58.98 | 117.96 | 176.94 | W:5 1/2'' H:13'' E:6'' | 5.28 |  |  | 5.5 | 13 | Set Screw(s) |  |  |  |  | 6 | [25 empty] | DP:3/4'' W:4 3/4'' H:13'' OB UP:9 1/2'' Rectangular |  |  |  | 8 |  |  |  |  | 0 | 0 | 0 | 0 | 0 | 0 | 0 | 0 | 0 | 0 | 0 | 014817569667 | 16.5 | 9 | 8.75 | 7 | 0.752 | 100 | Yes | [9 empty] | cETL Damp | ANGELO 1L SCONCE DTRS.WTH OAK | 1 - Light Wall Sconce |  | WB1825DWKSGM.jpg | WB1825DWKSGM.jpg
WB1826NWB | 1 - Light Wall Sconce | Inspired by classic lanterns, the clean, geometric silhouette of the transitional Finnegan chandelier collection by Feiss features exquisite metal work and marries two new, contrasting finishes. The square tubing of the open frame in a New World Bronze finish is in dramatic contrast to the new Burnished Brass finish of the socket cups, which brighten and bring life to this mixed-material collection. This design will perfectly complement a wide range of décor from urban, eclectic loft spaces to clean, contemporary interpretations of Colonial or nautical décor to rich, European inspired space. This updated take on a classic lantern lighting collection includes a four-light, square chandelier, four-light tall foyer chandelier, seven-light linear chandelier, five-light linear chandelier, one-light mini-pendant light and a one-light wall sconce. The one-light wall sconce is Damp Rated. | WALL SCONCE | Finnegan | Wall / Bath Lighting | New World Bronze | NWB | Steel |  |  |  |  | 1 Medium A19 60w |  | 1 | No | [14 empty] | 0 | [12 empty] | 63.95 | 127.9 | 191.85 | W:6'' H:17'' E:4 3/4'' | 7.7 |  |  | 6 | 17 | Wall / Bath |  |  |  |  | 4.75 | [25 empty] | W:5 1/2'' H:16 1/2'' OB UP:12 3/4'' Rectangular |  |  |  | 8 |  |  |  | Hardwired | 0 | 0 | 0 | 0 | 0 | 0 | 0 | 0 | 0 | 0 | 0 | 014817569711 | 20.25 | 10 | 9.75 | 8.1 | 1.143 | 125 | Yes | [9 empty] | cETL Damp | 1L WALL SCONCE | 1 - Light Wall Sconce |  | WB1826NWB.jpg | WB1826NWB.jpg
WB1827CH | 1 - Light Wall Sconce | The transitional Conant lantern pendant collection by Feiss is highly structured and infinitely inviting, and the crisp architectural lines of these open lanterns are richly warmed by a new Gilded Satin Brass finish or modernized with a bright Chrome finish. Intricate square details at the base of each floating candle tube exemplify the artistry and skill required to create these majestic lighting fixtures. The open frames (no glass panels) give the lantern silhouettes an airy, updated look and will look perfect paired over an island as kitchen lighting, dining room lighting or in a bedroom paired with the complementary wall sconces. The Conant lantern pendant collection includes a four-light small lantern pendant, four-light medium lantern pendant, four-light large lantern pendant, eight-light linear island fixture and a one-light wall sconce. The one-light wall sconce is Damp Rated. | WALL SCONCE | Conant | Wall / Bath Lighting | Chrome | CH | Steel |  |  |  |  | 1 Candelabra B10 Torpedo 60w |  | 1 | No | [14 empty] | 0 | [12 empty] | 115.95 | 231.9 | 347.85 | W:8'' H:15'' E:6'' | 4.49 |  |  | 8 | 15 | Wall / Bath |  |  |  |  | 6 | [25 empty] | DP:1/2'' W:5'' H:13'' OB UP:3 3/4'' Rectangular |  |  |  | 8 |  |  |  | Hardwired | 0 | 0 | 0 | 0 | 0 | 0 | 0 | 0 | 0 | 0 | 0 | 014817569865 | 17.75 | 10.5 | 8.25 | 6.3 | 0.89 | 125 | Yes | [9 empty] | cETL Damp | CONANT 1L SCONCE CH | 1 - Light Wall Sconce |  | WB1827CH.jpg | WB1827CH.jpg
WB1827GSB | 1 - Light Wall Sconce | The transitional Conant lantern pendant collection by Feiss is highly structured and infinitely inviting, and the crisp architectural lines of these open lanterns are richly warmed by a new Gilded Satin Brass finish or modernized with a bright Chrome finish. Intricate square details at the base of each floating candle tube exemplify the artistry and skill required to create these majestic lighting fixtures. The open frames (no glass panels) give the lantern silhouettes an airy, updated look and will look perfect paired over an island as kitchen lighting, dining room lighting or in a bedroom paired with the complementary wall sconces. The Conant lantern pendant collection includes a four-light small lantern pendant, four-light medium lantern pendant, four-light large lantern pendant, eight-light linear island fixture and a one-light wall sconce. The one-light wall sconce is Damp Rated. | WALL SCONCE | Conant | Wall / Bath Lighting | Gilded Satin Brass | GSB | Steel |  |  |  |  | 1 Candelabra B10 Torpedo 60w |  | 1 | No | [14 empty] | 0 | [12 empty] | 115.95 | 231.9 | 347.85 | W:8'' H:15'' E:6'' | 4.49 |  |  | 8 | 15 | Wall / Bath |  |  |  |  | 6 | [25 empty] | DP:1/2'' W:5'' H:13'' OB UP:3 3/4'' Rectangular |  |  |  | 8 |  |  |  | Hardwired | 0 | 0 | 0 | 0 | 0 | 0 | 0 | 0 | 0 | 0 | 0 | 014817569919 | 17.75 | 10.5 | 8.25 | 6.3 | 0.89 | 125 | Yes | [9 empty] | cETL Damp | CONANT 1L SCONCE GLD STN BRSS | 1 - Light Wall Sconce |  | WB1827GSB.jpg | WB1827GSB.jpg
WB1828SGM | 1 - Light Indoor / Outdoor Wall Lantern | The Lennex collection by Feiss is a throwback to the Industrial Revolution, featuring open metal cages, exposed lamping and gooseneck detailing that resemble true vintage warehouse fixtures. Real gas piping secures the pitted, rugged sand-cast shades, which are produced in a new Slated Grey Metal finish. Designers are selecting this industrial look to complement a wide array of décor from traditional spaces to urban loft to chic, European-inspired eclectic rooms. The indoor/outdoor wall sconces are a sharp architectural accent whether flanking a front door, garage or pool house. The industrial-inspired Lennex collection offers a three-light chandelier, two-light island chandelier, three-light island chandelier, six-light island chandelier, one-light mini-pendant, a medium one-light indoor/outdoor wall lantern, and a large one-light indoor/outdoor wall lantern. Both one-light wall lanterns are designed to be used indoors or out and are Wet Rated for outdoor use. | OUTDOOR | Lennex | Outdoor Lighting | Slate Grey Metal | SGM | Steel |  |  |  |  | 1 Medium A19 60w |  | 1 | No | [14 empty] | 0 | [12 empty] | 85.95 | 171.9 | 257.85 | W:12'' H:17 1/4'' E:15 1/2'' | 5.72 |  |  | 12 | 17.25 | Set Screw(s) |  |  |  |  | 15.5 | [25 empty] | DP:3/4'' W:5'' H:12'' OB DOWN:7 1/2'' Rectangular |  |  |  | 8 |  |  |  | Hardwired | 0 | 0 | 0 | 0 | 0 | 0 | 0 | 0 | 0 | 0 | 0 | 014817570052 | 21.25 | 19 | 15.25 | 10.2 | 3.563 | 250 | Yes | [9 empty] | cETL Wet | 1L INDR/OUTDR WALL LANTERN | 1 - Light Indoor / Outdoor Wall Lantern |  | WB1828SGM.jpg | WB1828SGM.jpg
WB1829SGM | 1 - Light Indoor / Outdoor Wall Lantern | The Lennex collection by Feiss is a throwback to the Industrial Revolution, featuring open metal cages, exposed lamping and gooseneck detailing that resemble true vintage warehouse fixtures. Real gas piping secures the pitted, rugged sand-cast shades, which are produced in a new Slated Grey Metal finish. Designers are selecting this industrial look to complement a wide array of décor from traditional spaces to urban loft to chic, European-inspired eclectic rooms. The indoor/outdoor wall sconces are a sharp architectural accent whether flanking a front door, garage or pool house. The industrial-inspired Lennex collection offers a three-light chandelier, two-light island chandelier, three-light island chandelier, six-light island chandelier, one-light mini-pendant, a medium one-light indoor/outdoor wall lantern, and a large one-light indoor/outdoor wall lantern. Both one-light wall lanterns are designed to be used indoors or out and are Wet Rated for outdoor use. | OUTDOOR | Lennex | Outdoor Lighting | Slate Grey Metal | SGM | Steel |  |  |  |  | 1 Medium A19 60w |  | 1 | No | [14 empty] | 0 | [12 empty] | 85.95 | 171.9 | 257.85 | W:12'' H:12 1/2'' E:16 3/4'' - 22 3/4'' | 3.96 |  |  | 12 | 12.5 | Set Screw(s) |  |  |  |  | 16.75 - 22.75 | [25 empty] | D:5 1/4'' DP:1 1/4'' OB DOWN:3 1/2'' Round |  |  |  | 12 |  |  |  | Hardwired | 0 | 0 | 0 | 0 | 0 | 0 | 0 | 0 | 0 | 0 | 0 | 014817570069 | 19.75 | 15.25 | 14 | 7.6 | 2.44 | 250 | Yes | [9 empty] | cETL Wet | 1L INDR/OUTDR WALL LANTERN | 1 - Light Indoor / Outdoor Wall Lantern |  | WB1829SGM.jpg | WB1829SGM.jpg
WB1830CH-L1 | 27" Vanity | The Cook linear LED lighting collection's LED panel is perfectly diffused by the cylindrical White Opal Etched glass shade. Chunky clear crystals serve as endcaps over the hardware on both ends, adding a surprise design element and an elegant touch to this streamlined profile. Two finish options are available: Satin Nickel or Chrome. Cook fixtures can be mounted either vertically or horizontally, and fit spaces both big and small with a 27” x 5.5” fixture or a larger 32”x5.5” option. While the Cook collection is damp-rated and perfectly suitable for bathroom spaces, these fixtures would also be useful anywhere a linear sconce shape is desired. | BATH | Cook | Wall / Bath Lighting | Chrome | CH | Steel | Undefined Glass | L:24" W:3.625" |  |  |  |  | 0 | No | 1800 | 3000 | 90 | 20 | 120 | 19 - Integrated | LED - Array |  |  |  |  | 20 | 20 | 50000 | 0 | [12 empty] | 145.45 | 290.9 | 436.35 | W:27'' H:5 1/2'' E:5 1/2'' | 6.38 |  |  | 27 | 5.5 | Wall / Bath |  |  |  |  | 5.5 | [25 empty] | DP:1'' W:5 1/2'' H:5 1/2'' OB UP:2 3/4'' Square |  |  |  | 8 |  |  |  | Hardwired | 0 | 0 | 0 | 0 | 1 | 0 | 1 | 0 | 0 | 0 | 0 | 014817582758 | 30.75 | 14.625 | 8.5 | 8.2 | 2.212 | 250 | Yes | [9 empty] | cETL Damp | 27IN LED VANITY | 27" Vanity |  | WB1830CH-L1.jpg | WB1830CHL1.jpg
WB1830SN-L1 | 27IN VANITY | The Cook linear LED lighting collection's LED panel is perfectly diffused by the cylindrical White Opal Etched glass shade. Chunky clear crystals serve as endcaps over the hardware on both ends, adding a surprise design element and an elegant touch to this streamlined profile. Two finish options are available: Satin Nickel or Chrome. Cook fixtures can be mounted either vertically or horizontally, and fit spaces both big and small with a 27” x 5.5” fixture or a larger 32”x5.5” option. While the Cook collection is damp-rated and perfectly suitable for bathroom spaces, these fixtures would also be useful anywhere a linear sconce shape is desired. | BATH | Cook | Wall / Bath Lighting | Satin Nickel | SN | Steel | Undefined Glass | L:24" W:3.625" |  |  |  |  | 0 | No | 1800 | 3000 | 90 | 20 | 120 | 19 - Integrated | LED - Array |  |  |  |  | 20 | 20 | 50000 | 0 | [12 empty] | 145.45 | 290.9 | 436.35 | W:27'' H:5 1/2'' E:5 1/2'' | 6.38 |  |  | 27 | 5.5 | Wall / Bath |  |  |  |  | 5.5 | [25 empty] | DP:1'' W:5 1/2'' H:5 1/2'' OB UP:2 3/4'' Square |  |  |  | 8 |  |  |  | Hardwired | 0 | 0 | 0 | 0 | 1 | 0 | 1 | 0 | 0 | 0 | 0 | 014817582765 | 30.75 | 14.5 | 8.75 | 8.36 | 2.258 | 250 | Yes | [9 empty] | cETL Damp | 27IN LED VANITY | 27IN VANITY |  | WB1830SN-L1.jpg | WB1830SNL1.jpg
WB1831CH-L1 | 32IN VANITY | The Cook linear LED lighting collection's LED panel is perfectly diffused by the cylindrical White Opal Etched glass shade. Chunky clear crystals serve as endcaps over the hardware on both ends, adding a surprise design element and an elegant touch to this streamlined profile. Two finish options are available: Satin Nickel or Chrome. Cook fixtures can be mounted either vertically or horizontally, and fit spaces both big and small with a 27” x 5.5” fixture or a larger 32”x5.5” option. While the Cook collection is damp-rated and perfectly suitable for bathroom spaces, these fixtures would also be useful anywhere a linear sconce shape is desired. | BATH | Cook | Wall / Bath Lighting | Chrome | CH | Steel | Undefined Glass | L:29.125" W:3.625" |  |  |  |  | 0 | No | 2250 | 3000 | 90 | 25 | 120 | 19 - Integrated | LED - Array |  |  |  |  | 25 | 25 | 50000 | 0 | [12 empty] | 174.45 | 348.9 | 523.35 | W:32'' H:5 1/2'' E:5 1/2'' | 9.24 |  |  | 32 | 5.5 | Wall / Bath |  |  |  |  | 5.5 | [25 empty] | DP:1'' W:5 1/2'' H:5 1/2'' OB UP:2 3/4'' Square |  |  |  | 8 |  |  |  | Hardwired | 0 | 0 | 0 | 0 | 1 | 0 | 1 | 0 | 0 | 0 | 0 | 014817582772 | 36.25 | 14.75 | 8.75 | 9.6 | 2.707 | 250 | Yes | [9 empty] | cETL Damp | 32IN LED VANITY | 32IN VANITY |  | WB1831CH-L1.jpg | WB1831CHL1.jpg
WB1831SN-L1 | 32IN VANITY | The Cook linear LED lighting collection's LED panel is perfectly diffused by the cylindrical White Opal Etched glass shade. Chunky clear crystals serve as endcaps over the hardware on both ends, adding a surprise design element and an elegant touch to this streamlined profile. Two finish options are available: Satin Nickel or Chrome. Cook fixtures can be mounted either vertically or horizontally, and fit spaces both big and small with a 27” x 5.5” fixture or a larger 32”x5.5” option. While the Cook collection is damp-rated and perfectly suitable for bathroom spaces, these fixtures would also be useful anywhere a linear sconce shape is desired. | BATH | Cook | Wall / Bath Lighting | Satin Nickel | SN | Steel | Undefined Glass | L:29.125" W:3.625" |  |  |  |  | 0 | No | 2250 | 3000 | 90 | 25 | 120 | 19 - Integrated | LED - Array |  |  |  |  | 25 | 25 | 50000 | 0 | [12 empty] | 174.45 | 348.9 | 523.35 | W:32'' H:5 1/2'' E:5 1/2'' | 9.24 |  |  | 32 | 5.5 | Wall / Bath |  |  |  |  | 5.5 | [25 empty] | DP:1'' W:5 1/2'' H:5 1/2'' OB UP:2 3/4'' Square |  |  |  | 8 |  |  |  | Hardwired | 0 | 0 | 0 | 0 | 1 | 0 | 1 | 0 | 0 | 0 | 0 | 014817582789 | 36.25 | 14.75 | 8.5 | 10.2 | 2.63 | 250 | Yes | [9 empty] | cETL Damp | 32IN LED VANITY | 32IN VANITY |  | WB1831SN-L1.jpg | WB1831SNL1.jpg
WB1832CH-L1 | 23" LED Vanity | Inspired by fine jewelry, and a truly glamourous fixture on its own, the Jessie LED bathroom vanity light by Feiss features a sparkly crystal extruded panel that delivers big-time bling. Faceted crystals enable dramatic reflection of light, and are softened by a white diffuser behind the crystal. Jessie sconces can be mounted either vertically or horizontally and are damp-rated. Integrated LED lamping has a CCT of 2700K on the "-LED" fixtures and a CCT of 3000K on the "-L1" fixtures. | BATH | Jessie | Wall / Bath Lighting | Chrome | CH | Steel | Undefined Crystal Glass | W:2.25" H:2.25" |  |  |  |  | 0 | No | 1800 | 3000 | 90 | 20 | 120 | 19 - Integrated | LED - Array |  |  |  |  | 20 | 20 | 50000 | 0 | [12 empty] | 174.45 | 348.9 | 523.35 | W:23 1/2'' H:5'' E:4'' | 4.5 |  |  | 23.5 | 5 | Set Screw(s) |  |  |  |  | 4 | [25 empty] | DP:1'' W:5'' H:5'' OB UP:2 1/2'' Square |  |  |  | 8 |  |  |  | Hardwired | 1 | 0 | 0 | 0 | 1 | 0 | 1 | 0 | 0 | 0 | 0 | 014817582796 | 28 | 9.5 | 8.78 | 6.4 | 1.352 | 175 | Yes | [9 empty] | cETL Damp | JESSIE 23.5IN LED BATH CHROME | 23" LED Vanity |  | WB1832CH-L1.jpg | WB1832CHL1.jpg
WB1832SN-L1 | 23" LED Vanity | Inspired by fine jewelry, and a truly glamourous fixture on its own, the Jessie LED bathroom vanity light by Feiss features a sparkly crystal extruded panel that delivers big-time bling. Faceted crystals enable dramatic reflection of light, and are softened by a white diffuser behind the crystal. Jessie sconces can be mounted either vertically or horizontally and are damp-rated. Integrated LED lamping has a CCT of 2700K on the "-LED" fixtures and a CCT of 3000K on the "-L1" fixtures. | BATH | Jessie | Wall / Bath Lighting | Satin Nickel | SN | Steel | Undefined Crystal Glass | W:2.25" H:2.25" |  |  |  |  | 0 | No | 1800 | 3000 | 90 | 20 | 120 | 19 - Integrated | LED - Array |  |  |  |  | 20 | 20 | 50000 | 0 | [12 empty] | 174.45 | 348.9 | 523.35 | W:23 1/2'' H:5'' E:4'' | 4.5 |  |  | 23.5 | 5 | Set Screw(s) |  |  |  |  | 4 | [25 empty] | DP:1'' W:5'' H:5'' OB UP:2 1/2'' Square |  |  |  | 8 |  |  |  | Hardwired | 1 | 0 | 0 | 0 | 1 | 0 | 1 | 0 | 0 | 0 | 0 | 014817582802 | 28 | 9.5 | 8.75 | 6.3 | 1.347 | 175 | Yes | [9 empty] | cETL Damp | JESSIE 23.5IN LED BATH STN NKL | 23" LED Vanity |  | WB1832SN-L1.jpg | WB1832SNL1.jpg
WB1841CH | 1 - Light Wall Sconce | The Paulson collection from Feiss features vintage-inspired silhouettes with an updated, contemporary twist. Industrial-inspired, brightly Chrome-finished hardware secures glass tube shades, which are created using rows of individual clear glass rods that softly diffuse the light. The extensive Paulson collection offers fixtures for every room in the house, should a coordinated design aesthetic be desired throughout your space. The full offering includes a one-light pendant, three-light drum pendant with a White Opal Etched glass diffuser, four-light foyer chandelier, two-light flushmount with a White Opal Etched glass diffuser, three-light flushmount with a White Opal Etched glass diffuser, one-light mini-pendant, two-light vanity, four-light vanity, and one-light wall sconce. Flushmounts, vanity fixtures and wall sconce are all Damp Rated. | WALL SCONCE | Paulson | Wall / Bath Lighting | Chrome | CH | Steel | Clear Glass | D:0.375" |  |  | 1 Medium A19 60w |  | 1 | No | [14 empty] | 0 | [12 empty] | 86.95 | 173.9 | 260.85 | W:4 3/4'' H:15'' E:5 1/4'' | 5.3 |  |  | 4.75 | 15 | Set Screw(s) |  |  |  |  | 5.25 | [25 empty] | DP:3/4'' W:4 3/4'' H:15'' OB UP:7 1/2'' Rectangular |  |  |  | 8 |  |  |  | Hardwired | 0 | 1 | 0 | 0 | 0 | 0 | 0 | 0 | 0 | 0 | 0 | 014817571646 | 19.25 | 9.75 | 8.75 | 6.7 | 0.95 | 125 | Yes | [9 empty] | cETL Damp | PAULSON 1L SCONCE CH | 1 - Light Wall Sconce |  | WB1841CH.jpg | WB1841CH.jpg
WB1842CH | 2 - Light Vanity | The Paulson collection from Feiss features vintage-inspired silhouettes with an updated, contemporary twist. Industrial-inspired, brightly Chrome-finished hardware secures glass tube shades, which are created using rows of individual clear glass rods that softly diffuse the light. The extensive Paulson collection offers fixtures for every room in the house, should a coordinated design aesthetic be desired throughout your space. The full offering includes a one-light pendant, three-light drum pendant with a White Opal Etched glass diffuser, four-light foyer chandelier, two-light flushmount with a White Opal Etched glass diffuser, three-light flushmount with a White Opal Etched glass diffuser, one-light mini-pendant, two-light vanity, four-light vanity, and one-light wall sconce. Flushmounts, vanity fixtures and wall sconce are all Damp Rated. | WALL SCONCE | Paulson | Wall / Bath Lighting | Chrome | CH | Steel | Clear Glass | D:0.375" |  |  | 2 Medium A19 60w |  | 2 | No | [14 empty] | 0 | [12 empty] | 115.95 | 231.9 | 347.85 | W:22 1/2'' H:4 3/4'' E:5'' | 7.56 |  |  | 22.5 | 4.75 | Set Screw(s) |  |  |  |  | 5 | [25 empty] | DP:3/4'' W:6'' H:4 3/4'' OB UP:2 1/2'' Rectangular |  |  |  | 8 |  |  |  | Hardwired | 0 | 0 | 0 | 0 | 0 | 0 | 0 | 0 | 0 | 0 | 0 | 014817571653 | 27 | 10 | 9.25 | 8.5 | 1.445 | 175 | Yes | [9 empty] | cETL Damp | PAULSON 2L SCONCE CH | 2 - Light Vanity |  | WB1842CH.jpg | WB1842CH.jpg
WB1843ANBZ | 1 - Light Wall Sconce | Inspired by vintage theatre screens, the Dailey one-light wall sconce by Feiss is sure to make a design statement with its open sides and unique presentation. An artisanal Textured Screen Print glass panel obscures the light source while still allowing a soft glow to shine through. Secured at the top and bottom with architectural elements, the glass panel features a micro-pattern of fine ribbing which gives it a delicate texture. The 18-inch backplate has a substantial profile, slightly larger than the framed glass panel in the front. The wall sconce is offered in either Chrome or Antique Bronze finishes, creating completely different aesthetics. Damp Rated. | WALL SCONCE | Dailey | Wall / Bath Lighting | Antique Bronze | ANBZ | Steel | Textured Screen Print Glass | W:7" H:13" |  |  | 1 Medium A19 75w |  | 1 | No | [14 empty] | 0 | [12 empty] | 104.45 | 208.9 | 313.35 | W:7'' H:18'' E:5 1/2'' | 6.04 |  |  | 7 | 18 | Set Screw(s) |  |  |  |  | 5.5 | [25 empty] | DP:1/2'' W:4 1/2'' H:17 1/2'' OB UP:9'' Rectangular |  |  |  | 8 |  |  |  | Hardwired | 0 | 0 | 0 | 0 | 0 | 0 | 0 | 0 | 0 | 0 | 0 | 014817571714 | 22.25 | 11.5 | 10 | 7.9 | 1.481 | 175 | Yes | [9 empty] | cETL Damp | DAILEY 1L SCONCE ANT BRZ | 1 - Light Wall Sconce |  | WB1843ANBZ.jpg | WB1843ANBZ.jpg
WB1843CH | 1 - Light Wall Sconce | Inspired by vintage theatre screens, the Dailey one-light wall sconce by Feiss is sure to make a design statement with its open sides and unique presentation. An artisanal Textured Screen Print glass panel obscures the light source while still allowing a soft glow to shine through. Secured at the top and bottom with architectural elements, the glass panel features a micro-pattern of fine ribbing which gives it a delicate texture. The 18-inch backplate has a substantial profile, slightly larger than the framed glass panel in the front. The wall sconce is offered in either Chrome or Antique Bronze finishes, creating completely different aesthetics. Damp Rated. | WALL SCONCE | Dailey | Wall / Bath Lighting | Chrome | CH | Steel | Textured Screen Print Glass | W:7" H:13" |  |  | 1 Medium A19 75w |  | 1 | No | [14 empty] | 0 | [12 empty] | 104.45 | 208.9 | 313.35 | W:7'' H:18'' E:5 1/2'' | 6.04 |  |  | 7 | 18 | Set Screw(s) |  |  |  |  | 5.5 | [25 empty] | DP:1/2'' W:4 1/2'' H:17 1/2'' OB UP:9'' Rectangular |  |  |  | 8 |  |  |  | Hardwired | 0 | 0 | 0 | 0 | 0 | 0 | 0 | 0 | 0 | 0 | 0 | 014817571707 | 22.25 | 11.5 | 10 | 7.9 | 1.481 | 175 | Yes | [9 empty] | cETL Damp | DAILEY 1L SCONCE CH | 1 - Light Wall Sconce |  | WB1843CH.jpg | WB1843CH.jpg
WB1846ANBZ | 1 - Light Wall Sconce | The geometric lines of the transitional Marlena Wall Sconce take inspiration from an oversized door knocker. A solid, mounted oval loop elegantly frames the cylindrical, Clear glass shade and highlights the lamp as a central element of the overall design. Marlena is more refined in Satin Nickel or Chrome, but our new Antique Bronze finish gives a warmer look and feel. | WALL SCONCE | Marlena | Wall / Bath Lighting | Antique Bronze | ANBZ | Steel | Clear Glass | D:4" H:13.75" |  |  | 1 Medium A19 60w |  | 1 | No | [14 empty] | 0 | [12 empty] | 104.45 | 208.9 | 313.35 | W:10 1/2'' H:18'' E:6'' | 6.38 |  |  | 10.5 | 18 | Set Screw(s) |  |  |  |  | 6 | [25 empty] | DP:3/4'' W:4 3/4'' H:18'' OB DOWN:9'' Rectangular |  |  |  | 8 |  |  |  | Hardwired | 0 | 0 | 0 | 0 | 0 | 0 | 0 | 0 | 0 | 0 | 0 | 014817571776 | 21.75 | 14 | 10 | 8.1 | 1.762 | 175 | Yes | [9 empty] | cETL Damp | MARLENA 1L SCONCE ANT BRZ | 1 - Light Wall Sconce |  | WB1846ANBZ.jpg | WB1846ANBZ.jpg
WB1846CH | 1 - Light Wall Sconce | The geometric lines of the transitional Marlena Wall Sconce take inspiration from an oversized door knocker. A solid, mounted oval loop elegantly frames the cylindrical, Clear glass shade and highlights the lamp as a central element of the overall design. Marlena is more refined in Satin Nickel or Chrome, but our new Antique Bronze finish gives a warmer look and feel. | WALL SCONCE | Marlena | Wall / Bath Lighting | Chrome | CH | Steel | Clear Glass | D:4" H:13.75" |  |  | 1 Medium A19 60w |  | 1 | No | [14 empty] | 0 | [12 empty] | 104.45 | 208.9 | 313.35 | W:10 1/2'' H:18'' E:6'' | 6.38 |  |  | 10.5 | 18 | Set Screw(s) |  |  |  |  | 6 | [25 empty] | DP:3/4'' W:4 3/4'' H:18'' OB DOWN:2 1/2'' Rectangular |  |  |  | 8 |  |  |  | Hardwired | 0 | 0 | 0 | 0 | 0 | 0 | 0 | 0 | 0 | 0 | 0 | 014817571769 | 21.75 | 14 | 10 | 8.1 | 1.762 | 175 | Yes | [9 empty] | cETL Damp | MARLENA 1L SCONCE CH | 1 - Light Wall Sconce |  | WB1846CH.jpg | WB1846CH.jpg
WB1846SN | 1 - Light Wall Sconce | The geometric lines of the transitional Marlena Wall Sconce take inspiration from an oversized door knocker. A solid, mounted oval loop elegantly frames the cylindrical, Clear glass shade and highlights the lamp as a central element of the overall design. Marlena is more refined in Satin Nickel or Chrome, but our new Antique Bronze finish gives a warmer look and feel. | WALL SCONCE | Marlena | Wall / Bath Lighting | Satin Nickel | SN | Steel | Clear Glass | D:4" H:13.75" |  |  | 1 Medium A19 60w |  | 1 | No | [14 empty] | 0 | [12 empty] | 104.45 | 208.9 | 313.35 | W:10 1/2'' H:18'' E:6'' | 6.38 |  |  | 10.5 | 18 | Set Screw(s) |  |  |  |  | 6 | [25 empty] | DP:3/4'' W:4 3/4'' H:18'' OB DOWN:2 1/2'' Rectangular |  |  |  | 8 |  |  |  | Hardwired | 0 | 0 | 0 | 0 | 0 | 0 | 0 | 0 | 0 | 0 | 0 | 014817571752 | 21.75 | 14 | 10 | 8.1 | 1.762 | 175 | Yes | [9 empty] | cETL Damp | MARLENA 1L SCONCE STN NKL | 1 - Light Wall Sconce |  | WB1846SN.jpg | WB1846SN.jpg
WB1847ANBZ | 1 - Light Wall Sconce | The geometric lines of the transitional Marlena Wall Sconce take inspiration from an oversized door knocker. A solid, mounted oval loop elegantly frames the cylindrical, Clear glass shade and highlights the lamp as a central element of the overall design. Marlena is more refined in Satin Nickel or Chrome, but our new Antique Bronze finish gives a warmer look and feel. | WALL SCONCE | Marlena | Wall / Bath Lighting | Antique Bronze | ANBZ | Steel |  |  |  |  | 1 Medium A19 60w |  | 1 | No | [14 empty] | 0 | [12 empty] | 69.95 | 139.9 | 209.85 | W:7 1/2'' H:12 1/2'' E:3 5/8'' | 2.5 |  |  | 7.5 | 12.5 | Wall / Bath |  |  |  |  | 3.625 | [25 empty] | DP:3/4'' W:5'' H:12 1/2'' OB UP:6 1/8'' Rectangular |  |  |  | 8 |  |  |  | Hardwired | 1 | 1 | 0 | 0 | 0 | 0 | 0 | 0 | 0 | 0 | 0 | 014817580051 | 14.75 | 10 | 6.75 | 4.1 | 0.576 | 125 | Yes | [9 empty] | cETL Damp | MARLENA 1L WALL SCONCE ANBZ | 1 - Light Wall Sconce |  | WB1847ANBZ.jpg | WB1847ANBZ.jpg
WB1847CH | 1 - Light Wall Sconce | The geometric lines of the transitional Marlena Wall Sconce take inspiration from an oversized door knocker. A solid, mounted oval loop elegantly frames the cylindrical, Clear glass shade and highlights the lamp as a central element of the overall design. Marlena is more refined in Satin Nickel or Chrome, but our new Antique Bronze finish gives a warmer look and feel. | WALL SCONCE | Marlena | Wall / Bath Lighting | Chrome | CH | Steel |  |  |  |  | 1 Medium A19 60w |  | 1 | No | [14 empty] | 0 | [12 empty] | 69.95 | 139.9 | 209.85 | W:7 1/2'' H:12 1/2'' E:3 5/8'' | 2.5 |  |  | 7.5 | 12.5 | Wall / Bath |  |  |  |  | 3.625 | [25 empty] | DP:3/4'' W:5'' H:12 1/2'' OB UP:6 1/8'' Rectangular |  |  |  | 8 |  |  |  | Hardwired | 1 | 1 | 0 | 0 | 0 | 0 | 0 | 0 | 0 | 0 | 0 | 014817580044 | 15 | 10 | 6.75 | 4.1 | 0.586 | 125 | Yes | [9 empty] | cETL Damp | MARLENA 1L WALL SCONCE CH | 1 - Light Wall Sconce |  | WB1847CH.jpg | WB1847CH.jpg
WB1847SN | 1 - Light Wall Sconce | The geometric lines of the transitional Marlena Wall Sconce take inspiration from an oversized door knocker. A solid, mounted oval loop elegantly frames the cylindrical, Clear glass shade and highlights the lamp as a central element of the overall design. Marlena is more refined in Satin Nickel or Chrome, but our new Antique Bronze finish gives a warmer look and feel. | WALL SCONCE | Marlena | Wall / Bath Lighting | Satin Nickel | SN | Steel |  |  |  |  | 1 Medium A19 60w |  | 1 | No | [14 empty] | 0 | [12 empty] | 69.95 | 139.9 | 209.85 | W:7 1/2'' H:12 1/2'' E:3 5/8'' | 2.5 |  |  | 7.5 | 12.5 | Wall / Bath |  |  |  |  | 3.625 | [25 empty] | DP:3/4'' W:5'' H:12 1/2'' OB UP:6 1/8'' Rectangular |  |  |  | 8 |  |  |  | Hardwired | 1 | 1 | 0 | 0 | 0 | 0 | 0 | 0 | 0 | 0 | 0 | 014817580037 | 15 | 10 | 6.75 | 4.1 | 0.586 | 125 | Yes | [9 empty] | cETL Damp | MARLENA 1L WALL SCONCE SN | 1 - Light Wall Sconce |  | WB1847SN.jpg | WB1847SN.jpg
WB1850CH | 1 - Light Wall Sconce | Loras is a contemporary take on historic, industrial designs. The transitional chandeliers feature multiple corded pendants beautifully suspended on either a Dark Weathered Iron or Chrome-finished frame. Clear Seeded glass shades on black fabric cords add dimension and charm to this vintage-inspired silhouette. | WALL SCONCE | Loras | Wall / Bath Lighting | Chrome | CH | Steel | Clear Seeded Glass | D:5.75" H:8.75" |  |  | 1 Medium A19 75w |  | 1 | No | [14 empty] | 0 | [12 empty] | 57.95 | 115.9 | 173.85 | W:5 3/4'' H:17'' E:8 1/2'' | 4.38 |  |  | 5.75 | 17 | Set Screw(s) |  |  |  |  | 8.5 | [25 empty] | DP:1'' W:5'' H:15'' OB UP:7 1/2'' Rectangular |  |  |  | 8 |  |  |  | Hardwired | 0 | 0 | 0 | 0 | 0 | 0 | 0 | 0 | 0 | 0 | 0 | 014817570144 | 18.5 | 11.75 | 10.5 | 6.3 | 1.321 | 175 | Yes | [9 empty] | cETL Damp | 1L WALL SCONCE | 1 - Light Wall Sconce |  | WB1850CH.jpg | WB1850CH.jpg
WB1850DWI | 1 - Light Wall Sconce | Loras is a contemporary take on historic, industrial designs. The transitional chandeliers feature multiple corded pendants beautifully suspended on either a Dark Weathered Iron or Chrome-finished frame. Clear Seeded glass shades on black fabric cords add dimension and charm to this vintage-inspired silhouette. | WALL SCONCE | Loras | Wall / Bath Lighting | Dark Weathered Iron | DWI | Steel | Clear Seeded Glass | D:5.75" H:8.75" |  |  | 1 Medium A19 75w |  | 1 | No | [14 empty] | 0 | [12 empty] | 58.98 | 117.96 | 176.94 | W:5 3/4'' H:17'' E:8 1/2'' | 4.38 |  |  | 5.75 | 17 | Set Screw(s) |  |  |  |  | 8.5 | [25 empty] | DP:1'' W:5'' H:15'' OB UP:7 1/2'' Rectangular |  |  |  | 8 |  |  |  | Hardwired | 0 | 0 | 0 | 0 | 0 | 0 | 0 | 0 | 0 | 0 | 0 | 014817570151 | 18.5 | 11.75 | 10.5 | 6.3 | 1.321 | 175 | Yes | [9 empty] | cETL Damp | 1L WALL SCONCE | 1 - Light Wall Sconce |  | WB1850DWI.jpg | WB1850DWI.jpg
WB1851CH-L1 | 1 - Light Wall Sconce | The soft, contemporary lines of the Cynder LED wall sconce by Feiss make it a versatile option to complement a wide range of décor. The slumped, cylindrical White Opal Etched glass shade is accented by a Chrome metal band around the center for a tailored detail on this streamlined silhouette. Offered in two sizes (18 inches and 28 inches), the sconces are damp-rated and can be mounted horizontally or vertically. The Chrome finish gives Cynder a contemporary flair. The energy efficient, integrated LED lamping has a CCT of 2700K on the "-LED" fixtures and a CCT of 3000K on the "-L1" fixtures. | BATH | Cynder | Wall / Bath Lighting | Chrome | CH | Steel | Undefined Glass | D:2" W:3" H:16" |  |  |  |  | 0 | No | 900 | 3000 | 90 | 10 | 120 | 19 - Integrated | MODS - Modules |  |  |  |  | 10 | 10 | 50000 | 0 | [12 empty] | 92.95 | 185.9 | 278.85 | W:5 1/4'' H:18'' E:3 3/4'' | 6.38 |  |  | 5.25 | 18 | Screw(s) |  |  |  |  | 3.75 | [25 empty] | DP:1/2'' W:4 1/2'' H:12 1/2'' OB UP:9'' Rectangular |  |  |  | 8 |  |  |  | Hardwired | 1 | 0 | 0 | 0 | 1 | 0 | 1 | 0 | 0 | 0 | 0 | 014817582819 | 22.78 | 9.78 | 9.5 | 6.9 | 1.225 | 175 | Yes | [9 empty] | cETL Damp | CYNDER 18IN LED SCONCE CH | 1 - Light Wall Sconce |  | WB1851CH-L1.jpg | WB1851CHL1.jpg
WB1852CH-L1 | 1 - Light Wall Sconce | The soft, contemporary lines of the Cynder LED wall sconce by Feiss make it a versatile option to complement a wide range of décor. The slumped, cylindrical White Opal Etched glass shade is accented by a Chrome metal band around the center for a tailored detail on this streamlined silhouette. Offered in two sizes (18 inches and 28 inches), the sconces are damp-rated and can be mounted horizontally or vertically. The Chrome finish gives Cynder a contemporary flair. The energy efficient, integrated LED lamping has a CCT of 2700K on the "-LED" fixtures and a CCT of 3000K on the "-L1" fixtures. | BATH | Cynder | Wall / Bath Lighting | Chrome | CH | Steel | Undefined Glass | D:2" W:3" H:16" |  |  |  |  | 0 | No | 1800 | 3000 | 90 | 20 | 120 | 19 - Integrated | MODS - Modules |  |  |  |  | 20 | 20 | 50000 | 0 | [12 empty] | 145.45 | 290.9 | 436.35 | W:5 1/4'' H:28'' E:3 3/4'' | 8.36 |  |  | 5.25 | 28 | Screw(s) |  |  |  |  | 3.75 | [25 empty] | DP:1/2'' W:4 1/2'' H:12 1/2'' OB UP:14'' Rectangular |  |  |  | 8 |  |  |  | Hardwired | 1 | 0 | 0 | 0 | 1 | 0 | 1 | 0 | 0 | 0 | 0 | 014817582826 | 33 | 9.75 | 9.25 | 10.1 | 1.722 | 175 | Yes | [9 empty] | cETL Damp | CYNDER 28IN LED BATH CH | 1 - Light Wall Sconce |  | WB1852CH-L1.jpg | WB1852CHL1.jpg
WB1856CH | 3 - Light Wall Sconce | With a Chrome finish and thick Chunk Crystals covering the entire surface of the round backplate, the Burdeen wall sconces from Feiss make a dramatic statement with their sparkly energy. Glamorous yet balanced with a hint of traditional styling, Burdeen sconces add unique, twinkling drama as entry lighting, dining room lighting, bedroom lighting or bathroom lighting. They would be spectacular installed down the length of a long hallway, flanking the doorway into a beautiful bedroom or accenting the vanity in an over-the-top dressing room. Two sizes are offered; a one-light wall sconce and a three-light wall sconce which is ADA compliant. Damp Rated. | WALL SCONCE | Burdeen | Wall / Bath Lighting | Chrome | CH | Steel |  |  |  |  | 3 Candelabra B10 Torpedo 60w |  | 3 | No | [14 empty] | 0 | [12 empty] | 84.5 | 169 | 253.5 | W:8 3/4'' H:13 1/2'' E:4'' | 2.4 |  |  | 8.75 | 13.5 | Set Screw(s) |  |  |  |  | 4 | [25 empty] | D:5 1/2'' DP:1 3/4'' OB UP:8 1/4'' Round |  |  |  | 8 |  |  |  | Hardwired | 1 | 0 | 0 | 0 | 0 | 0 | 0 | 0 | 0 | 0 | 0 | 014817571790 | 16.5 | 12.5 | 7 | 3.9 | 0.836 | 175 | Yes | [9 empty] | cETL Damp | BURDEEN 3L SCONCE CH | 3 - Light Wall Sconce |  | WB1856CH.jpg | WB1856CH.jpg
WB1859DSGL | 1 - Light Wall Sconce | Inspired by the fluid lines of a vintage scale, the oversized profile of the Tilling one-light wall sconce by Feiss makes a statement with its traditional styling and use of rustic finishes, like Weathered Iron and a new Distressed Goldleaf finishes. The 29-inch high fixture is nicely balanced by a White Linen shade that conceals the light source and adds a clean, transitional element to the aesthetic. When multiples of this light fixture’s stately silhouette are installed around the perimeter of a large space or in pairs to frame an architectural detail, piece of furniture or fire place, the Tilling wall sconces serve as refined design elements, adding the finishing touch to the surrounding decor. Damp Rated. | WALL SCONCE | Tilling | Wall / Bath Lighting | Distressed Goldleaf | DSGL | Steel | White Linen Linen | L:4.75" W:11.5" H:9.5" |  |  | 1 Medium A19 60w |  | 1 | No | [14 empty] | 0 | [12 empty] | 86.95 | 173.9 | 260.85 | W:11 1/2'' H:29 3/4'' E:4 3/4'' | 2.74 |  |  | 11.5 | 29.75 | Screw(s) |  |  |  |  | 4.75 | [25 empty] | DP:3/4'' W:5'' H:7'' OB UP:14 3/4'' Rectangular |  |  |  | 8 |  |  |  | Hardwired | 0 | 0 | 0 | 0 | 0 | 0 | 0 | 0 | 0 | 0 | 0 | 014817571806 | 15 | 8.5 | 15 | 3.8 | 1.107 | 250 | Yes | [9 empty] | cETL Damp | TILLING 1L SCONCE DSTR GLDLF | 1 - Light Wall Sconce |  | WB1859DSGL.jpg | WB1859DSGL.jpg
WB1859WI | 1 - Light Wall Sconce | Inspired by the fluid lines of a vintage scale, the oversized profile of the Tilling one-light wall sconce by Feiss makes a statement with its traditional styling and use of rustic finishes, like Weathered Iron and a new Distressed Goldleaf finishes. The 29-inch high fixture is nicely balanced by a White Linen shade that conceals the light source and adds a clean, transitional element to the aesthetic. When multiples of this light fixture’s stately silhouette are installed around the perimeter of a large space or in pairs to frame an architectural detail, piece of furniture or fire place, the Tilling wall sconces serve as refined design elements, adding the finishing touch to the surrounding decor. Damp Rated. | WALL SCONCE | Tilling | Wall / Bath Lighting | Weathered Iron | WI | Steel | White Linen Linen | L:4.75" W:11.5" H:9.5" |  |  | 1 Medium A19 60w |  | 1 | No | [14 empty] | 0 | [12 empty] | 86.95 | 173.9 | 260.85 | W:11 1/2'' H:29 3/4'' E:4 3/4'' | 2.74 |  |  | 11.5 | 29.75 | Screw(s) |  |  |  |  | 4.75 | [25 empty] | DP:3/4'' W:5'' H:7'' OB UP:14 3/4'' Rectangular |  |  |  | 8 |  |  |  | Hardwired | 0 | 0 | 0 | 0 | 0 | 0 | 0 | 0 | 0 | 0 | 0 | 014817571813 | 15 | 8.5 | 15 | 3.8 | 1.107 | 250 | Yes | [9 empty] | cETL Damp | TILLING 1L SCONCE WTH IRN | 1 - Light Wall Sconce |  | WB1859WI.jpg | WB1859WI.jpg
WB1860ANBZ | 1 - Light Wall Sconce | The architecturally-savvy Teva one-light wall sconce by Feiss has a sculptural mounting structure and a White Shantung Silk shade which conceals the light source and serves to soften and balance the 30-inch high, dramatically vertical design by bringing a tailored look to this overall transitional style. Constructed in steel and offered in either a Polished Nickel or Antique Bronze finish, the Teva could be installed in pairs to frame a fire place, king size bed, couch, buffet or dressing room’s vanity mirror. Sure to bring design detail and depth to a sophisticated decor. Damp Rated. | WALL SCONCE | Teva | Wall / Bath Lighting | Antique Bronze | ANBZ | Steel | White Shantung Shantung | L:4.75" W:11.5" H:9.5" |  |  | 1 Medium A19 60w |  | 1 | No | [14 empty] | 0 | [12 empty] | 86.95 | 173.9 | 260.85 | W:11 1/2'' H:30'' E:4 3/4'' | 3.84 |  |  | 11.5 | 30 | Screw(s) |  |  |  |  | 4.75 | [25 empty] | DP:3/4'' W:5'' H:7'' OB UP:15'' Rectangular |  |  |  | 8 |  |  |  | Hardwired | 0 | 0 | 0 | 0 | 0 | 0 | 0 | 0 | 0 | 0 | 0 | 014817571837 | 16.5 | 16 | 8.5 | 5.7 | 1.299 | 175 | Yes | [9 empty] | cETL Damp | TEVA 1L SCONCE ANT BRZ | 1 - Light Wall Sconce |  | WB1860ANBZ.jpg | WB1860ANBZ.jpg
WB1860PN | 1 - Light Wall Sconce | The architecturally-savvy Teva one-light wall sconce by Feiss has a sculptural mounting structure and a White Shantung Silk shade which conceals the light source and serves to soften and balance the 30-inch high, dramatically vertical design by bringing a tailored look to this overall transitional style. Constructed in steel and offered in either a Polished Nickel or Antique Bronze finish, the Teva could be installed in pairs to frame a fire place, king size bed, couch, buffet or dressing room’s vanity mirror. Sure to bring design detail and depth to a sophisticated decor. Damp Rated. | WALL SCONCE | Teva | Wall / Bath Lighting | Polished Nickel | PN | Steel | White Shantung Shantung | L:4.75" W:11.5" H:9.5" |  |  | 1 Medium A19 60w |  | 1 | No | [14 empty] | 0 | [12 empty] | 86.95 | 173.9 | 260.85 | W:11 1/2'' H:30'' E:4 3/4'' | 3.84 |  |  | 11.5 | 30 | Screw(s) |  |  |  |  | 4.75 | [25 empty] | DP:3/4'' W:5'' H:7'' OB UP:15'' Rectangular |  |  |  | 8 |  |  |  | Hardwired | 0 | 0 | 0 | 0 | 0 | 0 | 0 | 0 | 0 | 0 | 0 | 014817571820 | 16.5 | 16 | 8.5 | 5.7 | 1.299 | 175 | Yes | [9 empty] | cETL Damp | TEVA 1L SCONCE PLSH NKL | 1 - Light Wall Sconce |  | WB1860PN.jpg | WB1860PN.jpg
WB1865DSGL | 2 - Light Wall Sconce | The streamlined, geometric lantern silhouettes of the Marquelle collection from Feiss are updated with contemporary flair and offered in two distinctly different finish styles. A rustic, industrial aesthetic is achieved with the dark, textured Weathered Iron finish designed to be ideal in more updated urban, industrial inspired décor, and a time-worn, chic style for more eclectic and contemporary European décor is created with a new, gilded Distressed Gold Leaf finish, which is created using real gold leaf and a 3-step, hand-applied finish process. The Marquelle lighting collection offers a four-light chandelier, six-light chandelier, six-light island chandelier, six-light foyer Chandelier, and a two-light wall sconce. The two-light wall sconce is Damp Rated. | WALL SCONCE | Marquelle | Wall / Bath Lighting | Distressed Goldleaf | DSGL | Steel |  |  |  |  | 2 Candelabra B10 Torpedo 60w |  | 2 | No | [14 empty] | 0 | [12 empty] | 115.95 | 231.9 | 347.85 | W:7'' H:16'' E:5 1/4'' | 7.92 |  |  | 7 | 16 | Wall / Bath |  |  |  |  | 5.25 | [25 empty] | W:7'' H:16'' OB UP:12'' Rectangular |  |  |  | 8 |  |  |  | Hardwired | 0 | 0 | 0 | 0 | 0 | 0 | 0 | 0 | 0 | 0 | 0 | 014817569797 | 18 | 10.25 | 9 | 7.1 | 0.961 | 125 | Yes | [9 empty] | cETL Damp | 2L WALL SCONCE | 2 - Light Wall Sconce |  | WB1865DSGL.jpg | WB1865DSGL.jpg
WB1865PST-L1 | 1 - Light Wall Sconce | It's not often that clean, contemporary fixtures are also described as glamorous, but the Erin collection by Feiss is in fact a modern take on a beautiful, crystal wall sconce. This dramatic design features a double-pane of clear faceted, pressed crystal suspended in front of a linear LED light source, then mounted to a sleek backplate which has a Polished Stainless Steel finish to perfectly highlight the crystal. The Erin Collection is damp-rated, ADA-compliant and is offered in two sizes, including 9- and 19-inch tall rectangular wall sconce that can be mounted horizontally or vertically to best complement the surrounding decor, as well as an 11-inch square wall sconce which can also be mounted on the ceiling as a stunning flushmount. The energy-efficient integrated LED lamping has a CCT of 2700K on the "-LED" fixtures and a CCT of 3000K on the "-L1" fixtures. | WALL SCONCE | Erin | Wall / Bath Lighting | Polished Stainless Steel | PST | Stainless Steel | Undefined Glass | L:1" W:4.5" H:7" |  |  |  |  | 0 | No | 450 | 3000 | 90 | 5 | 120 | 19 - Integrated | MODS - Modules |  |  |  |  | 5 | 5 | 50000 | 0 | [12 empty] | 86.95 | 173.9 | 260.85 | W:6'' H:9'' E:2 3/4'' | 6.04 |  |  | 6 | 9 | Screw(s) |  |  |  |  | 2.75 | [25 empty] | DP:1/2'' W:5 1/2'' H:8 1/2'' OB UP:4 1/2'' Rectangular |  |  |  | 8 |  |  |  | Hardwired | 1 | 0 | 0 | 0 | 1 | 0 | 1 | 0 | 0 | 0 | 0 | 014817582864 | 13 | 10.25 | 7.125 | 6 | 0.549 | 93 | Yes | [9 empty] | cETL Wet | ERIN 9IN LED SCONCE P.STNLS | 1 - Light Wall Sconce |  | WB1865PST-L1.jpg | WB1865PSTL1.jpg
WB1865WI | 2 - Light Wall Sconce | The streamlined, geometric lantern silhouettes of the Marquelle collection from Feiss are updated with contemporary flair and offered in two distinctly different finish styles. A rustic, industrial aesthetic is achieved with the dark, textured Weathered Iron finish designed to be ideal in more updated urban, industrial inspired décor, and a time-worn, chic style for more eclectic and contemporary European décor is created with a new, gilded Distressed Gold Leaf finish, which is created using real gold leaf and a 3-step, hand-applied finish process. The Marquelle lighting collection offers a four-light chandelier, six-light chandelier, six-light island chandelier, six-light foyer Chandelier, and a two-light wall sconce. The two-light wall sconce is Damp Rated. | WALL SCONCE | Marquelle | Wall / Bath Lighting | Weathered Iron | WI | Steel |  |  |  |  | 2 Candelabra B10 Torpedo 60w |  | 2 | No | [14 empty] | 0 | [12 empty] | 115.95 | 231.9 | 347.85 | W:7'' H:16'' E:5 1/4'' | 7.92 |  |  | 7 | 16 | Wall / Bath |  |  |  |  | 5.25 | [25 empty] | W:7'' H:16'' OB UP:12'' Rectangular |  |  |  | 8 |  |  |  | Hardwired | 0 | 0 | 0 | 0 | 0 | 0 | 0 | 0 | 0 | 0 | 0 | 014817569841 | 18 | 10.25 | 9 | 7.1 | 0.961 | 125 | Yes | [9 empty] | cETL Damp | 2L WALL SCONCE | 2 - Light Wall Sconce |  | WB1865WI.jpg | WB1865WI.jpg
WB1866PST-L1 | 1 - Light Wall Sconce | It's not often that clean, contemporary fixtures are also described as glamorous, but the Erin collection by Feiss is in fact a modern take on a beautiful, crystal wall sconce. This dramatic design features a double-pane of clear faceted, pressed crystal suspended in front of a linear LED light source, then mounted to a sleek backplate which has a Polished Stainless Steel finish to perfectly highlight the crystal. The Erin Collection is damp-rated, ADA-compliant and is offered in two sizes, including 9- and 19-inch tall rectangular wall sconce that can be mounted horizontally or vertically to best complement the surrounding decor, as well as an 11-inch square wall sconce which can also be mounted on the ceiling as a stunning flushmount. The energy-efficient integrated LED lamping has a CCT of 2700K on the "-LED" fixtures and a CCT of 3000K on the "-L1" fixtures. | BATH | Erin | Wall / Bath Lighting | Polished Stainless Steel | PST | Stainless Steel | Undefined Glass | L:1" W:4.5" H:17.75" |  |  |  |  | 0 | No | 1350 | 3000 | 90 | 15 | 120 | 19 - Integrated | MODS - Modules |  |  |  |  | 15 | 15 | 50000 | 0 | [12 empty] | 145.45 | 290.9 | 436.35 | W:6'' H:19'' E:2 3/4'' | 9.68 |  |  | 6 | 19 | Screw(s) |  |  |  |  | 2.75 | [25 empty] | DP:1/2'' W:5 1/2'' H:18 3/4'' OB UP:9 1/2'' Rectangular |  |  |  | 8 |  |  |  | Hardwired | 1 | 0 | 0 | 0 | 1 | 0 | 1 | 0 | 0 | 0 | 0 | 014817582871 | 24.25 | 10.25 | 7.25 | 12.3 | 1.043 | 85 | Yes | [9 empty] | cETL Wet | ERIN 19IN LED SCONCE P.STNLS | 1 - Light Wall Sconce |  | WB1866PST-L1.jpg | WB1866PSTL1.jpg
WB1867CH-L1 | 18" LED Wall Sconce | The sleek linear profile of the Cutler Collection creates a perfect, contemporary backdrop for two unique glass options. Tiles of either Clear Crackle glass or Clear Staggered Rock glass are set in an organic version of a subway tile "look" and allow the LED light to shine through, adding rich sparkle to the room. Cutler is available in three finish options: Chrome, Oil Rubbed Bronze and Satin Nickel. The energy-efficient integrated LED has a CCT of 2700K on the "-LED" fixtures and a CCT of 3000K on the "-L1" fixtures. | BATH | Cutler | Wall / Bath Lighting | Chrome | CH | Steel | Undefined Glass |  |  | Undefined Acrylic |  |  | 1 | No | 1350 | 3000 | 90 | 15 | 120 | 19 - Integrated | LED - Array |  | 10 | 100 |  | 15 | 15 | 50000 | 0 | [12 empty] | 145.45 | 290.9 | 436.35 | W:18'' H:5'' E:4 3/8'' | 3 |  |  | 18 | 5 | Set Screw(s) |  |  |  |  | 4.375 | [25 empty] | DP:1 3/8'' W:5'' H:5'' OB UP:2 1/2'' Square |  |  |  | 8 |  |  |  | Hardwired | 0 | 0 | 0 | 0 | 1 | 0 | 1 | 0 | 0 | 0 | 0 | 014817580099 | 22.25 | 9.75 | 7.25 | 5.8 | 0.91 | 125 | Yes | [9 empty] | cETL Damp | CUTLER 18IN SCONCE CH CRACKLE | 18" LED Wall Sconce |  | WB1867CH-L1_ALT.JPEG | WB1867CHL1.jpg
WB1867ORB-L1 | 18" LED Wall Sconce | The sleek linear profile of the Cutler Collection creates a perfect, contemporary backdrop for two unique glass options. Tiles of either Clear Crackle glass or Clear Staggered Rock glass are set in an organic version of a subway tile "look" and allow the LED light to shine through, adding rich sparkle to the room. Cutler is available in three finish options: Chrome, Oil Rubbed Bronze and Satin Nickel. The energy-efficient integrated LED has a CCT of 2700K on the "-LED" fixtures and a CCT of 3000K on the "-L1" fixtures. | BATH | Cutler | Wall / Bath Lighting | Oil Rubbed Bronze | ORB | Steel | Undefined Glass |  |  | Undefined Acrylic |  |  | 1 | No | 1350 | 3000 | 90 | 15 | 120 | 19 - Integrated | LED - Array |  |  |  |  | 15 | 15 | 50000 | 0 | [12 empty] | 145.45 | 290.9 | 436.35 | W:18'' H:5'' E:4 3/8'' | 3 |  |  | 18 | 5 | Set Screw(s) |  |  |  |  | 4.375 | [25 empty] | DP:1 3/8'' W:5'' H:5'' OB UP:2 1/2'' Square |  |  |  | 8 |  |  |  | Hardwired | 0 | 0 | 0 | 0 | 1 | 0 | 1 | 0 | 0 | 0 | 0 | 014817580082 | 22.25 | 9.75 | 7.25 | 5.8 | 0.91 | 125 | Yes | [9 empty] | cETL Damp | CUTLER 18IN SCONCE ORB CRACKLE | 18" LED Wall Sconce |  | WB1867ORB-L1_ALT.JPEG | WB1867ORBL1.jpg
WB1867SN-L1 | 18" LED Wall Sconce | The sleek linear profile of the Cutler Collection creates a perfect, contemporary backdrop for two unique glass options. Tiles of either Clear Crackle glass or Clear Staggered Rock glass are set in an organic version of a subway tile "look" and allow the LED light to shine through, adding rich sparkle to the room. Cutler is available in three finish options: Chrome, Oil Rubbed Bronze and Satin Nickel. The energy-efficient integrated LED has a CCT of 2700K on the "-LED" fixtures and a CCT of 3000K on the "-L1" fixtures. | BATH | Cutler | Wall / Bath Lighting | Satin Nickel | SN | Steel | Undefined Glass |  |  | Undefined Acrylic |  |  | 1 | No | 1350 | 3000 | 90 | 15 | 120 | 19 - Integrated | LED - Array |  | 10 | 100 | LED | 15 | 15 | 50000 | 0 | [12 empty] | 145.45 | 290.9 | 436.35 | W:18'' H:5'' E:4 3/8'' | 3 |  |  | 18 | 5 | Set Screw(s) |  |  |  |  | 4.375 | [25 empty] | DP:1 3/8'' W:5'' H:5'' OB UP:2 1/2'' Square |  |  |  | 8 |  |  |  | Hardwired | 0 | 0 | 0 | 0 | 1 | 0 | 1 | 0 | 0 | 0 | 0 | 014817580105 | 22.25 | 9.75 | 7.25 | 5.8 | 0.91 | 125 | Yes | [9 empty] | cETL Damp | CUTLER 18IN SCONCE SN CRACKLE | 18" LED Wall Sconce |  | WB1867SN-L1_ALT.JPEG | WB1867SNL1.jpg
WB1868CH-L1 | 24" LED Vanity | The sleek linear profile of the Cutler Collection creates a perfect, contemporary backdrop for two unique glass options. Tiles of either Clear Crackle glass or Clear Staggered Rock glass are set in an organic version of a subway tile "look" and allow the LED light to shine through, adding rich sparkle to the room. Cutler is available in three finish options: Chrome, Oil Rubbed Bronze and Satin Nickel. The energy-efficient integrated LED has a CCT of 2700K on the "-LED" fixtures and a CCT of 3000K on the "-L1" fixtures. | BATH | Cutler | Wall / Bath Lighting | Chrome | CH | Steel | Undefined Glass |  |  | Undefined Acrylic | 1 Integrated Array 20w |  | 1 | Yes | 1800 | 3000 | 90 | 20 | 120 | 19 - Integrated | LED - Array |  | 10 | 100 | LED | 20 | 20 | 50000 | 0 | [12 empty] | 174.45 | 348.9 | 523.35 | W:24'' H:5'' E:4 3/8'' | 3 |  |  | 24 | 5 | Set Screw(s) |  |  |  |  | 4.375 | [25 empty] | DP:1 3/8'' W:5'' H:5'' OB UP:2 1/2'' Square |  |  |  | 8 |  |  |  | Hardwired | 0 | 0 | 0 | 0 | 1 | 0 | 1 | 0 | 0 | 0 | 0 | 014817580242 | 28 | 9.75 | 7.25 | 6.9 | 1.145 | 125 | Yes | [9 empty] | cETL Damp | CUTLER 24IN SCONCE CH CRACKLE | 24" LED Vanity |  | WB1868CH-L1.png | WB1868CHL1.jpg
WB1868ORB-L1 | 24" LED Vanity | The sleek linear profile of the Cutler Collection creates a perfect, contemporary backdrop for two unique glass options. Tiles of either Clear Crackle glass or Clear Staggered Rock glass are set in an organic version of a subway tile "look" and allow the LED light to shine through, adding rich sparkle to the room. Cutler is available in three finish options: Chrome, Oil Rubbed Bronze and Satin Nickel. The energy-efficient integrated LED has a CCT of 2700K on the "-LED" fixtures and a CCT of 3000K on the "-L1" fixtures. | BATH | Cutler | Wall / Bath Lighting | Oil Rubbed Bronze | ORB | Steel | Undefined Glass |  |  | Undefined Acrylic |  |  | 1 | No | 1800 | 3000 | 90 | 20 | 120 | 19 - Integrated | LED - Array |  | 10 | 100 | LED | 20 | 20 | 50000 | 0 | [12 empty] | 174.45 | 348.9 | 523.35 | W:24'' H:5'' E:4 3/8'' | 3 |  |  | 24 | 5 | Set Screw(s) |  |  |  |  | 4.375 | [25 empty] | DP:1 3/8'' W:5'' H:5'' OB UP:2 1/2'' Square |  |  |  | 8 |  |  |  | Hardwired | 0 | 0 | 0 | 0 | 1 | 0 | 1 | 0 | 0 | 0 | 0 | 014817580228 | 28.25 | 9.75 | 7.25 | 7.1 | 1.156 | 125 | Yes | [9 empty] | cETL Damp | CUTLER 24IN SCONCE ORB CRACKLE | 24" LED Vanity |  | WB1868ORB-L1_ALT.png | WB1868ORBL1.jpg
WB1868SN-L1 | 24" LED Vanity | The sleek linear profile of the Cutler Collection creates a perfect, contemporary backdrop for two unique glass options. Tiles of either Clear Crackle glass or Clear Staggered Rock glass are set in an organic version of a subway tile "look" and allow the LED light to shine through, adding rich sparkle to the room. Cutler is available in three finish options: Chrome, Oil Rubbed Bronze and Satin Nickel. The energy-efficient integrated LED has a CCT of 2700K on the "-LED" fixtures and a CCT of 3000K on the "-L1" fixtures. | BATH | Cutler | Wall / Bath Lighting | Satin Nickel | SN | Steel | Undefined Glass |  |  | Undefined Acrylic |  |  | 1 | No | 1800 | 3000 | 90 | 20 | 120 | 19 - Integrated | LED - Array |  | 10 | 100 | LED | 20 | 20 | 50000 | 0 | [12 empty] | 174.45 | 348.9 | 523.35 | W:24'' H:5'' E:4 3/8'' | 3 |  |  | 24 | 5 | Set Screw(s) |  |  |  |  | 4.375 | [25 empty] | DP:1 3/8'' W:5'' H:5'' OB UP:2 1/2'' Square |  |  |  | 8 |  |  |  | Hardwired | 0 | 0 | 0 | 0 | 1 | 0 | 1 | 0 | 0 | 0 | 0 | 014817580280 | 27.75 | 9.75 | 7.25 | 7.5 | 1.135 | 125 | Yes | [9 empty] | cETL Damp | CUTLER 24IN SCONCE SN CRACKLE | 24" LED Vanity |  | WB1868SN-L1.png | WB1868SNL1.jpg
WB1869CH-L1 | 24" LED Vanity | The sleek linear profile of the Cutler Collection creates a perfect, contemporary backdrop for two unique glass options. Tiles of either Clear Crackle glass or Clear Staggered Rock glass are set in an organic version of a subway tile "look" and allow the LED light to shine through, adding rich sparkle to the room. Cutler is available in three finish options: Chrome, Oil Rubbed Bronze and Satin Nickel. The energy-efficient integrated LED has a CCT of 2700K on the "-LED" fixtures and a CCT of 3000K on the "-L1" fixtures. | BATH | Cutler | Wall / Bath Lighting | Chrome | CH | Steel | Undefined Glass |  |  | Undefined Acrylic |  |  | 1 | No | 1800 | 3000 | 90 | 20 | 120 | 19 - Integrated | LED - Array |  | 10 | 100 | LED | 20 | 20 | 50000 | 0 | [12 empty] | 174.45 | 348.9 | 523.35 | W:24'' H:5'' E:4 3/8'' | 3 |  |  | 24 | 5 | Set Screw(s) |  |  |  |  | 4.375 | [25 empty] | DP:1 3/8'' W:5'' H:5'' OB UP:2 1/2'' Square |  |  |  | 8 |  |  |  | Hardwired | 0 | 0 | 0 | 0 | 1 | 0 | 1 | 0 | 0 | 0 | 0 | 014817580259 | 28 | 9.75 | 7.25 | 7.1 | 1.145 | 125 | Yes | [9 empty] | cETL Damp | CUTLER 24IN SCONCE CH STAGGER | 24" LED Vanity |  | WB1869CH-L1.png | WB1869CHL1.jpg
WB1869ORB-L1 | 24" LED Vanity | The sleek linear profile of the Cutler Collection creates a perfect, contemporary backdrop for two unique glass options. Tiles of either Clear Crackle glass or Clear Staggered Rock glass are set in an organic version of a subway tile "look" and allow the LED light to shine through, adding rich sparkle to the room. Cutler is available in three finish options: Chrome, Oil Rubbed Bronze and Satin Nickel. The energy-efficient integrated LED has a CCT of 2700K on the "-LED" fixtures and a CCT of 3000K on the "-L1" fixtures. | BATH | Cutler | Wall / Bath Lighting | Oil Rubbed Bronze | ORB | Steel | Undefined Glass |  |  | Undefined Acrylic | 1 Integrated Array 20w |  | 1 | Yes | 1800 | 3000 | 90 | 20 | 120 | 19 - Integrated | LED - Array |  | 10 | 100 | LED | 20 | 20 | 50000 | 0 | [12 empty] | 174.45 | 348.9 | 523.35 | W:24'' H:5'' E:4 3/8'' | 3 |  |  | 24 | 5 | Set Screw(s) |  |  |  |  | 4.375 | [25 empty] | DP:1 3/8'' W:5'' H:5'' OB UP:2 1/2'' Square |  |  |  | 8 |  |  |  | Hardwired | 0 | 0 | 0 | 0 | 1 | 0 | 1 | 0 | 0 | 0 | 0 | 014817580235 | 28.25 | 7.5 | 9.25 | 6.9 | 1.134 | 125 | Yes | [9 empty] | cETL Damp | CUTLER 24IN SCONCE ORB STAGGER | 24" LED Vanity |  | WB1869ORB-L1_ALT.png | WB1869ORBL1.jpg
WB1869SN-L1 | 24" LED Vanity | The sleek linear profile of the Cutler Collection creates a perfect, contemporary backdrop for two unique glass options. Tiles of either Clear Crackle glass or Clear Staggered Rock glass are set in an organic version of a subway tile "look" and allow the LED light to shine through, adding rich sparkle to the room. Cutler is available in three finish options: Chrome, Oil Rubbed Bronze and Satin Nickel. The energy-efficient integrated LED has a CCT of 2700K on the "-LED" fixtures and a CCT of 3000K on the "-L1" fixtures. | BATH | Cutler | Wall / Bath Lighting | Satin Nickel | SN | Steel | Undefined Glass |  |  | Undefined Acrylic |  |  | 1 | No | 1800 | 3000 | 90 | 20 | 120 | 19 - Integrated | LED - Array |  | 10 | 100 | LED | 20 | 20 | 50000 | 0 | [12 empty] | 174.45 | 348.9 | 523.35 | W:24'' H:5'' E:4 3/8'' | 3 |  |  | 24 | 5 | Set Screw(s) |  |  |  |  | 4.375 | [25 empty] | DP:1 3/8'' W:5'' H:5'' OB UP:2 1/2'' Square |  |  |  | 8 |  |  |  | Hardwired | 0 | 0 | 0 | 0 | 1 | 0 | 1 | 0 | 0 | 0 | 0 | 014817580297 | 28.25 | 9.5 | 7.25 | 6.5 | 1.126 | 175 | Yes | [9 empty] | cETL Damp | CUTLER 24IN SCONCE SN STAGGER | 24" LED Vanity |  | WB1869SN-L1.png | WB1869SNL1.jpg
WB1870CH-L1 | 13" LED Wall Sconce | The sleek linear profile of the Cutler Collection creates a perfect, contemporary backdrop for two unique glass options. Tiles of either Clear Crackle glass or Clear Staggered Rock glass are set in an organic version of a subway tile "look" and allow the LED light to shine through, adding rich sparkle to the room. Cutler is available in three finish options: Chrome, Oil Rubbed Bronze and Satin Nickel. The energy-efficient integrated LED has a CCT of 2700K on the "-LED" fixtures and a CCT of 3000K on the "-L1" fixtures. | WALL SCONCE | Cutler | Wall / Bath Lighting | Chrome | CH | Steel | Undefined Glass |  |  | Undefined Acrylic |  |  | 1 | No | 900 | 3000 | 90 | 10 | 120 | 19 - Integrated | LED - Array |  | 10 | 100 | LED | 10 | 10 | 50000 | 0 | [12 empty] | 115.95 | 231.9 | 347.85 | W:5'' H:13 1/2'' E:4 3/8'' | 1.6 |  |  | 5 | 13.5 | Set Screw(s) |  |  |  |  | 4.375 | [25 empty] | DP:1 3/8'' W:5'' H:5'' OB UP:11'' Square |  |  |  | 8 |  |  |  | Hardwired | 0 | 1 | 0 | 0 | 1 | 0 | 1 | 0 | 0 | 0 | 0 | 014817580266 | 17.25 | 13.75 | 7.25 | 4.9 | 0.995 | 175 | Yes | [9 empty] | cETL Damp | CUTLER 13IN SCONCE CH CRACKLE | 13" LED Wall Sconce |  | WB1870CH-L1.png | WB1870CHL1.jpg
WB1870ORB-L1 | 13" LED Wall Sconce | The sleek linear profile of the Cutler Collection creates a perfect, contemporary backdrop for two unique glass options. Tiles of either Clear Crackle glass or Clear Staggered Rock glass are set in an organic version of a subway tile "look" and allow the LED light to shine through, adding rich sparkle to the room. Cutler is available in three finish options: Chrome, Oil Rubbed Bronze and Satin Nickel. The energy-efficient integrated LED has a CCT of 2700K on the "-LED" fixtures and a CCT of 3000K on the "-L1" fixtures. | WALL SCONCE | Cutler | Wall / Bath Lighting | Oil Rubbed Bronze | ORB | Steel | Undefined Glass |  |  | Undefined Acrylic |  |  | 1 | No | 900 | 3000 | 90 | 10 | 120 | 19 - Integrated | LED - Array |  | 10 | 100 | LED | 10 | 10 | 50000 | 0 | [12 empty] | 115.95 | 231.9 | 347.85 | W:5'' H:13 1/2'' E:4 3/8'' | 1.6 |  |  | 5 | 13.5 | Set Screw(s) |  |  |  |  | 4.375 | [25 empty] | DP:1 3/8'' W:5'' H:5'' OB UP:11'' Square |  |  |  | 8 |  |  |  | Hardwired | 0 | 1 | 0 | 0 | 1 | 0 | 1 | 0 | 0 | 0 | 0 | 014817580204 | 17.5 | 7.25 | 14 | 4.9 | 1.028 | 175 | Yes | [9 empty] | cETL Damp | CUTLER 13IN SCONCE ORB CRACKLE | 13" LED Wall Sconce |  | WB1870ORB-L1.png | WB1870ORBL1.jpg
WB1870SN-L1 | 13" LED Wall Sconce | The sleek linear profile of the Cutler Collection creates a perfect, contemporary backdrop for two unique glass options. Tiles of either Clear Crackle glass or Clear Staggered Rock glass are set in an organic version of a subway tile "look" and allow the LED light to shine through, adding rich sparkle to the room. Cutler is available in three finish options: Chrome, Oil Rubbed Bronze and Satin Nickel. The energy-efficient integrated LED has a CCT of 2700K on the "-LED" fixtures and a CCT of 3000K on the "-L1" fixtures. | WALL SCONCE | Cutler | Wall / Bath Lighting | Satin Nickel | SN | Steel | Undefined Glass |  |  | Undefined Acrylic |  |  | 1 | No | 900 | 3000 | 90 | 10 | 120 | 19 - Integrated | LED - Array |  | 10 | 100 | LED | 10 | 10 | 50000 | 0 | [12 empty] | 115.95 | 231.9 | 347.85 | W:5'' H:13 1/2'' E:4 3/8'' | 1.6 |  |  | 5 | 13.5 | Set Screw(s) |  |  |  |  | 4.375 | [25 empty] | DP:1 3/8'' W:5'' H:5'' OB UP:11'' Square |  |  |  | 8 |  |  |  | Hardwired | 0 | 1 | 0 | 0 | 1 | 0 | 1 | 0 | 0 | 0 | 0 | 014817580303 | 17 | 13.75 | 7.5 | 4.9 | 1.015 | 175 | Yes | [9 empty] | cETL Damp | CUTLER 13IN SCONCE SN CRACKLE | 13" LED Wall Sconce |  | WB1870SN-L1.png | WB1870SNL1.jpg
WB1871CH-L1 | 13" LED Wall Sconce | The sleek linear profile of the Cutler Collection creates a perfect, contemporary backdrop for two unique glass options. Tiles of either Clear Crackle glass or Clear Staggered Rock glass are set in an organic version of a subway tile "look" and allow the LED light to shine through, adding rich sparkle to the room. Cutler is available in three finish options: Chrome, Oil Rubbed Bronze and Satin Nickel. The energy-efficient integrated LED has a CCT of 2700K on the "-LED" fixtures and a CCT of 3000K on the "-L1" fixtures. | WALL SCONCE | Cutler | Wall / Bath Lighting | Chrome | CH | Steel | Undefined Glass |  |  | Undefined Acrylic |  |  | 1 | No | 900 | 3000 | 90 | 10 | 120 | 19 - Integrated | LED - Array |  | 10 | 100 | LED | 10 | 10 | 50000 | 0 | [12 empty] | 115.95 | 231.9 | 347.85 | W:5'' H:13 1/2'' E:4 3/8'' | 1.6 |  |  | 5 | 13.5 | Set Screw(s) |  |  |  |  | 4.375 | [25 empty] | DP:1 3/8'' W:5'' H:5'' OB UP:11'' Square |  |  |  | 8 |  |  |  | Hardwired | 0 | 1 | 0 | 0 | 1 | 0 | 1 | 0 | 0 | 0 | 0 | 014817580273 | 17.25 | 13.75 | 7.25 | 4.8 | 0.995 | 175 | Yes | [9 empty] | cETL Damp | CUTLER 13IN SCONCE CH STAGGER | 13" LED Wall Sconce |  | WB1871CH-L1.png | WB1871CHL1.jpg
WB1871ORB-L1 | 13" LED Wall Sconce | The sleek linear profile of the Cutler Collection creates a perfect, contemporary backdrop for two unique glass options. Tiles of either Clear Crackle glass or Clear Staggered Rock glass are set in an organic version of a subway tile "look" and allow the LED light to shine through, adding rich sparkle to the room. Cutler is available in three finish options: Chrome, Oil Rubbed Bronze and Satin Nickel. The energy-efficient integrated LED has a CCT of 2700K on the "-LED" fixtures and a CCT of 3000K on the "-L1" fixtures. | WALL SCONCE | Cutler | Wall / Bath Lighting | Oil Rubbed Bronze | ORB | Steel | Undefined Glass |  |  | Undefined Acrylic |  |  | 1 | No | 900 | 3000 | 90 | 10 | 120 | 19 - Integrated | LED - Array |  | 10 | 100 | LED | 10 | 10 | 50000 | 0 | [12 empty] | 115.95 | 231.9 | 347.85 | W:5'' H:13 1/2'' E:4 3/8'' | 1.6 |  |  | 5 | 13.5 | Set Screw(s) |  |  |  |  | 4.375 | [25 empty] | DP:1 3/8'' W:5'' H:5'' OB UP:11'' Square |  |  |  | 8 |  |  |  | Hardwired | 0 | 1 | 0 | 0 | 1 | 0 | 1 | 0 | 0 | 0 | 0 | 014817580211 | 17.25 | 14 | 7.25 | 4.6 | 1.013 | 175 | Yes | [9 empty] | cETL Damp | CUTLER 13IN SCONCE ORB STAGGER | 13" LED Wall Sconce |  | WB1871ORB-L1.png | WB1871ORBL1.jpg
WB1871SN-L1 | 13" LED Wall Sconce | The sleek linear profile of the Cutler Collection creates a perfect, contemporary backdrop for two unique glass options. Tiles of either Clear Crackle glass or Clear Staggered Rock glass are set in an organic version of a subway tile "look" and allow the LED light to shine through, adding rich sparkle to the room. Cutler is available in three finish options: Chrome, Oil Rubbed Bronze and Satin Nickel. The energy-efficient integrated LED has a CCT of 2700K on the "-LED" fixtures and a CCT of 3000K on the "-L1" fixtures. | WALL SCONCE | Cutler | Wall / Bath Lighting | Satin Nickel | SN | Steel | Undefined Glass |  |  | Undefined Acrylic |  |  | 1 | No | 900 | 3000 | 90 | 10 | 120 | 19 - Integrated | LED - Array |  | 10 | 100 | LED | 10 | 10 | 50000 | 0 | [12 empty] | 115.95 | 231.9 | 347.85 | W:5'' H:13 1/2'' E:4 3/8'' | 1.6 |  |  | 5 | 13.5 | Set Screw(s) |  |  |  |  | 4.375 | [25 empty] | DP:1 3/8'' W:5'' H:5'' OB UP:11'' Square |  |  |  | 8 |  |  |  | Hardwired | 0 | 1 | 0 | 0 | 1 | 0 | 1 | 0 | 0 | 0 | 0 | 014817580310 | 17 | 13.5 | 7.5 | 4.7 | 0.996 | 175 | Yes | [9 empty] | cETL Damp | CUTLER 13IN SCONCE SN STAGGER | 13" LED Wall Sconce |  | WB1871SN-L1.png | WB1871SNL1.jpg
WB1872ANBZ | 1 - Light Wall Sconce | The Quinn Collection of Wall Sconce lighting by Feiss is simply elegant with contemporary flair, featuring bold, cast details like square arms with a defined square transitional edge, contrasted by a circular candle tube sitting atop a square bobeche. A delicate White Parchment shade softly diffuses the light. Overall, the angular profile achieves a tailored, modern look for those seeking an updated classic. Quinn 1-light wall sconces are offered in a Satin Nickel or Antique Bronze finish and measure 15"H x 5"W and extend 5" out from the wall. | WALL SCONCE | Quinn | Wall / Bath Lighting | Antique Bronze | ANBZ | Steel | White Parchment | L:4" W:4" H:5.5" |  |  | 1 Candelabra B Torpedo 60w |  | 1 | No | [14 empty] | 0 | [12 empty] | 41.45 | 82.9 | 124.35 | W:5'' H:14 7/8'' E:5'' | 1.8 |  |  | 5 | 14.875 | Screw(s) |  |  |  |  | 5 | [25 empty] | DP:3/4'' W:5'' H:5'' OB UP:12 3/8'' Square |  |  |  | 8 |  |  |  | Hardwired | 0 | 0 | 0 | 0 | 0 | 0 | 0 | 0 | 0 | 0 | 0 | 014817574319 | 13.75 | 7.5 | 6.5 | 2.5 | 0.388 | 125 | Yes | [9 empty] | cETL Damp | QUINN 1L SCONCE ANT BRZ | 1 - Light Wall Sconce |  | WB1872ANBZ.jpg | WB1872ANBZ.jpg
WB1872PN | 1 - Light Wall Sconce | The Quinn Collection of Wall Sconce lighting by Feiss is simply elegant with contemporary flair, featuring bold, cast details like square arms with a defined square transitional edge, contrasted by a circular candle tube sitting atop a square bobeche. A delicate White Parchment shade softly diffuses the light. Overall, the angular profile achieves a tailored, modern look for those seeking an updated classic. Quinn 1-light wall sconces are offered in a Satin Nickel or Antique Bronze finish and measure 15"H x 5"W and extend 5" out from the wall. | WALL SCONCE | Quinn | Wall / Bath Lighting | Polished Nickel | PN | Steel | White Parchment | L:4" W:4" H:5.5" |  |  | 1 Candelabra B Torpedo 60w |  | 1 | No | [14 empty] | 0 | [12 empty] | 41.45 | 82.9 | 124.35 | W:5'' H:14 7/8'' E:5'' | 1.8 |  |  | 5 | 14.875 | Screw(s) |  |  |  |  | 5 | [25 empty] | DP:3/4'' W:5'' H:5'' OB UP:12 3/8'' Square |  |  |  | 8 |  |  |  | Hardwired | 0 | 0 | 0 | 0 | 0 | 0 | 0 | 0 | 0 | 0 | 0 | 014817574302 | 13.75 | 7.5 | 6.5 | 2.5 | 0.388 | 125 | Yes | [9 empty] | cETL Damp | QUINN 1L SCONCE PLSH NKL | 1 - Light Wall Sconce |  | WB1872PN.jpg | WB1872PN.jpg
WB1874ANBZ | 1 - Light Wall Sconce | The Silo Collection of Wall Sconce lighting by Feiss makes a real statement with a vertical, cylindrical design true to its name. Silo sconces are crafted using a double-shade technique, with clear glass on the outer shade and a metal mesh lining on the inner shade. A square base and "arm" with clean, seamless edges hold the glass in place. Silo wall sconces are available in two finishes: a more contemporary Polished Nickel finish or a more gilded Antique Bronze finish. Silo 1-light wall sconces measure 15"H x 4.75"W and extend 4" out from the wall, making it ADA compliant. Silo is a matching fixture to the Feiss Bluffton Collection, but is versatile enough to be used in many types of decor. | WALL SCONCE | Silo | Wall / Bath Lighting | Antique Bronze | ANBZ | Steel | Clear Glass | D:2.75" H:12.125" |  | Oil Rubbed Bronze Stainless Steel | 1 Candelabra B Torpedo 60w |  | 1 | No | [14 empty] | 0 | [12 empty] | 81.45 | 162.9 | 244.35 | W:4 3/4'' H:15'' E:4'' | 3.9 |  |  | 4.75 | 15 | Screw(s) |  |  |  |  | 4 | [25 empty] | DP:5/8'' W:4 3/4'' H:15'' OB UP:7 1/2'' Rectangular |  |  |  | 8 | Black/White |  |  | Hardwired | 1 | 0 | 0 | 0 | 0 | 0 | 0 | 0 | 0 | 0 | 0 | 014817574357 | 18.75 | 7.75 | 7.75 | 5.1 | 0.652 | 125 | Yes | [8 empty] | UL Damp | cUL Damp | SILO 1L SCONCE ANT BRZ | 1 - Light Wall Sconce |  | WB1874ANBZ.jpg | WB1874ANBZ.jpg
WB1874PN | 1 - Light Wall Sconce | The Silo Collection of Wall Sconce lighting by Feiss makes a real statement with a vertical, cylindrical design true to its name. Silo sconces are crafted using a double-shade technique, with clear glass on the outer shade and a metal mesh lining on the inner shade. A square base and "arm" with clean, seamless edges hold the glass in place. Silo wall sconces are available in two finishes: a more contemporary Polished Nickel finish or a more gilded Antique Bronze finish. Silo 1-light wall sconces measure 15"H x 4.75"W and extend 4" out from the wall, making it ADA compliant. Silo is a matching fixture to the Feiss Bluffton Collection, but is versatile enough to be used in many types of decor. | WALL SCONCE | Silo | Wall / Bath Lighting | Polished Nickel | PN | Steel | Clear Glass | D:2.75" H:12.125" |  | Polished Nickel Stainless Steel | 1 Candelabra B Torpedo 60w |  | 1 | No | [14 empty] | 0 | [12 empty] | 81.45 | 162.9 | 244.35 | W:4 3/4'' H:15'' E:4'' | 3.9 |  |  | 4.75 | 15 | Screw(s) |  |  |  |  | 4 | [25 empty] | DP:5/8'' W:4 3/4'' H:15'' OB UP:7 1/2'' Rectangular |  |  |  | 8 | Black/White |  |  | Hardwired | 1 | 0 | 0 | 0 | 0 | 0 | 0 | 0 | 0 | 0 | 0 | 014817574340 | 18.75 | 8 | 7.75 | 5.2 | 0.673 | 125 | Yes | [8 empty] | UL Damp | cUL Damp | SILO 1L SCONCE PLSH NKL | 1 - Light Wall Sconce |  | WB1874PN.jpg | WB1874PN.jpg
WB1875DWZ/DWG | 2 - Light Wall Sconce | The Nori Collection features vintage elements like beautifully cascading Driftwood Grey Wood beads and the rustic flair of a Dark Weathered Zinc finish. On the chandeliers, an optional large Driftwood Grey Wood bead suspends from the center of the frame, adding a touch of elegance to a traditional silhouette. | WALL SCONCE | Nori | Wall / Bath Lighting | Dark Weathered Zinc / Driftwood Grey | DWZ/DWG | Steel |  |  |  |  | 2 Candelabra B10 Torpedo 60w |  | 2 | No | [14 empty] | 0 | [12 empty] | 86.95 | 173.9 | 260.85 | W:11'' H:19 5/8'' E:5 3/4'' | 3.1 |  |  | 11 | 19.625 | Cap Nuts |  |  |  |  | 5.75 | [25 empty] | DP:3/4'' W:4 3/4'' H:7 7/8'' OB UP:15 5/8'' Oval |  |  |  | 8 |  |  |  | Hardwired | 0 | 0 | 0 | 0 | 0 | 0 | 0 | 0 | 0 | 0 | 0 | 014817574449 | 13.5 | 14 | 9 | 4.2 | 0.984 | 175 | Yes | [9 empty] | cETL Damp | NORI 2L SCONCE D.WTH ZNC | 2 - Light Wall Sconce |  | WB1875DWZDWG.jpg | WB1875DWZDWG.jpg
WB1876CH-L1 | 18" LED Wall Sconce | The sleek linear profile of the Cutler Collection creates a perfect, contemporary backdrop for two unique glass options. Tiles of either Clear Crackle glass or Clear Staggered Rock glass are set in an organic version of a subway tile "look" and allow the LED light to shine through, adding rich sparkle to the room. Cutler is available in three finish options: Chrome, Oil Rubbed Bronze and Satin Nickel. The energy-efficient integrated LED has a CCT of 2700K on the "-LED" fixtures and a CCT of 3000K on the "-L1" fixtures. | BATH | Cutler | Wall / Bath Lighting | Chrome | CH | Steel | Undefined Glass |  |  | Undefined Acrylic |  |  | 0 | No | 1350 | 3000 | 90 | 15 | 120 | 19 - Integrated | LED - Array |  | 10 | 100 | LED | 15 | 15 | 50000 | 0 | [12 empty] | 145.45 | 290.9 | 436.35 | W:18'' H:5'' E:4 3/8'' | 3 |  |  | 18 | 5 | Set Screw(s) |  |  |  |  | 4.375 | [25 empty] | DP:1 3/8'' W:5'' H:5'' OB UP:2 1/2'' Square |  |  |  | 8 |  |  |  | Hardwired | 0 | 0 | 0 | 0 | 1 | 0 | 1 | 0 | 0 | 0 | 0 | 014817580129 | 22 | 9.5 | 7.25 | 5.8 | 0.877 | 125 | Yes | [9 empty] | cETL Damp | CUTLER 18IN SCONCE CH STAGGER | 18" LED Wall Sconce |  | WB1876CH-L1_ALT.JPEG | WB1876CHL1.jpg
WB1876ORB-L1 | 18" LED Wall Sconce | The sleek linear profile of the Cutler Collection creates a perfect, contemporary backdrop for two unique glass options. Tiles of either Clear Crackle glass or Clear Staggered Rock glass are set in an organic version of a subway tile "look" and allow the LED light to shine through, adding rich sparkle to the room. Cutler is available in three finish options: Chrome, Oil Rubbed Bronze and Satin Nickel. The energy-efficient integrated LED has a CCT of 2700K on the "-LED" fixtures and a CCT of 3000K on the "-L1" fixtures. | BATH | Cutler | Wall / Bath Lighting | Oil Rubbed Bronze | ORB | Steel | Undefined Glass |  |  | Undefined Acrylic |  |  | 0 | No | 1350 | 3000 | 90 | 15 | 120 | 19 - Integrated | LED - Array |  | 10 | 100 | LED | 15 | 15 | 50000 | 0 | [12 empty] | 145.45 | 290.9 | 436.35 | W:18'' H:5'' E:4 3/8'' | 3 |  |  | 18 | 5 | Set Screw(s) |  |  |  |  | 4.375 | [25 empty] | DP:1 3/8'' W:5'' H:5'' OB UP:2 1/2'' Square |  |  |  | 8 |  |  |  | Hardwired | 0 | 0 | 0 | 0 | 1 | 0 | 1 | 0 | 0 | 0 | 0 | 014817580112 | 22.25 | 9.75 | 7.25 | 5.8 | 0.91 | 125 | Yes | [9 empty] | cETL Damp | CUTLER 18IN SCONCE ORB STAGGER | 18" LED Wall Sconce |  | WB1876ORB-L1_ALT.JPEG | WB1876ORBL1.jpg
WB1876SN-L1 | 18" LED Wall Sconce | The sleek linear profile of the Cutler Collection creates a perfect, contemporary backdrop for two unique glass options. Tiles of either Clear Crackle glass or Clear Staggered Rock glass are set in an organic version of a subway tile "look" and allow the LED light to shine through, adding rich sparkle to the room. Cutler is available in three finish options: Chrome, Oil Rubbed Bronze and Satin Nickel. The energy-efficient integrated LED has a CCT of 2700K on the "-LED" fixtures and a CCT of 3000K on the "-L1" fixtures. | BATH | Cutler | Wall / Bath Lighting | Satin Nickel | SN | Steel | Undefined Glass |  |  | Undefined Acrylic |  |  | 0 | No | 1350 | 3000 | 90 | 15 | 120 | 19 - Integrated | LED - Array |  | 10 | 100 | LED | 15 | 15 | 50000 | 0 | [12 empty] | 145.45 | 290.9 | 436.35 | W:18'' H:5'' E:4 3/8'' | 3 |  |  | 18 | 5 | Set Screw(s) |  |  |  |  | 4.375 | [25 empty] | DP:1 3/8'' W:5'' H:5'' OB UP:2 1/2'' Square |  |  |  | 8 |  |  |  | Hardwired | 0 | 0 | 0 | 0 | 1 | 0 | 1 | 0 | 0 | 0 | 0 | 014817580136 | 22 | 9.75 | 7.25 | 5.8 | 0.9 | 125 | Yes | [9 empty] | cETL Damp | CUTLER 18IN SCONCE SN STAGGER | 18" LED Wall Sconce |  | WB1876SN-L1_ALT.JPEG | WB1876SNL1.jpg
WB1877WOW/AF | 1 - Light Wall Sconce | The Gannet Collection exudes rustic flair with a two-tone finish of painted, distressed Weathered Oak on an Antique Forged Iron metal frame. Crisp edges and bold lines pair with open, airy frames on the sides and crown that soften this iconic lantern silhouette. | WALL SCONCE | Gannet | Wall / Bath Lighting | Weathered Oak Wood / Antique Forged Iron | WOW/AF | Steel |  |  |  |  | 1 Candelabra B10 Torpedo 60w |  | 1 | No | [14 empty] | 0 | [12 empty] | 81.45 | 162.9 | 244.35 | W:8 5/8'' H:14 1/8'' E:4 5/8'' | 3.4 |  |  | 8.625 | 14.125 | Wall / Bath |  |  |  |  | 4.625 | [25 empty] | DP:5/8'' W:8 5/8'' H:11 1/4'' OB UP:7 1/8'' Irregular |  |  |  | 8 |  |  |  | Hardwired | 0 | 0 | 0 | 0 | 0 | 0 | 0 | 0 | 0 | 0 | 0 | 014817574135 | 14 | 11.25 | 6 | 4.7 | 0.547 | 100 | Yes | [9 empty] | cETL Damp | GANNET 1L SCONCE WTH OAK-AF IR | 1 - Light Wall Sconce |  | WB1877WOWAF.jpg | WB1877WOWAF.jpg
WB1878CH-L1 | 36" LED Vanity | The sleek linear profile of the Cutler Collection creates a perfect, contemporary backdrop for two unique glass options. Tiles of either Clear Crackle glass or Clear Staggered Rock glass are set in an organic version of a subway tile "look" and allow the LED light to shine through, adding rich sparkle to the room. Cutler is available in three finish options: Chrome, Oil Rubbed Bronze and Satin Nickel. The energy-efficient integrated LED has a CCT of 2700K on the "-LED" fixtures and a CCT of 3000K on the "-L1" fixtures. | BATH | Cutler | Wall / Bath Lighting | Chrome | CH | Steel | Undefined Glass |  |  | Undefined Acrylic |  |  | 1 | No | 2700 | 3000 | 90 | 30 | 120 | 19 - Integrated | LED - Array |  | 10 | 100 | LED | 30 | 30 | 50000 | 0 | [12 empty] | 256.95 | 513.9 | 770.85 | W:36'' H:5'' E:4 3/8'' | 6 |  |  | 36 | 5 | Set Screw(s) |  |  |  |  | 4.375 | [25 empty] | DP:1 3/8'' W:5'' H:5'' OB UP:2 1/2'' Square |  |  |  | 8 |  |  |  | Hardwired | 0 | 0 | 0 | 0 | 1 | 0 | 1 | 0 | 0 | 0 | 0 | 014817580150 | 42.5 | 9.75 | 7.5 | 9.8 | 1.799 | 175 | Yes | [9 empty] | cETL Damp | CUTLER 36IN SCONCE CH CRACKLE | 36" LED Vanity |  | WB1878CH-L1_ALT.JPEG | WB1878CHL1.jpg
WB1878ORB-L1 | 36" LED Vanity | The sleek linear profile of the Cutler Collection creates a perfect, contemporary backdrop for two unique glass options. Tiles of either Clear Crackle glass or Clear Staggered Rock glass are set in an organic version of a subway tile "look" and allow the LED light to shine through, adding rich sparkle to the room. Cutler is available in three finish options: Chrome, Oil Rubbed Bronze and Satin Nickel. The energy-efficient integrated LED has a CCT of 2700K on the "-LED" fixtures and a CCT of 3000K on the "-L1" fixtures. | BATH | Cutler | Wall / Bath Lighting | Oil Rubbed Bronze | ORB | Steel | Undefined Glass |  |  | Undefined Acrylic | 1 Integrated Array 30w |  | 1 | Yes | 2700 | 3000 | 90 | 30 | 120 | 19 - Integrated | LED - Array |  | 10 | 100 | LED | 30 | 30 | 50000 | 0 | [12 empty] | 256.95 | 513.9 | 770.85 | W:36'' H:5'' E:4 3/8'' | 6 |  |  | 36 | 5 | Set Screw(s) |  |  |  |  | 4.375 | [25 empty] | DP:1 3/8'' W:5'' H:5'' OB UP:2 1/2'' Square |  |  |  | 8 |  |  |  | Hardwired | 0 | 0 | 0 | 0 | 1 | 0 | 1 | 0 | 0 | 0 | 0 | 014817580143 | 42.5 | 9.75 | 7.5 | 9.8 | 1.799 | 175 | Yes | [9 empty] | cETL Damp | CUTLER 36IN SCONCE ORB CRACKLE | 36" LED Vanity |  | WB1878ORB-L1_ALT.JPEG | WB1878ORBL1.jpg
WB1878SN-L1 | 36" LED Vanity | The sleek linear profile of the Cutler Collection creates a perfect, contemporary backdrop for two unique glass options. Tiles of either Clear Crackle glass or Clear Staggered Rock glass are set in an organic version of a subway tile "look" and allow the LED light to shine through, adding rich sparkle to the room. Cutler is available in three finish options: Chrome, Oil Rubbed Bronze and Satin Nickel. The energy-efficient integrated LED has a CCT of 2700K on the "-LED" fixtures and a CCT of 3000K on the "-L1" fixtures. | BATH | Cutler | Wall / Bath Lighting | Satin Nickel | SN | Steel | Undefined Glass |  |  | Undefined Acrylic |  |  | 1 | No | 2700 | 3000 | 90 | 30 | 120 | 19 - Integrated | LED - Array |  | 10 | 100 | LED | 30 | 30 | 50000 | 0 | [12 empty] | 256.95 | 513.9 | 770.85 | W:36'' H:5'' E:4 3/8'' | 6 |  |  | 36 | 5 | Set Screw(s) |  |  |  |  | 4.375 | [25 empty] | DP:1 3/8'' W:5'' H:5'' OB UP:2 1/2'' Square |  |  |  | 8 |  |  |  | Hardwired | 0 | 0 | 0 | 0 | 1 | 0 | 1 | 0 | 0 | 0 | 0 | 014817580167 | 42.5 | 9.75 | 7.5 | 9.8 | 1.799 | 175 | Yes | [9 empty] | cETL Damp | CUTLER 36IN SCONCE SN CRACKLE | 36" LED Vanity |  | WB1878SN-L1_ALT.JPEG | WB1878SNL1.jpg
WB1879CH-L1 | 36" LED Vanity | The sleek linear profile of the Cutler Collection creates a perfect, contemporary backdrop for two unique glass options. Tiles of either Clear Crackle glass or Clear Staggered Rock glass are set in an organic version of a subway tile "look" and allow the LED light to shine through, adding rich sparkle to the room. Cutler is available in three finish options: Chrome, Oil Rubbed Bronze and Satin Nickel. The energy-efficient integrated LED has a CCT of 2700K on the "-LED" fixtures and a CCT of 3000K on the "-L1" fixtures. | BATH | Cutler | Wall / Bath Lighting | Chrome | CH | Steel | Undefined Glass |  |  | Undefined Acrylic |  |  | 1 | No | 2700 | 3000 | 90 | 30 | 120 | 19 - Integrated | LED - Array |  | 10 | 100 | LED | 30 | 30 | 50000 | 0 | [12 empty] | 256.95 | 513.9 | 770.85 | W:36'' H:5'' E:4 3/8'' | 3.5 |  |  | 36 | 5 | Set Screw(s) |  |  |  |  | 4.375 | [25 empty] | DP:1 3/8'' W:5'' H:5'' OB UP:2 1/2'' Square |  |  |  | 8 |  |  |  | Hardwired | 0 | 0 | 0 | 0 | 1 | 0 | 1 | 0 | 0 | 0 | 0 | 014817580181 | 42.25 | 9.5 | 7.25 | 9.8 | 1.684 | 175 | Yes | [9 empty] | cETL Damp | CUTLER 36IN SCONCE CH STAGGER | 36" LED Vanity |  | WB1879CH-L1_ALT.JPEG | WB1879CHL1.jpg
WB1879ORB-L1 | 36" LED Vanity | The sleek linear profile of the Cutler Collection creates a perfect, contemporary backdrop for two unique glass options. Tiles of either Clear Crackle glass or Clear Staggered Rock glass are set in an organic version of a subway tile "look" and allow the LED light to shine through, adding rich sparkle to the room. Cutler is available in three finish options: Chrome, Oil Rubbed Bronze and Satin Nickel. The energy-efficient integrated LED has a CCT of 2700K on the "-LED" fixtures and a CCT of 3000K on the "-L1" fixtures. | BATH | Cutler | Wall / Bath Lighting | Oil Rubbed Bronze | ORB | Steel | Undefined Glass |  |  | Undefined Acrylic |  |  | 1 | No | 2700 | 3000 | 90 | 30 | 120 | 19 - Integrated | LED - Array |  | 10 | 100 | LED | 30 | 30 | 50000 | 0 | [12 empty] | 256.95 | 513.9 | 770.85 | W:36'' H:5'' E:4 3/8'' | 3.5 |  |  | 36 | 5 | Set Screw(s) |  |  |  |  | 4.375 | [25 empty] | DP:1 3/8'' W:5'' H:5'' OB UP:2 1/2'' Square |  |  |  | 8 |  |  |  | Hardwired | 0 | 0 | 0 | 0 | 1 | 0 | 1 | 0 | 0 | 0 | 0 | 014817580174 | 42.5 | 9.75 | 7.25 | 9.9 | 1.739 | 175 | Yes | [9 empty] | cETL Damp | CUTLER 36IN SCONCE ORB STAGGER | 36" LED Vanity |  | WB1879ORB-L1_ALT.JPEG | WB1879ORBL1.jpg
WB1879SN-L1 | 36" LED Vanity | The sleek linear profile of the Cutler Collection creates a perfect, contemporary backdrop for two unique glass options. Tiles of either Clear Crackle glass or Clear Staggered Rock glass are set in an organic version of a subway tile "look" and allow the LED light to shine through, adding rich sparkle to the room. Cutler is available in three finish options: Chrome, Oil Rubbed Bronze and Satin Nickel. The energy-efficient integrated LED has a CCT of 2700K on the "-LED" fixtures and a CCT of 3000K on the "-L1" fixtures. | BATH | Cutler | Wall / Bath Lighting | Satin Nickel | SN | Steel | Undefined Glass |  |  | Undefined Acrylic |  |  | 1 | No | 2700 | 3000 | 90 | 30 | 120 | 19 - Integrated | LED - Array |  | 10 | 100 | LED | 30 | 30 | 50000 | 0 | [12 empty] | 256.95 | 513.9 | 770.85 | W:36'' H:5'' E:4 3/8'' | 3.5 |  |  | 36 | 5 | Set Screw(s) |  |  |  |  | 4.375 | [25 empty] | DP:1 3/8'' W:5'' H:5'' OB UP:2 1/2'' Square |  |  |  | 8 |  |  |  | Hardwired | 0 | 0 | 0 | 0 | 1 | 0 | 1 | 0 | 0 | 0 | 0 | 014817580198 | 42.5 | 9.5 | 7.25 | 10.1 | 1.694 | 125 | Yes | [9 empty] | cETL Damp | CUTLER 36IN SCONCE SN STAGGER | 36" LED Vanity |  | WB1879SN-L1_ALT.JPEG | WB1879SNL1.jpg
WB1884DA | 2 - Light Wall Sconce | Patrice showcases Feiss' Collection's unwavering commitment to robust construction and craftsmanship. Using our NEW Deep Abyss finish, Patrice is heavily textured and tactile, appearing as though it was pulled from a shipwreck. This humble design with its oval motifs is fitting for a wide range of decor. Patrice also features three outdoor fixtures with a rustic Dark Weathered Zinc finish. The outdoor chandeliers include glass candle covers to protect the lamping. All Patrice chandeliers are damp-rated for use in indoor and covered outdoor spaces. | WALL SCONCE | Patrice | Wall / Bath Lighting | Deep Abyss | DA | Steel | Clear Glass | L:5.375" W:0.125" H:15.875" |  |  | 2 Candelabra Torpedo 60w |  | 2 | No | [14 empty] | 0 | [12 empty] | 92.95 | 185.9 | 278.85 | W:6'' H:17 1/4'' E:5 1/8'' | 6 |  |  | 6 | 17.25 | Wall / Bath |  |  |  |  | 5.125 | [25 empty] | DP:3/4'' W:5 3/8'' H:17 1/4'' OB UP:8 1/8'' Rectangular |  |  |  | 8 |  |  |  | Hardwired | 0 | 0 | 0 | 0 | 0 | 0 | 0 | 0 | 0 | 0 | 0 | 014817579291 | 21.75 | 9.75 | 9 | 8.2 | 1.104 | 125 | Yes | [9 empty] | cETL Damp | PATRICE 2L WALL SCONCE DEEP ABYSS | 2 - Light Wall Sconce |  | WB1884DA.jpg | WB1884DA.jpg
WB1885TXB/CH | 1 - Light Wall Sconce | The Art-Deco-inspired Broderick features bold, angular lines in a rich, two-toned finish of shiny Chrome with Textured Black. Each of Broderick's clear glass shades rest atop a cylindrical bobeche, adding dimension to a smooth, structured silhouette. | WALL SCONCE | Broderick | Wall / Bath Lighting | Textured Black / Chrome | TXB / CH | Steel | Clear Glass | D:2.375" H:8" |  |  | 1 Candelabra Torpedo 60w |  | 1 | No | [14 empty] | 0 | [12 empty] | 55.45 | 110.9 | 166.35 | W:4 1/2'' H:13 3/4'' E:3 7/8'' | 2.6 |  |  | 4.5 | 13.75 | Wall / Bath |  |  |  |  | 3.875 | [25 empty] | DP:3/4'' W:4 1/2'' H:9 1/8'' OB UP:8 1/8'' Rectangular |  |  |  | 8 |  |  |  | Hardwired | 1 | 0 | 0 | 0 | 0 | 0 | 0 | 0 | 0 | 0 | 0 | 014817579369 | 12.25 | 10.75 | 7.25 | 3.1 | 0.553 | 175 | Yes | [9 empty] | cETL Damp | BRODERICK 1L WALL SCONCE TXB/CH | 1 - Light Wall Sconce |  | WB1885TXBCH.jpg | WB1885TXBCH.jpg
WB1888WGR | 2 - Light Wall Sconce | Traditional with soft feminine features, the Maryville chandelier and wall sconce exude time-worn French Country style. Maryville's defining features include floral-inspired bobeches, turning details on the center column, delicate wood bead strands and our NEW weathered Washed Grey finish. | WALL SCONCE | Maryville | Wall / Bath Lighting | Washed Grey | WGR | Steel |  |  |  |  | 2 Candelabra Torpedo 60w |  | 2 | No | [14 empty] | 0 | [12 empty] | 81.45 | 162.9 | 244.35 | W:14'' H:21'' E:6 5/8'' | 3.2 |  |  | 14 | 21 | Wall / Bath |  |  |  |  | 6.625 | [25 empty] | DP:7/8'' W:5'' OB UP:13 7/8'' Round |  |  |  | 8 |  |  |  | Hardwired | 0 | 0 | 0 | 0 | 0 | 0 | 0 | 0 | 0 | 0 | 0 | 014817579574 | 16.5 | 10.75 | 9 | 3.9 | 0.924 | 175 | Yes | [9 empty] | cETL Damp | MARYVILLE 2L WALL SCONCE WGR | 2 - Light Wall Sconce | UP MOUNT ONLY | WB1888WGR.jpg | WB1888WGR.jpg
WB1891ANBZ | 2 - Light Wall Sconce | Woodruff is a modern interpretation of a classic lantern silhouette, complete with an open, airy frame, vented details at the top and floating candle tubes within. Woodruff is inspired by a historical lantern design and is available in two finish options of either Polished Nickel or Antique Bronze. | WALL SCONCE | Woodruff | Wall / Bath Lighting | Antique Bronze | ANBZ | Steel |  |  |  |  | 2 Candelabra Torpedo 60w |  | 2 | No | [14 empty] | 0 | [12 empty] | 104.45 | 208.9 | 313.35 | W:9'' H:11 3/4'' E:3 7/8'' | 5 |  |  | 9 | 11.75 | Wall / Bath |  |  |  |  | 3.875 | [25 empty] | DP:5/8'' W:7 3/8'' H:11 3/4'' OB UP:6 1/8'' Rectangular |  |  |  | 8 |  |  |  | Hardwired | 1 | 0 | 0 | 0 | 0 | 0 | 0 | 0 | 0 | 0 | 0 | 014817579833 | 15.8 | 12.25 | 7.75 | 5.1 | 0.868 | 175 | Yes | [9 empty] | cETL Damp | WOODRUFF 2L WALL SCONCE ANBZ | 2 - Light Wall Sconce | up mount only | WB1891ANBZ.jpg | WB1891ANBZ.jpg
WB1891PN | 2 - Light Wall Sconce | Woodruff is a modern interpretation of a classic lantern silhouette, complete with an open, airy frame, vented details at the top and floating candle tubes within. Woodruff is inspired by a historical lantern design and is available in two finish options of either Polished Nickel or Antique Bronze. | WALL SCONCE | Woodruff | Wall / Bath Lighting | Polished Nickel | PN | Steel |  |  |  |  | 2 Candelabra Torpedo 60w |  | 2 | No | [14 empty] | 0 | [12 empty] | 115.95 | 231.9 | 347.85 | W:9'' H:11 3/4'' E:3 7/8'' | 5 |  |  | 9 | 11.75 | Wall / Bath |  |  |  |  | 3.875 | [25 empty] | DP:5/8'' W:7 3/8'' H:11 3/4'' OB UP:6 1/8'' Rectangular |  |  |  | 8 |  |  |  | Hardwired | 1 | 0 | 0 | 0 | 0 | 0 | 0 | 0 | 0 | 0 | 0 | 014817579758 | 15.25 | 12.5 | 7.5 | 5.1 | 0.827 | 125 | Yes | [9 empty] | cETL Damp | WOODRUFF 2L WALL SCONCE PN | 2 - Light Wall Sconce | up mount only | WB1891PN.jpg | WB1891PN.jpg
WB1892ANBZ | 1 - Light Wall Sconce | Woodruff is a modern interpretation of a classic lantern silhouette, complete with an open, airy frame, vented details at the top and floating candle tubes within. Woodruff is inspired by a historical lantern design and is available in two finish options of either Polished Nickel or Antique Bronze. | WALL SCONCE | Woodruff | Wall / Bath Lighting | Antique Bronze | ANBZ | Steel |  |  |  |  | 1 Candelabra Torpedo 60w |  | 1 | No | [14 empty] | 0 | [12 empty] | 84.45 | 168.9 | 253.35 | W:5'' H:16'' E:3 7/8'' | 4 |  |  | 5 | 16 | Wall / Bath |  |  |  |  | 3.875 | [25 empty] | DP:5/8'' W:3 3/8'' H:16'' OB UP:8'' Rectangular |  |  |  | 8 |  |  |  | Hardwired | 1 | 0 | 0 | 0 | 0 | 0 | 0 | 0 | 0 | 0 | 0 | 014817579857 | 19 | 8.5 | 7.5 | 5 | 0.701 | 125 | Yes | [9 empty] | cETL Damp | WOODRUFF 1L WALL SCONCE ANBZ | 1 - Light Wall Sconce | up mount only | WB1892ANBZ.jpg | WB1892ANBZ.jpg
WB1892PN | 1 - Light Wall Sconce | Woodruff is a modern interpretation of a classic lantern silhouette, complete with an open, airy frame, vented details at the top and floating candle tubes within. Woodruff is inspired by a historical lantern design and is available in two finish options of either Polished Nickel or Antique Bronze. | WALL SCONCE | Woodruff | Wall / Bath Lighting | Polished Nickel | PN | Steel |  |  |  |  | 1 Candelabra Torpedo 60w |  | 1 | No | [14 empty] | 0 | [12 empty] | 92.95 | 185.9 | 278.85 | W:5'' H:16'' E:3 7/8'' | 4 |  |  | 5 | 16 | Wall / Bath |  |  |  |  | 3.875 | [25 empty] | DP:5/8'' W:3 3/8'' H:16'' OB UP:8'' Rectangular |  |  |  | 8 |  |  |  | Hardwired | 1 | 0 | 0 | 0 | 0 | 0 | 0 | 0 | 0 | 0 | 0 | 014817579772 | 19.8 | 8.8 | 7.75 | 5.1 | 0.781 | 125 | Yes | [9 empty] | cETL Damp | WOODRUFF 1L WALL SCONCE PN | 1 - Light Wall Sconce | up mount only | WB1892PN.jpg | WB1892PN.jpg
WB1896ANBZ | 1 - Light Wall Sconce | Embracing a diamond theme throughout each fixture, Myron delights with bold details on the arm and bobeche and crisp, angular lines on the diamond-shaped backplate. Light diffuses perfectly through a White lined Parchment shade. Myron sconces are available in either a Chrome or Antique Bronze finish. | WALL SCONCE | Myron | Wall / Bath Lighting | Antique Bronze | ANBZ | Steel | White Paper | L:3.125" W:3.125" H:8" |  |  | 1 Candelabra Torpedo 60w |  | 1 | No | [14 empty] | 0 | [12 empty] | 41.45 | 82.9 | 124.35 | W:7'' H:15 7/8'' E:6'' | 1.5 |  |  | 7 | 15.875 | Wall / Bath |  |  |  |  | 6 | [25 empty] | DP:5'' W:5'' H:1 1/2'' OB UP:12 1/4'' Square |  |  |  | 8 |  |  |  | Hardwired | 0 | 0 | 0 | 0 | 0 | 0 | 0 | 0 | 0 | 0 | 0 | 014817579987 | 14 | 9.25 | 8 | 2.6 | 0.6 | 175 | Yes | [9 empty] | cETL Damp | MYRON 1L WALL SCONCE ANBZ | 1 - Light Wall Sconce | UP MOUNT ONLY | WB1896ANBZ.jpg | WB1896ANBZ.jpg
WB1896CH | 1 - Light Wall Sconce | Embracing a diamond theme throughout each fixture, Myron delights with bold details on the arm and bobeche and crisp, angular lines on the diamond-shaped backplate. Light diffuses perfectly through a White lined Parchment shade. Myron sconces are available in either a Chrome or Antique Bronze finish. | WALL SCONCE | Myron | Wall / Bath Lighting | Chrome | CH | Steel | White Paper | L:3.125" W:3.125" H:8" |  |  | 1 Candelabra Torpedo 60w |  | 1 | No | [14 empty] | 0 | [12 empty] | 41.45 | 82.9 | 124.35 | W:7'' H:15 7/8'' E:6'' | 1.5 |  |  | 7 | 15.875 | Wall / Bath |  |  |  |  | 6 | [25 empty] | DP:5'' W:5'' H:1 1/2'' OB UP:12 1/4'' Square |  |  |  | 8 |  |  |  | Hardwired | 0 | 0 | 0 | 0 | 0 | 0 | 0 | 0 | 0 | 0 | 0 | 014817579970 | 14 | 9.5 | 8 | 2.6 | 0.616 | 175 | Yes | [9 empty] | cETL Damp | MYRON 1L WALL SCONCE CH | 1 - Light Wall Sconce | UP MOUNT ONLY | WB1896CH.jpg | WB1896CH.jpg
WB1898ANBZ | 1 - Light Wall Sconce | Stowe wall sconce feature arms that elegantly curve into the backplate and delicate turning details that present a tailored look. A delicate lined White Parchment shade is accompanied by either a Polished Nickel or Antique Bronze finish. | WALL SCONCE | Stowe | Wall / Bath Lighting | Antique Bronze | ANBZ | Steel | White Paper | D:4.75" H:6" |  |  | 1 Candelabra Torpedo 60w |  | 1 | No | [14 empty] | 0 | [12 empty] | 49.95 | 99.9 | 149.85 | W:4 3/4'' H:16'' E:6 3/8'' | 1.5 |  |  | 4.75 | 16 | Wall / Bath |  |  |  |  | 6.375 | [25 empty] | DP:1'' W:4 3/4'' H:6'' OB UP:13'' Rectangular |  |  |  | 8 |  |  |  | Hardwired | 0 | 0 | 0 | 0 | 0 | 0 | 0 | 0 | 0 | 0 | 0 | 014817579963 | 15.25 | 9.5 | 7.5 | 2.6 | 0.629 | 175 | Yes | [9 empty] | cETL Damp | STOWE 1L WALL SCONCE ANBZ | 1 - Light Wall Sconce | UP MOUNT ONLY | WB1898ANBZ.jpg | WB1898ANBZ.jpg
WB1898PN | 1 - Light Wall Sconce | Stowe wall sconce feature arms that elegantly curve into the backplate and delicate turning details that present a tailored look. A delicate lined White Parchment shade is accompanied by either a Polished Nickel or Antique Bronze finish. | WALL SCONCE | Stowe | Wall / Bath Lighting | Polished Nickel | PN | Steel | White Paper | D:4.75" H:6" |  |  | 1 Candelabra Torpedo 60w |  | 1 | No | [14 empty] | 0 | [12 empty] | 49.95 | 99.9 | 149.85 | W:4 3/4'' H:16'' E:6 3/8'' | 1.5 |  |  | 4.75 | 16 | Wall / Bath |  |  |  |  | 6.375 | [25 empty] | DP:1'' W:4 3/4'' H:6'' OB UP:13'' Rectangular |  |  |  | 8 |  |  |  | Hardwired | 0 | 0 | 0 | 0 | 0 | 0 | 0 | 0 | 0 | 0 | 0 | 014817579956 | 15.25 | 9.5 | 7.5 | 2.6 | 0.629 | 175 | Yes | [9 empty] | cETL Damp | STOWE 1L WALL SCONCE PN | 1 - Light Wall Sconce | UP MOUNT ONLY | WB1898PN.jpg | WB1898PN.jpg
WB1900ANBZ | 1 - Light Wall Sconce | Refined and chic, Bryan features a clean vertical arm with a barrel detail that transitions to the backplate and a crystal-adorned bobeche. An optional shade is offered with the 1-light sconce, while the 2-light sconce features a swing arm for adjustability. Polished Nickel and Antique Bronze finish options add instant sophistication to any space. | WALL SCONCE | Bryan | Wall / Bath Lighting | Antique Bronze | ANBZ | Steel | White Paper | D:4" H:5" |  |  | 1 Candelabra Torpedo 60w |  | 1 | No | [14 empty] | 0 | [12 empty] | 46.45 | 92.9 | 139.35 | W:5'' H:16 3/4'' E:5'' | 1.5 |  |  | 5 | 16.75 | Wall / Bath |  |  |  |  | 5 | [25 empty] | D:5'' DP:3/4'' OB UP:11 5/8'' Round |  |  |  | 8 |  |  |  | Hardwired | 0 | 0 | 0 | 0 | 0 | 0 | 0 | 0 | 0 | 0 | 0 | 014817580020 | 15.5 | 8 | 7.25 | 2.3 | 0.52 | 175 | Yes | [9 empty] | cETL Damp | BRYAN 1L WALL SCONE ANBZ | 1 - Light Wall Sconce | UP MOUNT ONLY | WB1900ANBZ.jpg | WB1900ANBZ.jpg
WB1900PN | 1 - Light Wall Sconce | Refined and chic, Bryan features a clean vertical arm with a barrel detail that transitions to the backplate and a crystal-adorned bobeche. An optional shade is offered with the 1-light sconce, while the 2-light sconce features a swing arm for adjustability. Polished Nickel and Antique Bronze finish options add instant sophistication to any space. | WALL SCONCE | Bryan | Wall / Bath Lighting | Polished Nickel | PN | Steel | White Paper | D:4" H:5" |  |  | 1 Candelabra Torpedo 60w |  | 1 | No | [14 empty] | 0 | [12 empty] | 46.45 | 92.9 | 139.35 | W:5'' H:16 3/4'' E:5'' | 1.5 |  |  | 5 | 16.75 | Wall / Bath |  |  |  |  | 5 | [25 empty] | D:5'' DP:3/4'' OB UP:11 5/8'' Round |  |  |  | 8 |  |  |  | Hardwired | 0 | 0 | 0 | 0 | 0 | 0 | 0 | 0 | 0 | 0 | 0 | 014817580006 | 15.5 | 8.5 | 7.5 | 2.2 | 0.572 | 250 | Yes | [9 empty] | cETL Damp | BRYAN 1L WALL SCONE PN | 1 - Light Wall Sconce | UP MOUNT ONLY | WB1900PN.jpg | WB1900PN.jpg
WB1901ANBZ | 2 - Light Wall Sconce | Refined and chic, Bryan features a clean vertical arm with a barrel detail that transitions to the backplate and a crystal-adorned bobeche. An optional shade is offered with the 1-light sconce, while the 2-light sconce features a swing arm for adjustability. Polished Nickel and Antique Bronze finish options add instant sophistication to any space. | WALL SCONCE | Bryan | Wall / Bath Lighting | Antique Bronze | ANBZ | Steel |  |  |  |  | 2 Candelabra Torpedo 60w |  | 2 | No | [14 empty] | 0 | [12 empty] | 81.45 | 162.9 | 244.35 | W:5'' H:17 3/8'' E:5 3/8'' | 3 |  |  | 5 | 17.375 | Wall / Bath |  |  |  |  | 5.375 | [25 empty] | D:5'' DP:3/4'' OB UP:11 1/2'' Round |  |  |  | 8 |  |  |  | Hardwired | 0 | 0 | 0 | 0 | 0 | 0 | 0 | 0 | 0 | 0 | 0 | 014817580013 | 20.25 | 8.25 | 8.25 | 3.4 | 0.798 | 175 | Yes | [9 empty] | cETL Damp | BRYAN 2L WALL SCONE ANBZ | 2 - Light Wall Sconce | UP MOUNT ONLY | WB1901ANBZ.jpg | WB1901ANBZ.jpg
WB1901PN | 2 - Light Wall Sconce | Refined and chic, Bryan features a clean vertical arm with a barrel detail that transitions to the backplate and a crystal-adorned bobeche. An optional shade is offered with the 1-light sconce, while the 2-light sconce features a swing arm for adjustability. Polished Nickel and Antique Bronze finish options add instant sophistication to any space. | WALL SCONCE | Bryan | Wall / Bath Lighting | Polished Nickel | PN | Steel |  |  |  |  | 2 Candelabra Torpedo 60w |  | 2 | No | [14 empty] | 0 | [12 empty] | 81.45 | 162.9 | 244.35 | W:5'' H:17 3/8'' E:5 3/8'' | 3 |  |  | 5 | 17.375 | Wall / Bath |  |  |  |  | 5.375 | [25 empty] | D:5'' DP:3/4'' OB UP:11 1/2'' Round |  |  |  | 8 |  |  |  | Hardwired | 0 | 0 | 0 | 0 | 0 | 0 | 0 | 0 | 0 | 0 | 0 | 014817579994 | 20 | 8.25 | 8.25 | 3.5 | 0.788 | 175 | Yes | [9 empty] | cETL Damp | BRYAN 2L WALL SCONE PN | 2 - Light Wall Sconce | UP MOUNT ONLY | WB1901PN.jpg | WB1901PN.jpg
WB1910FWO/DWW | 2-Light Wall Sconce | The Beverly Collection features a stunning combination of rustic, time-worn finishes like Distressed White Wood on the cascading beads, our vintage-inspired French Washed Oak finish on the frame and candle tubes, and Weathered Iron on the chain. Together these elements create a warm, and elegantly simple update to these traditionally-styled fixtures. | WALL SCONCE | Beverly | Wall / Bath Lighting | French Washed Oak / Distressed White Wood | FWO/DWW | Steel |  |  |  |  | 2 Candelabra B10 Torpedo 60w |  | 2 | No | [14 empty] | 0 | [12 empty] | 92.95 | 185.9 | 278.85 | W:9 3/8'' H:12 1/2'' E:5 5/8'' | 1.32 |  |  | 9.375 | 12.5 | Cap Nuts |  |  |  |  | 5.625 | [25 empty] | D:4 3/4'' DP:7/8'' OB UP:5 3/8'' Round |  |  |  | 8 |  |  |  | Hardwired | 0 | 0 | 0 | 0 | 0 | 0 | 0 | 0 | 0 | 0 | 0 | 014817587579 | 12 | 10.25 | 8.25 | 2.6 | 0.587 | 175 | Yes | [9 empty] | cETL Damp | 2L BEVERLY WALL SCONCE FWO/DWW | 2L BEVERLY WALL SCONCE FWO/DWW |  | WB1910FWODWW.jpg | WB1910FWODWW.jpg
WB1920ADB | 2 - Light Wall Sconce | As one of the new product families expanding Feiss’ French Country category, sweeping lines, solid wood beads—and gold leaf accents with our new Antique Guild finish—give Marielle a chic touch. Assortment includes a 12-light chandelier, eight-light chandelier and a two-light wall sconce. | WALL SCONCE | Marielle | Wall / Bath Lighting | Antique Gild | ADB | Steel |  |  |  |  | 2 Candelabra Torpedo 60w |  | 2 | No | [14 empty] | 0 | [12 empty] | 76.45 | 152.9 | 229.35 | W:10 1/2'' H:16 1/2'' E:3 3/4'' | 2.2 |  |  | 10.5 | 16.5 | Wall / Bath |  |  |  |  | 3.75 | [25 empty] | DP:1'' W:5'' H:8'' OB UP:10 5/8'' OB DOWN:5 7/8'' Tripod |  |  |  | 8 | Black/White |  |  | Hardwired | 0 | 0 | 0 | 0 | 0 | 0 | 0 | 0 | 0 | 0 | 0 | 014817592191 | 17.75 | 13.18 | 6.25 | 3.9 | 0.846 | 175 | Yes | [8 empty] | ETL Damp | cETL Damp | 2L MARIELLE WALL SCONCE ADB | 2 - Light Wall Sconce |  | WB1920ADB.jpg | WB1920ADB.jpg
WB1940AI | 1 - Light Wall Sconce | The epitome of Mountain Luxe, Ansley has a historical, raw material look with sturdy framing. Its New Aged Iron finish gives it an artisanal, hard-forged feel. The assortment includes: 12-Light Chandelier, 8-Light Chandelier, 8-Light Linear, one-light sconce and vanity silhouettes. | WALL SCONCE | Ansley | Wall / Bath Lighting | Aged Iron | AI | Steel | White Linen Linen | D:4.75" H:6.75" |  |  | 1 Candelabra Torpedo 60w |  | 1 | No | [14 empty] | 0 | [12 empty] | 65.45 | 130.9 | 196.35 | W:4 3/4'' H:26 1/2'' E:6 1/8'' | 2.2 |  |  | 4.75 | 26.5 | Wall / Bath |  |  |  |  | 6.125 | [25 empty] | DP:3/4'' W:4 3/4'' H:6'' OB UP:14 1/2'' OB DOWN:12'' Rectangular |  |  |  | 8 |  |  |  | Hardwired | 0 | 0 | 0 | 0 | 0 | 0 | 0 | 0 | 0 | 0 | 0 | 014817592351 | 21.38 | 9.18 | 7.78 | 4 | 0.884 | 175 | Yes | [8 empty] | ETL Damp | cETL Damp | 1L ANSLEY WALL SCONCE AI | 1 - Light Wall Sconce |  | WB1940AI.jpg | WB1940AI.jpg
WB1960ADB | 1 - Light Wall Sconce | Sophisticated and sleek, the Thayer Collection is a refreshing interpretation of a traditional four-sided lantern softened with graceful curved lines. Thayer is available in three stunning finishes: our New Antique Guild finish, industrial-inspired Smith Steel or Polished Nickel . | WALL SCONCE | Thayer | Wall / Bath Lighting | Antique Gild | ADB | Steel |  |  |  |  | 1 Candelabra Torpedo 60w |  | 1 | No | [14 empty] | 0 | [12 empty] | 109.45 | 218.9 | 328.35 | W:9 7/8'' H:14 1/4'' E:7'' | 4.5 |  |  | 9.875 | 14.25 | Wall / Bath |  |  |  |  | 7 | [25 empty] | DP:5/8'' W:9 3/8'' H:9 1/4'' OB UP:8 1/8'' OB DOWN:6 1/8'' Irregular |  |  |  | 8 | Black/White |  |  | Hardwired | 0 | 0 | 0 | 0 | 0 | 0 | 0 | 0 | 0 | 0 | 0 | 014817592481 | 16.5 | 13 | 10 | 6.2 | 1.241 | 175 | Yes | [8 empty] | ETL Damp | cETL Damp | 1L THAYER WALL SCONCE ADB | 1 - Light Wall Sconce |  | WB1960ADB.jpg | WB1960ADB.jpg
WB1960PN | 1 - Light Wall Sconce | Sophisticated and sleek, the Thayer Collection is a refreshing interpretation of a traditional four-sided lantern softened with graceful curved lines. Thayer is available in three stunning finishes: our New Antique Guild finish, industrial-inspired Smith Steel or Polished Nickel . | WALL SCONCE | Thayer | Wall / Bath Lighting | Polished Nickel | PN | Steel |  |  |  |  | 1 Candelabra Torpedo 60w |  | 1 | No | [14 empty] | 0 | [12 empty] | 114.95 | 229.9 | 344.85 | W:9 7/8'' H:14 1/4'' E:7'' | 4.5 |  |  | 9.875 | 14.25 | Wall / Bath |  |  |  |  | 7 | [25 empty] | DP:5/8'' W:9 3/8'' H:9 1/4'' OB UP:8 1/8'' OB DOWN:6 1/8'' Irregular |  |  |  | 8 | Black/White |  |  | Hardwired | 0 | 0 | 0 | 0 | 0 | 0 | 0 | 0 | 0 | 0 | 0 | 014817592504 | 16.75 | 12.75 | 10 | 6.1 | 1.236 | 175 | Yes | [8 empty] | ETL Damp | cETL Damp | 1L THAYER WALL SCONCE PN | 1 - Light Wall Sconce |  | WB1960PN.jpg | WB1960PN.jpg
WB1960SMS | 1 - Light Wall Sconce | Sophisticated and sleek, the Thayer Collection is a refreshing interpretation of a traditional four-sided lantern softened with graceful curved lines. Thayer is available in three stunning finishes: our New Antique Guild finish, industrial-inspired Smith Steel or Polished Nickel . | WALL SCONCE | Thayer | Wall / Bath Lighting | Smith Steel | SMS | Steel |  |  |  |  | 1 Candelabra Torpedo 60w |  | 1 | No | [14 empty] | 0 | [12 empty] | 109.45 | 218.9 | 328.35 | W:9 7/8'' H:14 1/4'' E:7'' | 4.5 |  |  | 9.875 | 14.25 | Wall / Bath |  |  |  |  | 7 | [25 empty] | DP:5/8'' W:9 3/8'' H:9 1/4'' OB UP:8 1/8'' OB DOWN:6 1/8'' Irregular |  |  |  | 8 | Black/White |  |  | Hardwired | 0 | 0 | 0 | 0 | 0 | 0 | 0 | 0 | 0 | 0 | 0 | 014817592498 | 16.58 | 12.38 | 9.58 | 6.1 | 1.138 | 175 | Yes | [8 empty] | ETL Damp | cETL Damp | 1L THAYER WALL SCONCE SMS | 1 - Light Wall Sconce |  | WB1960SMS.jpg | WB1960SMS.jpg

## Alexa Hampton
Item Number | Name | Collection Description | Class | Collection | Category | Finish | finish Code | Material | Glass/ Shade | Glass / Shade Size | GlassTop / ShadeTop Size | Diffuser | Bulb # 1 | Bulb # 2 | Total Bulbs | Bulbs Included | Bulb Lumens | Bulb Temperature | Bulb CRI | Bulb Watts | Bulb Volts | Bulb Base | Bulb Type | Bulb Beam Spread | Bulb Dimming Range Min | Bulb Dimming Range Max | Bulb Light Source Name | Bulb Watts Consumed | Bulb Watts Rated | Bulb Rated Life | Bulb Spot Type | Efficacy | L70 | Color Binning | Bug Rating | Cord Color | Transformer Mount | Output Type | Housing Type | Wet Listing | Max Tilt | Max Rotation | Max Ceiling Slope | 2/1/2020 DN Price | UMAP | MSRP | Dimensions | Weight | Diameter | Length | Width | Height | Mounting Procedure | Height (Downlight) | Height Semi-flush | Height Overall | Adjustable Height | Extends | Style | Light Kit Incl | Compatible Light Kits | Remote Incl | # of Blades | Blade Pitch | Blade Finish 1 | Blade Finish 2 | Motor Size | Fan Diameter | Capacitor Value | CFM (High) | Watts (High) | CFM/Watt (High) | CFM (Med) | Watts (Med) | CFM/Watt (Med) | CFM (Low) | Watts (Low) | CFM/Watt (Low) | Max Blade to Ceiling Height | Min Blade to Ceiling Height | Motor Type | Remote Control Type | Canopy | Backplate | Post | Mounting Plate | Base | Wire/Cord Length | Wire/Cord Color | Chain Length | Switch | Connection | ADA | Mount Up/Down | Fluorescent | Energy Star | T-24 | Photocell | LED | LED Convertible | Pre-laced Chain | Adjustable Arms | Mount Wall/Ceiling | UPC | IP Length | IP Width | IP Height | IP Weight | IP Cube | IP Frt. Class | IP UPSable | Pack Quantity | MP UPC | MP Length | MP Width | MP Height | MP Weight | MP Cube | MP UPSable | UL Listing | cUL Listing | PCS Name | Catalog Name | Engineering Notes | Web Image Name | Line Art
AC1004ADB | 4 - Light Lantern |  | CHANDELIERS | Bantry House | Pendants | Antique Gild | ADB | Steel |  |  |  |  | 4 Candelabra B10 Torpedo 60w |  | 4 | No | [14 empty] | 0 | [12 empty] | 154.5 | 309 | 463.5 | L:12 1/2'' W:12 1/2'' H:24 7/8'' |  |  | 12.5 | 12.5 | 24.875 | Center Lock-Up | [29 empty] | DP:5 3/4'' W:5'' H:1'' Hexagonal |  |  |  |  | 180 |  | 60 |  | Hardwired | 0 | 0 | 0 | 0 | 0 | 0 | 0 | 0 | 0 | 0 | 0 | 014817603552 | 27.5 | 25.75 | 25.25 |  |  | 300 | Yes | [9 empty] | cETL Damp | BANTRY HOUSE 4L SM LNTRN | 4 - Light Lantern |  | AC1004ADB.jpg | AC1004ADB.jpg
AC1004BLH | 4 - Light Lantern |  | CHANDELIERS | Bantry House | Pendants | Blush | BLH | Steel |  |  |  |  | 4 Candelabra B10 Torpedo 60w |  | 4 | No | [14 empty] | 0 | [12 empty] | 154.5 | 309 | 463.5 | L:12 1/2'' W:12 1/2'' H:24 7/8'' |  |  | 12.5 | 12.5 | 24.875 | Center Lock-Up | [29 empty] | DP:5 3/4'' W:5'' H:1'' Hexagonal |  |  |  |  | 180 |  | 60 |  | Hardwired | 0 | 0 | 0 | 0 | 0 | 0 | 0 | 0 | 0 | 0 | 0 | 014817603545 | 27.5 | 25.75 | 25.25 |  |  | 300 | [10 empty] | cETL Damp | BANTRY HOUSE 4L SM LNTRN | 4 - Light Lantern |  | AC1004BLH.jpg | AC1004BLH.jpg
AC1004DBL | 4 - Light Lantern |  | CHANDELIERS | Bantry House | Pendants | Dutch Blue | DBL | Steel |  |  |  |  | 4 Candelabra B10 Torpedo 60w |  | 4 | No | [14 empty] | 0 | [12 empty] | 154.5 | 309 | 463.5 | L:12 1/2'' W:12 1/2'' H:24 7/8'' |  |  | 12.5 | 12.5 | 24.875 | Center Lock-Up | [29 empty] | DP:5 3/4'' W:5'' H:1'' Hexagonal |  |  |  |  | 180 |  | 60 |  | Hardwired | 0 | 0 | 0 | 0 | 0 | 0 | 0 | 0 | 0 | 0 | 0 | 014817603576 | 27.5 | 25.75 | 25.25 |  |  | 300 | [10 empty] | cETL Damp | BANTRY HOUSE 4L SM LNTRN | 4 - Light Lantern |  | AC1004DBL.jpg | AC1004DBL.jpg
AC1004GCM | 4 - Light Lantern |  | CHANDELIERS | Bantry House | Pendants | Gloss Cream | GCM | Steel |  |  |  |  | 4 Candelabra B10 Torpedo 60w |  | 4 | No | [14 empty] | 0 | [12 empty] | 154.5 | 309 | 463.5 | L:12 1/2'' W:12 1/2'' H:24 7/8'' |  |  | 12.5 | 12.5 | 24.875 | Center Lock-Up | [29 empty] | DP:5 3/4'' W:5'' H:1'' Hexagonal |  |  |  |  | 180 |  | 60 |  | Hardwired | 0 | 0 | 0 | 0 | 0 | 0 | 0 | 0 | 0 | 0 | 0 | 014817603569 | 27.5 | 25.75 | 25.25 |  |  | 300 | [10 empty] | cETL Damp | BANTRY HOUSE 4L SM LNTRN | 4 - Light Lantern |  | AC1004GCM.jpg | AC1004GCM.jpg
AC1004SMS | 4 - Light Lantern |  | CHANDELIERS | Bantry House | Pendants | Smith Steel | SMS | Steel |  |  |  |  | 4 Candelabra B10 Torpedo 60w |  | 4 | No | [14 empty] | 0 | [12 empty] | 154.5 | 309 | 463.5 | L:12 1/2'' W:12 1/2'' H:24 7/8'' |  |  | 12.5 | 12.5 | 24.875 | Center Lock-Up | [29 empty] | DP:5 3/4'' W:5'' H:1'' Hexagonal |  |  |  |  | 180 |  | 60 |  | Hardwired | 0 | 0 | 0 | 0 | 0 | 0 | 0 | 0 | 0 | 0 | 0 | 014817603583 | 27.5 | 25.75 | 25.25 |  |  | 300 | [10 empty] | cETL Damp | BANTRY HOUSE 4L SM LNTRN | 4 - Light Lantern |  | AC1004SMS.jpg | AC1004SMS.jpg
AC1014ADB | 4 - Light Lantern |  | CHANDELIERS | Bantry House | Pendants | Antique Gild | ADB | Steel |  |  |  |  | 4 Candelabra B10 Torpedo 60w |  | 4 | No | [14 empty] | 0 | [12 empty] | 199.5 | 399 | 598.5 | L:17'' W:17'' H:27'' |  |  | 17 | 17 | 27 | Center Lock-Up | [29 empty] | DP:5 3/4'' W:5'' H:1'' Hexagonal |  |  |  |  | 180 |  | 60 |  | Hardwired | 0 | 0 | 0 | 0 | 0 | 0 | 0 | 0 | 0 | 0 | 0 | 014817603606 | 27.5 | 25.75 | 25.25 |  |  | 300 | [10 empty] | cETL Damp | BANTRY HOUSE 4L MED LNTRN | 4 - Light Lantern |  | AC1014ADB.jpg | AC1014ADB.jpg
AC1014BLH | 4 - Light Lantern |  | CHANDELIERS | Bantry House | Pendants | Blush | BLH | Steel |  |  |  |  | 4 Candelabra B10 Torpedo 60w |  | 4 | No | [14 empty] | 0 | [12 empty] | 199.5 | 399 | 598.5 | L:17'' W:17'' H:27'' |  |  | 17 | 17 | 27 | Center Lock-Up | [29 empty] | DP:5 3/4'' W:5'' H:1'' Hexagonal |  |  |  |  | 180 |  | 60 |  | Hardwired | 0 | 0 | 0 | 0 | 0 | 0 | 0 | 0 | 0 | 0 | 0 | 014817603590 | 27.5 | 25.75 | 25.25 | 18.7 | 10.347 | 300 | Yes | [9 empty] | cETL Damp | BANTRY HOUSE 4L MED LNTRN | 4 - Light Lantern |  | AC1014BLH.jpg | AC1014BLH.jpg
AC1014DBL | 4 - Light Lantern |  | CHANDELIERS | Bantry House | Pendants | Dutch Blue | DBL | Steel |  |  |  |  | 4 Candelabra B10 Torpedo 60w |  | 4 | No | [14 empty] | 0 | [12 empty] | 199.5 | 399 | 598.5 | L:17'' W:17'' H:27'' |  |  | 17 | 17 | 27 | Center Lock-Up | [29 empty] | DP:5 3/4'' W:5'' H:1'' Hexagonal |  |  |  |  | 180 |  | 60 |  | Hardwired | 0 | 0 | 0 | 0 | 0 | 0 | 0 | 0 | 0 | 0 | 0 | 014817603620 | 27.5 | 25.75 | 25.25 | 18.7 | 10.347 | 300 | Yes | [9 empty] | cETL Damp | BANTRY HOUSE 4L MED LNTRN | 4 - Light Lantern |  | AC1014DBL.jpg | AC1014DBL.jpg
AC1014GCM | 4 - Light Lantern |  | CHANDELIERS | Bantry House | Pendants | Gloss Cream | GCM | Steel |  |  |  |  | 4 Candelabra B10 Torpedo 60w |  | 4 | No | [14 empty] | 0 | [12 empty] | 199.5 | 399 | 598.5 | L:17'' W:17'' H:27'' |  |  | 17 | 17 | 27 | Center Lock-Up | [29 empty] | DP:5 3/4'' W:5'' H:1'' Hexagonal |  |  |  |  | 180 |  | 60 |  | Hardwired | 0 | 0 | 0 | 0 | 0 | 0 | 0 | 0 | 0 | 0 | 0 | 014817603613 | 27.5 | 25.75 | 25.25 | 18.7 | 10.347 | 300 | Yes | [9 empty] | cETL Damp | BANTRY HOUSE 4L MED LNTRN | 4 - Light Lantern |  | AC1014GCM.jpg | AC1014GCM.jpg
AC1014SMS | 4 - Light Lantern |  | CHANDELIERS | Bantry House | Pendants | Smith Steel | SMS | Steel |  |  |  |  | 4 Candelabra B10 Torpedo 60w |  | 4 | No | [14 empty] | 0 | [12 empty] | 199.5 | 399 | 598.5 | L:17'' W:17'' H:27'' |  |  | 17 | 17 | 27 | Center Lock-Up | [29 empty] | DP:5 3/4'' W:5'' H:1'' Hexagonal |  |  |  |  | 180 |  | 60 |  | Hardwired | 0 | 0 | 0 | 0 | 0 | 0 | 0 | 0 | 0 | 0 | 0 | 014817603637 | 27.5 | 25.75 | 25.25 | 18.7 | 10.347 | 300 | Yes | [9 empty] | cETL Damp | BANTRY HOUSE 4L MED LNTRN | 4 - Light Lantern |  | AC1014SMS.jpg | AC1014SMS.jpg
AC1024ADB | 4 - Light Lantern |  | CHANDELIERS | Bantry House | Pendants | Antique Gild | ADB | Steel |  |  |  |  | 4 Candelabra B10 Torpedo 60w |  | 4 | No | [14 empty] | 0 | [12 empty] | 274.5 | 549 | 823.5 | L:24'' W:24'' H:37'' |  |  | 24 | 24 | 37 | Center Lock-Up | [29 empty] | DP:5 3/4'' W:5'' H:1'' Hexagonal |  |  |  |  | 180 |  | 60 |  | Hardwired | 0 | 0 | 0 | 0 | 0 | 0 | 0 | 0 | 0 | 0 | 0 | 014817603651 | 27.5 | 25.75 | 25.25 | 18.7 | 10.347 | 300 | Yes | [9 empty] | cETL Damp | BANTRY HOUSE 4L LG LNTRN | 4 - Light Lantern |  | AC1024ADB.jpg | AC1024ADB.jpg
AC1024BLH | 4 - Light Lantern |  | CHANDELIERS | Bantry House | Pendants | Blush | BLH | Steel |  |  |  |  | 4 Candelabra B10 Torpedo 60w |  | 4 | No | [14 empty] | 0 | [12 empty] | 274.5 | 549 | 823.5 | L:24'' W:24'' H:37'' |  |  | 24 | 24 | 37 | Center Lock-Up | [29 empty] | DP:5 3/4'' W:5'' H:1'' Hexagonal |  |  |  |  | 180 |  | 60 |  | Hardwired | 0 | 0 | 0 | 0 | 0 | 0 | 0 | 0 | 0 | 0 | 0 | 014817603644 | 27.5 | 25.75 | 25.25 | 18.7 | 10.347 | 300 | Yes | [9 empty] | cETL Damp | BANTRY HOUSE 4L LG LNTRN | 4 - Light Lantern |  | AC1024BLH.jpg | AC1024BLH.jpg
AC1024DBL | 4 - Light Lantern |  | CHANDELIERS | Bantry House | Pendants | Dutch Blue | DBL | Steel |  |  |  |  | 4 Candelabra B10 Torpedo 60w |  | 4 | No | [14 empty] | 0 | [12 empty] | 274.5 | 549 | 823.5 | L:24'' W:24'' H:37'' |  |  | 24 | 24 | 37 | Center Lock-Up | [29 empty] | DP:5 3/4'' W:5'' H:1'' Hexagonal |  |  |  |  | 180 |  | 60 |  | Hardwired | 0 | 0 | 0 | 0 | 0 | 0 | 0 | 0 | 0 | 0 | 0 | 014817603675 | 27.5 | 25.75 | 25.25 | 18.7 | 10.347 | 300 | Yes | [9 empty] | cETL Damp | BANTRY HOUSE 4L LG LNTRN | 4 - Light Lantern |  | AC1024DBL.jpg | AC1024DBL.jpg
AC1024GCM | 4 - Light Lantern |  | CHANDELIERS | Bantry House | Pendants | Gloss Cream | GCM | Steel |  |  |  |  | 4 Candelabra B10 Torpedo 60w |  | 4 | No | [14 empty] | 0 | [12 empty] | 274.5 | 549 | 823.5 | L:24'' W:24'' H:37'' |  |  | 24 | 24 | 37 | Center Lock-Up | [29 empty] | DP:5 3/4'' W:5'' H:1'' Hexagonal |  |  |  |  | 180 |  | 60 |  | Hardwired | 0 | 0 | 0 | 0 | 0 | 0 | 0 | 0 | 0 | 0 | 0 | 014817603668 | 27.5 | 25.75 | 25.25 | 18.7 | 10.347 | 300 | Yes | [9 empty] | cETL Damp | BANTRY HOUSE 4L LG LNTRN | 4 - Light Lantern |  | AC1024GCM.jpg | AC1024GCM.jpg
AC1024SMS | 4 - Light Lantern |  | CHANDELIERS | Bantry House | Pendants | Smith Steel | SMS | Steel |  |  |  |  | 4 Candelabra B10 Torpedo 60w |  | 4 | No | [14 empty] | 0 | [12 empty] | 274.5 | 549 | 823.5 | L:24'' W:24'' H:37'' |  |  | 24 | 24 | 37 | Center Lock-Up | [29 empty] | DP:5 3/4'' W:5'' H:1'' Hexagonal |  |  |  |  | 180 |  | 60 |  | Hardwired | 0 | 0 | 0 | 0 | 0 | 0 | 0 | 0 | 0 | 0 | 0 | 014817603682 | 27.5 | 25.75 | 25.25 | 18.7 | 10.347 | 300 | Yes | [9 empty] | cETL Damp | BANTRY HOUSE 4L LG LNTRN | 4 - Light Lantern |  | AC1024SMS.jpg | AC1024SMS.jpg
AC1038ADB | 8 - Light Lantern |  | CHANDELIERS | Bantry House | Chandeliers | Antique Gild | ADB | Steel |  |  |  |  | 8 Candelabra B10 Torpedo 60w |  | 8 | No | [14 empty] | 0 | [12 empty] | 399.5 | 799 | 1198.5 | L:29'' W:29'' H:48 1/4'' |  |  | 29 | 29 | 48.25 | Center Lock-Up | [29 empty] | DP:5 3/4'' W:5'' H:1'' Hexagonal |  |  |  |  | 240 |  | 84 |  | Hardwired | 0 | 0 | 0 | 0 | 0 | 0 | 0 | 0 | 0 | 0 | 0 | 014817603705 | 27.5 | 25.75 | 25.25 | 18.7 | 10.347 | 300 | Yes | [9 empty] | cETL Damp | BANTRY HOUSE 8L XL LNTRN | 8 - Light Lantern |  | AC1038ADB.jpg | AC1038ADB.jpg
AC1038BLH | 8 - Light Lantern |  | CHANDELIERS | Bantry House | Chandeliers | Blush | BLH | Steel |  |  |  |  | 8 Candelabra B10 Torpedo 60w |  | 8 | No | [14 empty] | 0 | [12 empty] | 399.5 | 799 | 1198.5 | L:29'' W:29'' H:48 1/4'' |  |  | 29 | 29 | 48.25 | Center Lock-Up | [29 empty] | DP:5 3/4'' W:5'' H:1'' Hexagonal |  |  |  |  | 240 |  | 84 |  | Hardwired | 0 | 0 | 0 | 0 | 0 | 0 | 0 | 0 | 0 | 0 | 0 | 014817603699 | 27.5 | 25.75 | 25.25 | 18.7 | 10.347 | 300 | Yes | [9 empty] | cETL Damp | BANTRY HOUSE 8L XL LNTRN | 8 - Light Lantern |  | AC1038BLH.jpg | AC1038BLH.jpg
AC1038DBL | 8 - Light Lantern |  | CHANDELIERS | Bantry House | Chandeliers | Dutch Blue | DBL | Steel |  |  |  |  | 8 Candelabra B10 Torpedo 60w |  | 8 | No | [14 empty] | 0 | [12 empty] | 399.5 | 799 | 1198.5 | L:29'' W:29'' H:48 1/4'' |  |  | 29 | 29 | 48.25 | Center Lock-Up | [29 empty] | DP:5 3/4'' W:5'' H:1'' Hexagonal |  |  |  |  | 240 |  | 84 |  | Hardwired | 0 | 0 | 0 | 0 | 0 | 0 | 0 | 0 | 0 | 0 | 0 | 014817603729 | 27.5 | 25.75 | 25.25 | 18.7 | 10.347 | 300 | Yes | [9 empty] | cETL Damp | BANTRY HOUSE 8L XL LNTRN | 8 - Light Lantern |  | AC1038DBL.jpg | AC1038DBL.jpg
AC1038GCM | 8 - Light Lantern |  | CHANDELIERS | Bantry House | Chandeliers | Gloss Cream | GCM | Steel |  |  |  |  | 8 Candelabra B10 Torpedo 60w |  | 8 | No | [14 empty] | 0 | [12 empty] | 399.5 | 799 | 1198.5 | L:29'' W:29'' H:48 1/4'' |  |  | 29 | 29 | 48.25 | Center Lock-Up | [29 empty] | DP:5 3/4'' W:5'' H:1'' Hexagonal |  |  |  |  | 240 |  | 84 |  | Hardwired | 0 | 0 | 0 | 0 | 0 | 0 | 0 | 0 | 0 | 0 | 0 | 014817603712 | 27.5 | 25.75 | 25.25 | 18.7 | 10.347 | 300 | Yes | [9 empty] | cETL Damp | BANTRY HOUSE 8L XL LNTRN | 8 - Light Lantern |  | AC1038GCM.jpg | AC1038GCM.jpg
AC1038SMS | 8 - Light Lantern |  | CHANDELIERS | Bantry House | Chandeliers | Smith Steel | SMS | Steel |  |  |  |  | 8 Candelabra B10 Torpedo 60w |  | 8 | No | [14 empty] | 0 | [12 empty] | 399.5 | 799 | 1198.5 | L:29'' W:29'' H:48 1/4'' |  |  | 29 | 29 | 48.25 | Center Lock-Up | [29 empty] | DP:5 3/4'' W:5'' H:1'' Hexagonal |  |  |  |  | 240 |  | 84 |  | Hardwired | 0 | 0 | 0 | 0 | 0 | 0 | 0 | 0 | 0 | 0 | 0 | 014817603736 | 27.5 | 25.75 | 25.25 | 18.7 | 10.347 | 300 | Yes | [9 empty] | cETL Damp | BANTRY HOUSE 8L XL LNTRN | 8 - Light Lantern |  | AC1038SMS.jpg | AC1038SMS.jpg
AC1046ADB | 6 - Light Lantern |  | CHANDELIERS | Bantry House | Chandeliers | Antique Gild | ADB | Steel |  |  |  |  | 6 Candelabra B10 Torpedo 60w |  | 6 | No | [14 empty] | 0 |  |  |  |  | Clear Silver |  |  |  | Damp |  |  | 45 | 264.5 | 529 | 793.5 | L:22'' W:22'' H:21'' O:83 1/2'' |  |  | 22 | 22 | 21 | Center Lock-Up |  |  | 83.5 | [26 empty] | DP:5 3/4'' W:5'' H:1'' Hexagonal |  |  |  |  | 180 | Clear Silver | 60 |  | Hardwired | 0 | 0 | 0 | 0 | 0 | 0 | 0 | 0 | 0 | 0 | 0 | 014817605709 | [16 empty] | cETL Damp | BANTRY HOUSE 6L WIDE LNTRN ADB | 6 - Light Lantern |  | AC1046ADB.jpg | AC1046ADB.jpg
AC1046BLH | 6 - Light Lantern |  | CHANDELIERS | Bantry House | Chandeliers | Blush | BLH | Steel |  |  |  |  | 6 Candelabra B10 Torpedo 60w |  | 6 | No | [14 empty] | 0 |  |  |  |  | Clear Silver |  |  |  | Damp |  |  | 45 | 264.5 | 529 | 793.5 | L:22'' W:22'' H:21'' O:83 1/2'' |  |  | 22 | 22 | 21 | Center Lock-Up |  |  | 83.5 | [26 empty] | DP:5 3/4'' W:5'' H:1'' Hexagonal |  |  |  |  | 180 | Clear Silver | 60 |  | Hardwired | 0 | 0 | 0 | 0 | 0 | 0 | 0 | 0 | 0 | 0 | 0 | 014817605693 | [16 empty] | cETL Damp | BANTRY HOUSE 6L WIDE LNTRN BLH | 6 - Light Lantern |  | AC1046BLH.jpg | AC1046BLH.jpg
AC1046DBL | 6 - Light Lantern |  | CHANDELIERS | Bantry House | Chandeliers | Dutch Blue | DBL | Steel |  |  |  |  | 6 Candelabra B10 Torpedo 60w |  | 6 | No | [14 empty] | 0 |  |  |  |  | Clear Silver |  |  |  | Damp |  |  | 45 | 264.5 | 529 | 793.5 | L:22'' W:22'' H:21'' O:83 1/2'' |  |  | 22 | 22 | 21 | Center Lock-Up |  |  | 83.5 | [26 empty] | DP:5 3/4'' W:5'' H:1'' Hexagonal |  |  |  |  | 180 | Clear Silver | 60 |  | Hardwired | 0 | 0 | 0 | 0 | 0 | 0 | 0 | 0 | 0 | 0 | 0 | 014817605723 | [16 empty] | cETL Damp | BANTRY HOUSE 6L WIDE LNTRN DBL | 6 - Light Lantern |  | AC1046DBL.jpg | AC1046DBL.jpg
AC1046GCM | 6 - Light Lantern |  | CHANDELIERS | Bantry House | Chandeliers | Gloss Cream | GCM | Steel |  |  |  |  | 6 Candelabra B10 Torpedo 60w |  | 6 | No | [14 empty] | 0 |  |  |  |  | Clear Silver |  |  |  | Damp |  |  | 45 | 264.5 | 529 | 793.5 | L:22'' W:22'' H:21'' O:83 1/2'' |  |  | 22 | 22 | 21 | Center Lock-Up |  |  | 83.5 | [26 empty] | DP:5 3/4'' W:5'' H:1'' Hexagonal |  |  |  |  | 180 | Clear Silver | 60 |  | Hardwired | 0 | 0 | 0 | 0 | 0 | 0 | 0 | 0 | 0 | 0 | 0 | 014817605716 | [16 empty] | cETL Damp | BANTRY HOUSE 6L WIDE LNTRN GCM | 6 - Light Lantern |  | AC1046GCM.jpg | AC1046GCM.jpg
AC1046SMS | 6 - Light Lantern |  | CHANDELIERS | Bantry House | Chandeliers | Smith Steel | SMS | Steel |  |  |  |  | 6 Candelabra B10 Torpedo 60w |  | 6 | No | [14 empty] | 0 |  |  |  |  | Clear Silver |  |  |  | Damp |  |  | 45 | 264.5 | 529 | 793.5 | L:22'' W:22'' H:21'' O:83 1/2'' |  |  | 22 | 22 | 21 | Center Lock-Up |  |  | 83.5 | [26 empty] | DP:5 3/4'' W:5'' H:1'' Hexagonal |  |  |  |  | 180 | Clear Silver | 60 |  | Hardwired | 0 | 0 | 0 | 0 | 0 | 0 | 0 | 0 | 0 | 0 | 0 | 014817605730 | [16 empty] | cETL Damp | BANTRY HOUSE 6L WIDE LNTRN SMS | 6 - Light Lantern |  | AC1046SMS.jpg | AC1046SMS.jpg
AC1055DWZ | 5 - Light Chandelier |  | CHANDELIERS | Leon | Chandeliers | Dark Weathered Zinc | DWZ | Steel |  |  |  |  | 5 Candelabra Torpedo 60w |  | 5 | No | [14 empty] | 0 |  |  |  |  | Black |  |  |  | Damp |  |  | 45 | 549.5 | 1099 | 1648.5 | L:19'' W:19'' H:15 5/8'' O:85 5/8'' |  |  | 19 | 19 | 15.625 | Screw Collar - Chain |  |  | 85.625 | [26 empty] | D:5 1/2'' H:1 1/8'' Round |  |  |  |  | 180 | Black | 60 |  | Hardwired | 0 | 0 | 0 | 0 | 0 | 0 | 0 | 0 | 0 | 0 | 0 | 014817605877 | [16 empty] | cETL Damp | LEON 5L CHAND DWZ | 5 - Light Chandelier |  | AC1055DWZ.jpg | AC1055DWZ.jpg
AC1055SMT | 5 - Light Chandelier |  | CHANDELIERS | Leon | Chandeliers | Salt Mist | SMT | Steel |  |  |  |  | 5 Candelabra Torpedo 60w |  | 5 | No | [14 empty] | 0 |  |  |  |  | Clear Silver |  |  |  | Damp |  |  | 45 | 549.5 | 1099 | 1648.5 | L:19'' W:19'' H:15 5/8'' O:85 5/8'' |  |  | 19 | 19 | 15.625 | Screw Collar - Chain |  |  | 85.625 | [26 empty] | D:5 1/2'' H:1 1/8'' Round |  |  |  |  | 180 | Clear Silver | 60 |  | Hardwired | 0 | 0 | 0 | 0 | 0 | 0 | 0 | 0 | 0 | 0 | 0 | 014817605884 | [16 empty] | cETL Damp | LEON 5L CHAND SMT | 5 - Light Chandelier |  | AC1055SMT.jpg | AC1055SMT.jpg
AC1066DWZ | 6 - Light Chandelier |  | CHANDELIERS | Leon | Chandeliers | Dark Weathered Zinc | DWZ | Steel |  |  |  |  | 6 Candelabra Torpedo 60w |  | 6 | No | [14 empty] | 0 |  |  |  |  | Black |  |  |  | Damp |  |  | 45 | 599.5 | 1199 | 1798.5 | L:30'' W:30'' H:28 1/4'' O:94 1/4'' |  |  | 30 | 30 | 28.25 | Screw Collar - Chain |  |  | 94.25 | [26 empty] | D:5 1/2'' H:1 1/8'' Round |  |  |  |  | 180 | Black | 60 |  | Hardwired | 0 | 0 | 0 | 0 | 0 | 0 | 0 | 0 | 0 | 0 | 0 | 014817605891 | [16 empty] | cETL Damp | LEON 6L CHAND DWZ | 6 - Light Chandelier |  | AC1066DWZ.jpg | AC1066DWZ.jpg
AC1066SMT | 6 - Light Chandelier |  | CHANDELIERS | Leon | Chandeliers | Salt Mist | SMT | Steel |  |  |  |  | 6 Candelabra Torpedo 60w |  | 6 | No | [14 empty] | 0 |  |  |  |  | Clear Silver |  |  |  | Damp |  |  | 45 | 599.5 | 1199 | 1798.5 | L:30'' W:30'' H:28 1/4'' O:94 1/4'' |  |  | 30 | 30 | 28.25 | Screw Collar - Chain |  |  | 94.25 | [26 empty] | D:5 1/2'' H:1 1/8'' Round |  |  |  |  | 180 | Clear Silver | 60 |  | Hardwired | 0 | 0 | 0 | 0 | 0 | 0 | 0 | 0 | 0 | 0 | 0 | 014817605907 | [16 empty] | cETL Damp | LEON 6L CHAND SMT | 6 - Light Chandelier |  | AC1066SMT.jpg | AC1066SMT.jpg
AC1078DWZ | 8 - Light Chandelier |  | CHANDELIERS | Leon | Chandeliers | Dark Weathered Zinc | DWZ | Steel |  |  |  |  | 8 Candelabra Torpedo 60w |  | 8 | No | [14 empty] | 0 |  |  |  |  | Black |  |  |  | Damp |  |  | 45 | 699.5 | 1399 | 2098.5 | L:36'' W:36'' H:30'' O:96'' |  |  | 36 | 36 | 30 | Screw Collar - Chain |  |  | 96 | [26 empty] | D:5 1/2'' H:1 1/8'' Round |  |  |  |  | 180 | Black | 60 |  | Hardwired | 0 | 0 | 0 | 0 | 0 | 0 | 0 | 0 | 0 | 0 | 0 | 014817605914 | [16 empty] | cETL Damp | LEON 8L CHAND DWZ | 8 - Light Chandelier |  | AC1078DWZ.jpg | AC1078DWZ.jpg
AC1078SMT | 8 - Light Chandelier |  | CHANDELIERS | Leon | Chandeliers | Salt Mist | SMT | Steel |  |  |  |  | 8 Candelabra Torpedo 60w |  | 8 | No | [14 empty] | 0 |  |  |  |  | Clear Silver |  |  |  | Damp |  |  | 45 | 699.5 | 1399 | 2098.5 | L:36'' W:36'' H:30'' O:96'' |  |  | 36 | 36 | 30 | Screw Collar - Chain |  |  | 96 | [26 empty] | D:5 1/2'' H:1 1/8'' Round |  |  |  |  | 180 | Clear Silver | 60 |  | Hardwired | 0 | 0 | 0 | 0 | 0 | 0 | 0 | 0 | 0 | 0 | 0 | 014817605921 | [16 empty] | cETL Damp | LEON 8L CHAND SMT | 8 - Light Chandelier |  | AC1078SMT.jpg | AC1078SMT.jpg
AF1063BBS | 3 - Light Flush Mount |  | CEILING | Transom | Ceiling Lights | Burnished Brass | BBS | Steel | White Glass | L:12.125" W:12.125" H:2.625" |  |  | 3 Candelabra Torpedo 40w |  | 3 | No | [14 empty] | 0 | [12 empty] | 174.5 | 349 | 523.5 | L:13'' W:13'' H:4'' | 11.77 |  | 13 | 13 | 4 | Double Cap Nuts | [34 empty] | 8 | Black/White |  |  | Hardwired | 0 | 0 | 0 | 0 | 0 | 0 | 0 | 0 | 0 | 0 | 0 | 014817599053 | 17 | 16.5 | 10.75 | 13.6 | 1.745 | 125 | Yes | [9 empty] | cETL Damp | TRANSOM 3L FLUSHMT BBS | 3 - Light Flush Mount |  | AF1063BBS.jpg | AF1063BBS.jpg
AF1063PN | 3 - Light Flush Mount |  | CEILING | Transom | Ceiling Lights | Polished Nickel | PN | Steel | White Glass | L:12.125" W:12.125" H:2.625" |  |  | 3 Candelabra Torpedo 40w |  | 3 | No | [14 empty] | 0 | [12 empty] | 174.5 | 349 | 523.5 | L:13'' W:13'' H:4'' | 11.77 |  | 13 | 13 | 4 | Double Cap Nuts | [34 empty] | 8 | Black/White |  |  | Hardwired | 0 | 0 | 0 | 0 | 0 | 0 | 0 | 0 | 0 | 0 | 0 | 014817599060 | 17 | 16.5 | 10.75 | 13.6 | 1.745 | 125 | Yes | [9 empty] | cETL Damp | TRANSOM 3L FLUSHMT PN | 3 - Light Flush Mount |  | AF1063PN.jpg | AF1063PN.jpg
AF1072BBS | 2 - Light Flush Mount |  | CEILING | Alec | Ceiling Lights | Burnished Brass | BBS | Steel | Clear Glass | D:10.75" H:5" |  |  | 2 Medium A19 60w |  | 2 | No | [14 empty] | 0 | [12 empty] | 119.5 | 239 | 358.5 | L:13'' W:13'' H:5 3/4'' | 7 |  | 13 | 13 | 5.75 | Center Lock-Up | [34 empty] | 8 | Black/White |  |  | Hardwired | 0 | 0 | 0 | 0 | 0 | 0 | 0 | 0 | 0 | 0 | 0 | 014817598773 | 16.25 | 16.25 | 10.25 | 9 | 1.566 | 175 | Yes | [9 empty] | cETL Damp | ALEC 2L FLUSHMT BBS | 2 - Light Flush Mount |  | AF1072BBS.jpg | AF1072BBS.jpg
AF1072PN | 2 - Light Flush Mount |  | CEILING | Alec | Ceiling Lights | Polished Nickel | PN | Steel | Clear Glass | D:10.75" H:5" |  |  | 2 Medium A19 60w |  | 2 | No | [14 empty] | 0 | [12 empty] | 124.98 | 249.96 | 374.94 | L:13'' W:13'' H:5 3/4'' | 7 |  | 13 | 13 | 5.75 | Center Lock-Up | [34 empty] | 8 | Black/White |  |  | Hardwired | 0 | 0 | 0 | 0 | 0 | 0 | 0 | 0 | 0 | 0 | 0 | 014817598780 | 16.25 | 16.25 | 10.25 | 9 | 1.566 | 175 | Yes | [9 empty] | cETL Damp | ALEC 2L FLUSHMT PN | 2 - Light Flush Mount |  | AF1072PN.jpg | AF1072PN.jpg
AF1083ADB | 3 - Light Flush Mount |  | CEILING | Helios | Ceiling Lights | Antique Gild | ADB | Steel |  |  |  |  | 3 Candelabra Torpedo 60w |  | 3 | No | [14 empty] | 0 | [12 empty] | 149.5 | 299 | 448.5 | L:17'' W:17'' H:9'' | 5.3 |  | 17 | 17 | 9 | U Channel Bar | [29 empty] | D:5'' H:7/8'' Round |  |  |  |  | 8 | Black/White |  |  | Hardwired | 0 | 0 | 0 | 0 | 0 | 0 | 0 | 0 | 0 | 0 | 0 | 014817598926 | 20.75 | 21 | 8.75 | 7.8 | 2.206 | 250 | Yes | [9 empty] | cETL Damp | HELIOS 3L SEMI FLUSH ADB | 3 - Light Flush Mount |  | AF1083ADB.jpg | AF1083ADB.jpg
AF1143AI | 3 - Light Small Flush Mount |  | CEILING | Cordtlandt | Ceiling Lights | Aged Iron | AI | Steel | White Linen Fabric | D:14" H:5.75" |  |  | 3 Medium A19 60w |  | 3 | No | [14 empty] | 0 | [12 empty] | 109.5 | 219 | 328.5 | D:14'' L:14'' W:14'' H:8 1/4'' | 4.3 | 14 | 14 | 14 | 8.25 | Double Cap Nuts | [29 empty] | D:10 3/8'' H:3/4'' Round |  |  |  |  | 8 | Black/White |  |  | Hardwired | 0 | 0 | 0 | 0 | 0 | 0 | 0 | 0 | 0 | 0 | 0 | 014817598650 | [16 empty] | cETL Damp | CORDTLANDT SM FLUSH AI | 3 - Light Small Flush Mount |  | AF1143AI.jpg | AF1143AI.jpg
AF1143BBS | 3 - Light Small Flush Mount |  | CEILING | Cordtlandt | Ceiling Lights | Burnished Brass | BBS | Steel | French Ivory Hand Blown Fabric | D:14" H:5.75" |  |  | 3 Medium A19 60w |  | 3 | No | [14 empty] | 0 | [12 empty] | 109.5 | 219 | 328.5 | D:14'' L:14'' W:14'' H:8 1/4'' | 4.3 | 14 | 14 | 14 | 8.25 | Double Cap Nuts | [29 empty] | D:10 3/8'' H:3/4'' Round |  |  |  |  | 8 | Black/White |  |  | Hardwired | 0 | 0 | 0 | 0 | 0 | 0 | 0 | 0 | 0 | 0 | 0 | 014817598667 | [16 empty] | cETL Damp | CORDTLANDT SM FLUSH BBS | 3 - Light Small Flush Mount |  | AF1143BBS.jpg | AF1143BBS.jpg
AF1143PN | 3 - Light Small Flush Mount |  | CEILING | Cordtlandt | Ceiling Lights | Polished Nickel | PN | Steel | White Linen Fabric | D:14" H:5.75" |  |  | 3 Medium A19 60w |  | 3 | No | [14 empty] | 0 | [12 empty] | 109.5 | 219 | 328.5 | D:14'' L:14'' W:14'' H:8 1/4'' | 4.3 | 14 | 14 | 14 | 8.25 | Double Cap Nuts | [29 empty] | D:10 3/8'' H:3/4'' Round |  |  |  |  | 8 | Black/White |  |  | Hardwired | 0 | 0 | 0 | 0 | 0 | 0 | 0 | 0 | 0 | 0 | 0 | 014817598674 | [16 empty] | cETL Damp | CORDTLANDT SM FLUSH PN | 3 - Light Small Flush Mount |  | AF1143PN.jpg | AF1143PN.jpg
AF1153AI | 3 - Light Large Flush Mount |  | CEILING | Cordtlandt | Ceiling Lights | Aged Iron | AI | Steel | White Linen Fabric | D:19" H:6.5" |  |  | 3 Medium A19 60w |  | 3 | No | [14 empty] | 0 | [12 empty] | 139.5 | 279 | 418.5 | D:19'' L:19'' W:19'' H:9 1/2'' | 6.3 | 19 | 19 | 19 | 9.5 | Double Cap Nuts | [29 empty] | D:10 3/8'' H:3/4'' Round |  |  |  |  | 8 | Black/White |  |  | Hardwired | 0 | 0 | 0 | 0 | 0 | 0 | 0 | 0 | 0 | 0 | 0 | 014817598681 | [16 empty] | cETL Damp | CORDTLANDT LG FLUSH AI | 3 - Light Large Flush Mount |  | AF1153AI.jpg | AF1153AI.jpg
AF1153BBS | 3 - Light Large Flush Mount |  | CEILING | Cordtlandt | Ceiling Lights | Burnished Brass | BBS | Steel | White Linen Fabric | D:19" H:6.5" |  |  | 3 Medium A19 60w |  | 3 | No | [14 empty] | 0 | [12 empty] | 139.5 | 279 | 418.5 | D:19'' L:19'' W:19'' H:9 1/2'' | 6.3 | 19 | 19 | 19 | 9.5 | Double Cap Nuts | [29 empty] | D:10 3/8'' H:3/4'' Round |  |  |  |  | 8 | Black/White |  |  | Hardwired | 0 | 0 | 0 | 0 | 0 | 0 | 0 | 0 | 0 | 0 | 0 | 014817598698 | [16 empty] | cETL Damp | CORDTLANDT LG FLUSH BBS | 3 - Light Large Flush Mount |  | AF1153BBS.jpg | AF1153BBS.jpg
AF1153PN | 3 - Light Large Flush Mount |  | CEILING | Cordtlandt | Ceiling Lights | Polished Nickel | PN | Steel | White Linen Fabric | D:19" H:6.5" |  |  | 3 Medium A19 60w |  | 3 | No | [14 empty] | 0 | [12 empty] | 139.5 | 279 | 418.5 | D:19'' L:19'' W:19'' H:9 1/2'' | 6.3 | 19 | 19 | 19 | 9.5 | Double Cap Nuts | [29 empty] | D:10 3/8'' H:3/4'' Round |  |  |  |  | 8 | Black/White |  |  | Hardwired | 0 | 0 | 0 | 0 | 0 | 0 | 0 | 0 | 0 | 0 | 0 | 014817598704 | [16 empty] | cETL Damp | CORDTLANDT LG FLUSH PN | 3 - Light Large Flush Mount |  | AF1153PN.jpg | AF1153PN.jpg
AF1164DWZ | 4 - Light Flush Mount |  | CEILING | Leon | Ceiling Lights | Dark Weathered Zinc | DWZ | Steel |  |  |  |  | 4 Candelabra Torpedo 60w |  | 4 | No | [14 empty] | 0 | [12 empty] | 299.5 | 599 | 898.5 | D:16'' L:16'' W:16'' H:7 1/2'' |  | 16 | 16 | 16 | 7.5 | Screw Collar - Stem | [29 empty] | D:5'' H:3/4'' Round |  |  |  |  | 8 | Black/White |  |  | Hardwired | 0 | 0 | 0 | 0 | 0 | 0 | 0 | 0 | 0 | 0 | 0 | 014817605938 | [16 empty] | cETL Damp | LEON 4L FLUSH MT DWZ | 4 - Light Flush Mount |  | AF1164DWZ.jpg | AF1164DWZ.jpg
AF1164SMT | 4 - Light Flush Mount |  | CEILING | Leon | Ceiling Lights | Salt Mist | SMT | Steel |  |  |  |  | 4 Candelabra Torpedo 60w |  | 4 | No | [14 empty] | 0 | [12 empty] | 299.5 | 599 | 898.5 | D:16'' L:16'' W:16'' H:7 1/2'' |  | 16 | 16 | 16 | 7.5 | Screw Collar - Stem | [29 empty] | D:5'' H:3/4'' Round |  |  |  |  | 8 | Black/White |  |  | Hardwired | 0 | 0 | 0 | 0 | 0 | 0 | 0 | 0 | 0 | 0 | 0 | 014817605945 | [16 empty] | cETL Damp | LEON 4L FLUSH MT SMT | 4 - Light Flush Mount |  | AF1164SMT.jpg | AF1164SMT.jpg
AP1051ADB | 1 - Light Small Pendant |  | LINE VOLTAGE PENDANT | Feccetta | Pendants | Antique Gild | ADB | Steel |  |  |  |  | 1 Medium A19 75w |  | 1 | No | [14 empty] | 0 |  |  |  |  | Clear Silver | [6 empty] | 45 | 179.5 | 359 | 538.5 | L:11'' W:11'' H:16 1/8'' O:82'' | 4.8 |  | 11 | 11 | 16.125 | Screw Collar - Chain |  |  | 82 | [26 empty] | D:5'' H:7/8'' |  |  |  |  | 180 | Clear Silver | 60 |  | Hardwired | 0 | 0 | 0 | 0 | 0 | 0 | 0 | 0 | 0 | 0 | 0 | 014817598834 | 13 | 12.75 | 12.5 | 5.6 | 1.199 | 175 | Yes | [9 empty] | cETL Damp | FECCETTA 1L 11" PDT ADB | 1 - Light Small Pendant |  | AP1051ADB.jpg | AP1051ADB.jpg
AP1051MBK | 1 - Light Small Pendant |  | LINE VOLTAGE PENDANT | Feccetta | Pendants | Midnight Black | MBK | Steel |  |  |  |  | 1 Medium A19 75w |  | 1 | No | [14 empty] | 0 |  |  |  |  | Black | [7 empty] | 179.5 | 359 | 538.5 | L:11'' W:11'' H:16 1/8'' O:82'' | 4.8 |  | 11 | 11 | 16.125 | Screw Collar - Chain |  |  | 82 | [26 empty] | D:5'' H:7/8'' Round |  |  |  |  | 180 | Black | 60 |  | Hardwired | 0 | 0 | 0 | 0 | 0 | 0 | 0 | 0 | 0 | 0 | 0 | 014817598841 | 13 | 12.75 | 12.5 | 5.6 | 1.199 | 175 | Yes | [9 empty] | cETL Damp | FECCETTA 1L 11" PDT MBK | 1 - Light Small Pendant |  | AP1051MBK.jpg | AP1051MBK.jpg
AP1051PMW | 1 - Light Small Pendant |  | LINE VOLTAGE PENDANT | Feccetta | Pendants | Paper Mache White | PMW | Steel |  |  |  |  | 1 Medium A19 75w |  | 1 | No | [14 empty] | 0 |  |  |  |  | Clear Silver | [7 empty] | 179.5 | 359 | 538.5 | L:11'' W:11'' H:16 1/8'' O:82 1/4'' | 4.8 |  | 11 | 11 | 16.125 | Screw Collar - Chain |  |  | 82.25 | [26 empty] | D:5'' H:7/8'' Round |  |  |  |  | 180 | Clear Silver | 60 |  | Hardwired | 0 | 0 | 0 | 0 | 0 | 0 | 0 | 0 | 0 | 0 | 0 | 014817598858 | 13 | 12.75 | 12.5 | 5.6 | 1.199 | 175 | Yes | [9 empty] | cETL Damp | FECCETTA 1L 11" PDT PMW | 1 - Light Small Pendant |  | AP1051PMW.jpg | AP1051PMW.jpg
AP1061ADB | 1 - Light Medium Pendant |  | LINE VOLTAGE PENDANT | Feccetta | Pendants | Antique Gild | ADB | Steel |  |  |  |  | 1 Medium A19 75w |  | 1 | No | [14 empty] | 0 |  |  |  |  | Clear Silver | [7 empty] | 224.5 | 449 | 673.5 | L:15'' W:15'' H:20'' O:85 1/8'' | 5.7 |  | 15 | 15 | 20 | Screw Collar - Chain |  |  | 85.125 | [26 empty] | D:5'' H:7/8'' Round |  |  |  |  | 180 | Clear Silver | 60 |  | Hardwired | 0 | 0 | 0 | 0 | 0 | 0 | 0 | 0 | 0 | 0 | 0 | 014817598865 | 18.25 | 18.5 | 16.75 | 8.8 | 3.273 | 250 | Yes | [9 empty] | cETL Damp | FECCETTA 1L 15" PDT ADB | 1 - Light Medium Pendant |  | AP1061ADB.jpg | AP1061ADB.jpg
AP1061MBK | 1 - Light Medium Pendant |  | LINE VOLTAGE PENDANT | Feccetta | Pendants | Midnight Black | MBK | Steel |  |  |  |  | 1 Medium A19 75w |  | 1 | No | [14 empty] | 0 |  |  |  |  | Black | [7 empty] | 224.5 | 449 | 673.5 | L:15'' W:15'' H:20'' O:86 1/8'' | 5.7 |  | 15 | 15 | 20 | Screw Collar - Chain |  |  | 86.125 | [26 empty] | D:5'' H:7/8'' Round |  |  |  |  | 180 | Black | 60 |  | Hardwired | 0 | 0 | 0 | 0 | 0 | 0 | 0 | 0 | 0 | 0 | 0 | 014817598872 | [16 empty] | cETL Damp | FECCETTA 1L 15" PDT MBK | 1 - Light Medium Pendant |  | AP1061MBK.jpg | AP1061MBK.jpg
AP1061PMW | 1 - Light Medium Pendant |  | LINE VOLTAGE PENDANT | Feccetta | Pendants | Paper Mache White | PMW | Steel |  |  |  |  | 1 Medium A19 75w |  | 1 | No | [14 empty] | 0 |  |  |  |  | Clear Silver | [7 empty] | 224.5 | 449 | 673.5 | L:15'' W:15'' H:20'' O:86 1/4'' | 5.7 |  | 15 | 15 | 20 | Screw Collar - Chain |  |  | 86.25 | [26 empty] | D:5'' H:7/8'' Round |  |  |  |  | 180 | Clear Silver | 60 |  | Hardwired | 0 | 0 | 0 | 0 | 0 | 0 | 0 | 0 | 0 | 0 | 0 | 014817598889 | 18.25 | 18.25 | 16.25 | 8.9 | 3.132 | 250 | Yes | [9 empty] | cETL Damp | FECCETTA 1L 15" PDT PMW | 1 - Light Medium Pendant |  | AP1061PMW.jpg | AP1061PMW.jpg
AP1071ADB | 1 - Light Large Pendant |  | LINE VOLTAGE PENDANT | Feccetta | Pendants | Antique Gild | ADB | Steel |  |  |  |  | 1 Medium A19 75w |  | 1 | No | [14 empty] | 0 |  |  |  |  | Clear Silver | [7 empty] | 274.5 | 549 | 823.5 | L:20 1/2'' W:20 1/2'' H:29 1/2'' O:94 5/8'' | 8.8 |  | 20.5 | 20.5 | 29.5 | Screw Collar - Chain |  |  | 94.625 | [26 empty] | D:5'' H:7/8'' Round |  |  |  |  | 180 | Clear Silver | 60 |  | Hardwired | 0 | 0 | 0 | 0 | 0 | 0 | 0 | 0 | 0 | 0 | 0 | 014817598896 | 23.75 | 23.75 | 20.75 | 13.5 | 6.773 | 250 | Yes | [9 empty] | cETL Damp | FECCETTA 1L 20" PDT ADB | 1 - Light Large Pendant |  | AP1071ADB.jpg | AP1071ADB.jpg
AP1071MBK | 1 - Light Large Pendant |  | LINE VOLTAGE PENDANT | Feccetta | Pendants | Midnight Black | MBK | Steel |  |  |  |  | 1 Medium A19 75w |  | 1 | No | [14 empty] | 0 |  |  |  |  | Black | [7 empty] | 274.5 | 549 | 823.5 | L:20 1/2'' W:20 1/2'' H:29 1/2'' O:94 5/8'' | 8.8 |  | 20.5 | 20.5 | 29.5 | Screw Collar - Chain |  |  | 94.625 | [26 empty] | D:5'' H:7/8'' Round |  |  |  |  | 180 | Black | 60 |  | Hardwired | 0 | 0 | 0 | 0 | 0 | 0 | 0 | 0 | 0 | 0 | 0 | 014817598902 | [16 empty] | cETL Damp | FECCETTA 1L 20" PDT MBK | 1 - Light Large Pendant |  | AP1071MBK.jpg | AP1071MBK.jpg
AP1071PMW | 1 - Light Large Pendant |  | LINE VOLTAGE PENDANT | Feccetta | Pendants | Paper Mache White | PMW | Steel |  |  |  |  | 1 Medium A19 75w |  | 1 | No | [14 empty] | 0 |  |  |  |  | Clear Silver | [7 empty] | 274.5 | 549 | 823.5 | L:20 1/2'' W:20 1/2'' H:29 1/2'' O:94 5/8'' | 8.8 |  | 20.5 | 20.5 | 29.5 | Screw Collar - Chain |  |  | 94.625 | [26 empty] | D:5'' H:7/8'' Round |  |  |  |  | 180 | Clear Silver | 60 |  | Hardwired | 0 | 0 | 0 | 0 | 0 | 0 | 0 | 0 | 0 | 0 | 0 | 014817598919 | 24 | 24 | 20.5 | 13.7 | 6.833 | 250 | Yes | [9 empty] | cETL Damp | FECCETTA 1L 20" PDT PWM | 1 - Light Large Pendant |  | AP1071PMW.jpg | AP1071PMW.jpg
AP1084ADB | 4 - Light Wide Pendant |  | LINE VOLTAGE PENDANT | Helios | Pendants | Antique Gild | ADB | Steel |  |  |  |  | 4 Candelabra Torpedo 60w |  | 4 | No | [14 empty] | 0 |  |  |  |  | Clear Silver | [7 empty] | 349.5 | 699 | 1048.5 | L:32'' W:32'' H:15 3/8'' O:82 1/4'' | 12.3 |  | 32 | 32 | 15.375 | Screw Collar - Chain |  |  | 82.25 | [26 empty] | D:5'' H:7/8'' Round |  |  |  |  | 180 | Clear Silver | 60 |  | Hardwired | 0 | 0 | 0 | 0 | 0 | 0 | 0 | 0 | 0 | 0 | 0 | 014817598933 | 36.75 | 36.75 | 10 | 22.3 | 7.816 | 250 | Yes | [9 empty] | cETL Damp | HELIOS 4L WIDE PDT ADB | 4 - Light Wide Pendant |  | AP1084ADB.jpg | AP1084ADB.jpg
AP1146ADB | 6 - Light Pendant |  | LINE VOLTAGE PENDANT | Helios | Pendants | Antique Gild | ADB | Steel |  |  |  |  | 6 Candelabra Torpedo 60w |  | 6 | No | [14 empty] | 0 |  |  |  |  | Clear Silver | [7 empty] | 399.5 | 799 | 1198.5 | L:19'' W:19'' H:26 1/8'' O:93 3/8'' | 13 |  | 19 | 19 | 26.125 | Screw Collar - Chain |  |  | 93.375 | [26 empty] | D:5'' H:7/8'' Round |  |  |  |  | 180 | Clear Silver | 60 |  | Hardwired | 0 | 0 | 0 | 0 | 0 | 0 | 0 | 0 | 0 | 0 | 0 | 014817598940 | 26 | 23 | 23 | 26.2 | 7.959 | 250 | Yes | [9 empty] | cETL Damp | HELIOS 6L PDT ADB | 6 - Light Pendant |  | AP1146ADB.jpg | AP1146ADB.jpg
AP1158ADB | 8 - Light Tall Pendant |  | LINE VOLTAGE PENDANT | Helios | Pendants | Antique Gild | ADB | Steel |  |  |  |  | 8 Candelabra Torpedo 60w |  | 8 | No | [14 empty] | 0 |  |  |  |  | Clear Silver | [6 empty] | 45 | 499.5 | 999 | 1498.5 | L:24'' W:24'' H:38 5/8'' O:105 3/8'' | 20 |  | 24 | 24 | 38.625 | Screw Collar - Chain |  |  | 105.375 | [26 empty] | D:5'' H:7/8'' Round |  |  |  |  | 180 | Clear Silver | 60 |  | Hardwired | 0 | 0 | 0 | 0 | 0 | 0 | 0 | 0 | 0 | 0 | 0 | 014817598957 | [16 empty] | cETL Damp | HELIOS 8L PDT ADB | 8 - Light Tall Pendant |  | AP1158ADB.jpg | AP1158ADB.jpg
AP1161AI | 1 - Light Small Pendant |  | LINE VOLTAGE PENDANT | Cordtlandt | Pendants | Aged Iron | AI | Steel | White Linen Fabric | D:8.125" H:16.5" | D:5" |  | 1 Medium A19 75w |  | 1 | No | [14 empty] | 0 |  |  |  |  | Black | [6 empty] | 45 | 109.48 | 218.96 | 328.44 | L:8 1/8'' W:8 1/8'' H:18'' O:84 1/2'' | 4.2 |  | 8.125 | 8.125 | 18 | Screw Collar - Chain |  |  | 84.5 | [26 empty] | D:5 1/2'' H:7/8'' Round |  |  |  |  | 180 | Black | 60 |  | Hardwired | 0 | 0 | 0 | 0 | 0 | 0 | 0 | 0 | 0 | 0 | 0 | 014817598711 | 23.5 | 10.75 | 10.5 | 7.1 | 1.535 | 175 | Yes | [9 empty] | cETL Damp | CORDTLANDT SM PDT AI | 1 - Light Small Pendant |  | AP1161AI.jpg | AP1161AI.jpg
AP1161BBS | 1 - Light Small Pendant |  | LINE VOLTAGE PENDANT | Cordtlandt | Pendants | Burnished Brass | BBS | Steel | White Linen Fabric | D:8.125" H:16.46875" | D:5" |  | 1 Medium A19 75w |  | 1 | No | [14 empty] | 0 |  |  |  |  | Clear Silver | [6 empty] | 45 | 109.48 | 218.96 | 328.44 | L:8 1/8'' W:8 1/8'' H:18'' O:84 1/2'' | 4.2 |  | 8.125 | 8.125 | 18 | Screw Collar - Chain |  |  | 84.5 | [26 empty] | D:5 1/2'' H:7/8'' Round |  |  |  |  | 180 | Clear Silver | 60 |  | Hardwired | 0 | 0 | 0 | 0 | 0 | 0 | 0 | 0 | 0 | 0 | 0 | 014817598728 | 23.5 | 10.75 | 10.5 | 7.1 | 1.535 | 175 | Yes | [9 empty] | cETL Damp | CORDTLANDT SM PDT BBS | 1 - Light Small Pendant |  | AP1161BBS.jpg | AP1161BBS.jpg
AP1161PN | 1 - Light Small Pendant |  | LINE VOLTAGE PENDANT | Cordtlandt | Pendants | Polished Nickel | PN | Steel | White Linen Fabric | D:8.125" H:6.5" | D:5" |  | 1 Medium A19 75w |  | 1 | No | [14 empty] | 0 |  |  |  |  | Clear Silver | [6 empty] | 45 | 109.5 | 219 | 328.5 | L:8 1/8'' W:8 1/8'' H:18'' O:84 1/2'' | 4.2 |  | 8.125 | 8.125 | 18 | Screw Collar - Chain |  |  | 84.5 | [26 empty] | D:5 1/2'' H:7/8'' Round |  |  |  |  | 180 | Clear Silver | 60 |  | Hardwired | 0 | 0 | 0 | 0 | 0 | 0 | 0 | 0 | 0 | 0 | 0 | 014817598735 | 23.5 | 10.75 | 10.5 | 7.1 | 1.535 | 175 | Yes | [9 empty] | cETL Damp | CORDTLANDT SM PDT PN | 1 - Light Small Pendant |  | AP1161PN.jpg | AP1161PN.jpg
AP1173AI | 3 - Light Large Pendant |  | LINE VOLTAGE PENDANT | Cordtlandt | Pendants | Aged Iron | AI | Steel | White Linen Fabric | D:18" H:19.25" | D:10" |  | 3 Medium A19 75w |  | 3 | No | [14 empty] | 0 |  |  |  |  | Black |  |  |  | Damp |  |  | 45 | 199.48 | 398.96 | 598.44 | L:18'' W:18'' H:20 7/8'' O:87 1/2'' | 7.5 |  | 18 | 18 | 20.875 | Screw Collar - Chain |  |  | 87.5 | [26 empty] | D:5 1/2'' H:7/8'' Round |  |  |  |  | 180 | Black | 60 |  | Hardwired | 0 | 0 | 0 | 0 | 0 | 0 | 0 | 0 | 0 | 0 | 0 | 014817598742 | 21 | 21.5 | 24.5 | 13.4 | 6.401 | 250 | Yes | [9 empty] | cETL Damp | CORDTLANDT LG PDT PN | 3 - Light Large Pendant |  | AP1173AI.jpg | AP1173AI.jpg
AP1173BBS | 3 - Light Large Pendant |  | LINE VOLTAGE PENDANT | Cordtlandt | Pendants | Burnished Brass | BBS | Steel | White Linen Fabric | D:18" H:19.25" | D:10" |  | 3 Medium A19 75w |  | 3 | No | [14 empty] | 0 |  |  |  |  | Clear Silver |  |  |  | Damp |  |  | 45 | 199.48 | 398.96 | 598.44 | L:18'' W:18'' H:20 7/8'' O:87 1/2'' | 7.5 |  | 18 | 18 | 20.875 | Screw Collar - Chain |  |  | 87.5 | [26 empty] | D:5 1/2'' H:7/8'' Round |  |  |  |  | 180 | Clear Silver | 60 |  | Hardwired | 0 | 0 | 0 | 0 | 0 | 0 | 0 | 0 | 0 | 0 | 0 | 014817598759 | 21 | 21 | 24.5 | 13.4 | 6.253 | 250 | Yes | [9 empty] | cETL Damp | CORDTLANDT LG PDT BBS | 3 - Light Large Pendant |  | AP1173BBS.jpg | AP1173BBS.jpg
AP1173PN | 3 - Light Large Pendant |  | LINE VOLTAGE PENDANT | Cordtlandt | Pendants | Polished Nickel | PN | Steel | White Linen Fabric | D:18" H:19.25" | D:10" |  | 3 Medium A19 75w |  | 3 | No | [14 empty] | 0 |  |  |  |  | Clear Silver |  |  |  | Damp |  |  | 45 | 199.5 | 399 | 598.5 | L:18'' W:18'' H:20 7/8'' O:87 11/32'' | 7.5 |  | 18 | 18 | 20.875 | Screw Collar - Chain |  |  | 87.3438 | [26 empty] | D:5 1/2'' H:7/8'' Round |  |  |  |  | 180 | Clear Silver | 60 |  | Hardwired | 0 | 0 | 0 | 0 | 0 | 0 | 0 | 0 | 0 | 0 | 0 | 014817598766 | 21 | 21 | 24.5 | 13.4 | 6.253 | 250 | Yes | [9 empty] | cETL Damp | CORDTLANDT LG PDT PN | 3 - Light Large Pendant |  | AP1173PN.jpg | AP1173PN.jpg
AW1041BBS | 1 - Light Sconce |  | WALL SCONCE | Demi | Wall / Bath Lighting | Burnished Brass | BBS | Steel | Clear Glass | D:2.375" H:13" |  |  | 1 Candelabra Torpedo 60w |  | 1 | No | [14 empty] | 0 | [8 empty] | Damp |  |  |  | 74.5 | 149 | 223.5 | W:4 3/4'' H:16'' E:4 1/2'' | 3.96 |  |  | 4.75 | 16 | Wall / Bath |  |  |  |  | 4.5 | [25 empty] | W:4 3/4'' H:16'' OB UP:8'' OB DOWN:8'' Rectangular |  |  |  | 8 | Black/White |  |  | Hardwired | 0 | 0 | 0 | 0 | 0 | 0 | 0 | 0 | 0 | 0 | 0 | 014817598810 | 19.5 | 11 | 7.25 | 5.4 | 0.9 | 125 | Yes | [9 empty] | cETL Damp | DEMI 1L SCONCE BBS | 1 - Light Sconce |  | AW1041BBS.jpg | AW1041BBS.jpg
AW1041PN | 1 - Light Sconce |  | WALL SCONCE | Demi | Wall / Bath Lighting | Polished Nickel | PN | Steel | Clear Glass | D:2.375" H:13" |  |  | 1 Candelabra Torpedo 60w |  | 1 | No | [14 empty] | 0 | [8 empty] | Damp |  |  |  | 74.5 | 149 | 223.5 | W:4 3/4'' H:16'' E:4 1/2'' | 3.96 |  |  | 4.75 | 16 | Wall / Bath |  |  |  |  | 4.5 | [25 empty] | W:4 3/4'' H:16'' OB UP:8'' OB DOWN:8'' Rectangular |  |  |  | 8 | Black/White |  |  | Hardwired | 0 | 0 | 0 | 0 | 0 | 0 | 0 | 0 | 0 | 0 | 0 | 014817598827 | 19.5 | 11 | 7.25 | 5.4 | 0.9 | 125 | Yes | [9 empty] | cETL Damp | DEMI 1L SCONCE PN | 1 - Light Sconce |  | AW1041PN.jpg | AW1041PN.jpg
AW1051BBS | 1 - Light Sconce |  | WALL SCONCE | Baxley | Wall / Bath Lighting | Burnished Brass | BBS | Steel | White Linen Fabric | D:5.5" H:6" | D:4" |  | 1 Candelabra Torpedo 60w |  | 1 | No | [14 empty] | 0 | [8 empty] | Damp |  |  |  | 74.48 | 148.96 | 223.44 | W:5 1/2'' H:20 7/8'' E:5 3/4'' | 2.42 |  |  | 5.5 | 20.875 | Wall / Bath |  |  |  |  | 5.75 | [25 empty] | W:4 5/8'' H:6 1/8'' OB UP:10 5/8'' OB DOWN:10 1/4'' Rectangular |  |  |  | 8 | Black/White |  |  | Hardwired | 0 | 0 | 0 | 0 | 0 | 0 | 0 | 0 | 0 | 0 | 0 | 014817598636 | 12 | 8.5 | 13.5 | 4 | 0.797 | 175 | Yes | [9 empty] | cETL Damp | BAXLEY 1L SCONCE BBS | 1 - Light Sconce |  | AW1051BBS.jpg | AW1051BBS.jpg
AW1051PN | 1 - Light Sconce |  | WALL SCONCE | Baxley | Wall / Bath Lighting | Polished Nickel | PN | Steel | White Linen Fabric | D:5.5" H:6" | D:4" |  | 1 Candelabra Torpedo 60w |  | 1 | No | [14 empty] | 0 | [8 empty] | Damp |  |  |  | 74.5 | 149 | 223.5 | W:5 1/2'' H:20 7/8'' E:5 3/4'' | 2.42 |  |  | 5.5 | 20.875 | Wall / Bath |  |  |  |  | 5.75 | [25 empty] | W:4 5/8'' H:6 1/8'' OB UP:10 5/8'' OB DOWN:10 1/4'' Rectangular |  |  |  | 8 | Black/White |  |  | Hardwired | 0 | 0 | 0 | 0 | 0 | 0 | 0 | 0 | 0 | 0 | 0 | 014817598643 | 12 | 8.5 | 13.5 | 4 | 0.797 | 175 | Yes | [9 empty] | cETL Damp | BAXLEY 1L SCONCE PN | 1 - Light Sconce |  | AW1051PN.jpg | AW1051PN.jpg
AW1081BBS | 1 - Light Clear Glass Sconce |  | WALL SCONCE | Thompson | Wall / Bath Lighting | Burnished Brass | BBS | Steel | Clear Glass | L:4.5" W:3.5" H:13.625" |  |  | 1 Candelabra Torpedo 60w |  | 1 | No | [14 empty] | 0 | [8 empty] | Damp |  |  |  | 94.48 | 188.96 | 283.44 | W:5'' H:14'' E:4 1/2'' | 4.4 |  |  | 5 | 14 | Wall / Bath |  |  |  |  | 4.5 | [25 empty] | W:5'' H:14'' OB UP:7'' OB DOWN:7'' Rectangular |  |  |  | 8 | Black/White |  |  | Hardwired | 0 | 0 | 0 | 0 | 0 | 0 | 0 | 0 | 0 | 0 | 0 | 014817599039 | 18 | 8.25 | 11.75 | 5.4 | 1.01 | 175 | Yes | [9 empty] | cETL Damp | THOMPSON 1L CLR GL SCNC BBS | 1 - Light Clear Glass Sconce |  | AW1081BBS.jpg | AW1081BBS.jpg
AW1081PN | 1 - Light Clear Glass Sconce |  | WALL SCONCE | Thompson | Wall / Bath Lighting | Polished Nickel | PN | Steel | Clear Glass | L:4.5" W:3.5" H:13.625" |  |  | 1 Candelabra Torpedo 60w |  | 1 | No | [14 empty] | 0 | [8 empty] | Damp |  |  |  | 94.5 | 189 | 283.5 | W:5'' H:14'' E:4 1/2'' | 4.4 |  |  | 5 | 14 | Wall / Bath |  |  |  |  | 4.5 | [25 empty] | W:5'' H:14'' OB UP:7'' OB DOWN:7'' Rectangular |  |  |  | 8 | Black/White |  |  | Hardwired | 0 | 0 | 0 | 0 | 0 | 0 | 0 | 0 | 0 | 0 | 0 | 014817599046 | 18 | 8.25 | 11.75 | 5.4 | 1.01 | 175 | Yes | [9 empty] | cETL Damp | THOMPSON 1L CLR GL SCNC PN | 1 - Light Clear Glass Sconce |  | AW1081PN.jpg | AW1081PN.jpg
AW1091DWZ | 1 - Light Sconce |  | WALL SCONCE | Leon | Wall / Bath Lighting | Dark Weathered Zinc | DWZ | Steel |  |  |  |  | 1 Candelabra Torpedo 60w |  | 1 | No | [14 empty] | 0 | [8 empty] | Damp |  |  |  | 44.5 | 89 | 133.5 | W:4 3/4'' H:9 5/8'' E:6 1/2'' |  |  |  | 4.75 | 9.625 | Wall / Bath |  |  |  |  | 6.5 | [25 empty] | D:4 3/4'' DP:3/4'' W:1/32'' OB UP:4'' Round |  |  |  | 8 | Black/White |  |  | Hardwired | 0 | 0 | 0 | 0 | 0 | 0 | 0 | 0 | 0 | 0 | 0 | 014817605952 | [16 empty] | cETL Damp | LEON 1L SCONCE DWZ | 1 - Light Sconce |  | AW1091DWZ.jpg | AW1091DWZ.jpg
AW1091SMT | 1 - Light Sconce |  | WALL SCONCE | Leon | Wall / Bath Lighting | Salt Mist | SMT | Steel |  |  |  |  | 1 Candelabra Torpedo 60w |  | 1 | No | [14 empty] | 0 | [8 empty] | Damp |  |  |  | 44.5 | 89 | 133.5 | W:4 3/4'' H:9 5/8'' E:6 1/2'' |  |  |  | 4.75 | 9.625 | Wall / Bath |  |  |  |  | 6.5 | [25 empty] | D:4 3/4'' DP:3/4'' W:1/32'' OB UP:4'' Round |  |  |  | 8 | Black/White |  |  | Hardwired | 0 | 0 | 0 | 0 | 0 | 0 | 0 | 0 | 0 | 0 | 0 | 014817605969 | [16 empty] | cETL Damp | LEON 1L SCONCE SMT | 1 - Light Sconce |  | AW1091SMT.jpg | AW1091SMT.jpg
AW1101ADB | 1 - Light Pocket Sconce |  | WALL SCONCE | Helios | Wall / Bath Lighting | Antique Gild | ADB | Steel |  |  |  |  | 1 Candelabra Torpedo 60w |  | 1 | No | [14 empty] | 0 | [8 empty] | Damp |  |  |  | 99.5 | 199 | 298.5 | W:10'' H:15 1/8'' E:5'' | 2.5 |  |  | 10 | 15.125 | Wall / Bath |  |  |  |  | 5 | [25 empty] | DP:7/8'' W:8'' H:13'' OB UP:7 1/4'' Irregular |  |  |  | 8 | Black/White |  |  | Hardwired | 0 | 0 | 0 | 0 | 0 | 0 | 0 | 0 | 0 | 0 | 0 | 014817598964 | 18.75 | 13.75 | 8 | 5.4 | 1.194 | 175 | Yes | [9 empty] | cETL Damp | HELIOS 1L POCKET SCNC ADB | 1 - Light Pocket Sconce |  | AW1101ADB.jpg | AW1101ADB.jpg

## Chapman & Myers
Item Number | Name | Collection Description | Class | Collection | Category | Finish | finish Code | Material | Glass/ Shade | Glass / Shade Size | GlassTop / ShadeTop Size | Diffuser | Bulb # 1 | Bulb # 2 | Total Bulbs | Bulbs Included | Bulb Lumens | Bulb Temperature | Bulb CRI | Bulb Watts | Bulb Volts | Bulb Base | Bulb Type | Bulb Beam Spread | Bulb Dimming Range Min | Bulb Dimming Range Max | Bulb Light Source Name | Bulb Watts Consumed | Bulb Watts Rated | Bulb Rated Life | Bulb Spot Type | Efficacy | L70 | Color Binning | Bug Rating | Cord Color | Transformer Mount | Output Type | Housing Type | Wet Listing | Max Tilt | Max Rotation | Max Ceiling Slope | 2/1/2020 DN Price | UMAP | MSRP | Dimensions | Weight | Diameter | Length | Width | Height | Mounting Procedure | Height (Downlight) | Height Semi-flush | Height Overall | Adjustable Height | Extends | Style | Light Kit Incl | Compatible Light Kits | Remote Incl | # of Blades | Blade Pitch | Blade Finish 1 | Blade Finish 2 | Motor Size | Fan Diameter | Capacitor Value | CFM (High) | Watts (High) | CFM/Watt (High) | CFM (Med) | Watts (Med) | CFM/Watt (Med) | CFM (Low) | Watts (Low) | CFM/Watt (Low) | Max Blade to Ceiling Height | Min Blade to Ceiling Height | Motor Type | Remote Control Type | Canopy | Backplate | Post | Mounting Plate | Base | Wire/Cord Length | Wire/Cord Color | Chain Length | Switch | Connection | ADA | Mount Up/Down | Fluorescent | Energy Star | T-24 | Photocell | LED | LED Convertible | Pre-laced Chain | Adjustable Arms | Mount Wall/Ceiling | UPC | IP Length | IP Width | IP Height | IP Weight | IP Cube | IP Frt. Class | IP UPSable | Pack Quantity | MP UPC | MP Length | MP Width | MP Height | MP Weight | MP Cube | MP UPSable | UL Listing | cUL Listing | PCS Name | Catalog Name | Engineering Notes | Web Image Name | Line Art
CC1003BBS | 3 - Light Lantern |  | CHANDELIERS | Southold | Chandeliers | Burnished Brass | BBS | Steel |  |  |  |  | 3 Candelabra Torpedo 60w |  | 3 | No | [14 empty] | 0 | [12 empty] | 199.98 | 399.96 | 599.94 | L:13 1/2'' W:13 1/2'' H:20 3/4'' O:85 3/8'' | 8.5 |  | 13.5 | 13.5 | 20.75 | Screw Collar - Chain |  |  | 85.375 | [26 empty] | DP:5'' W:5'' H:1'' Square |  |  |  |  | 180 | Clear Silver | 60 |  | Hardwired | 0 | 0 | 0 | 0 | 0 | 0 | 0 | 0 | 0 | 0 | 0 | 014817594867 | 17.5 | 16.375 | 11 | 10.7 | 1.824 | 175 | Yes | [9 empty] | cETL Damp | SOUTHOLD 3L SM LNTRN BBS | 3 - Light Lantern |  | CC1003BBS.jpg | CC1003BBS.jpg
CC1003PN | 3 - Light Lantern |  | CHANDELIERS | Southold | Chandeliers | Polished Nickel | PN | Steel |  |  |  |  | 3 Candelabra Torpedo 60w |  | 3 | No | [14 empty] | 0 | [12 empty] | 199.98 | 399.96 | 599.94 | L:13 1/2'' W:13 1/2'' H:20 3/4'' O:85 3/8'' | 8.5 |  | 13.5 | 13.5 | 20.75 | Screw Collar - Chain |  |  | 85.375 | [26 empty] | DP:5'' W:5'' H:1'' Square |  |  |  |  | 180 | Clear Silver | 60 |  | Hardwired | 0 | 0 | 0 | 0 | 0 | 0 | 0 | 0 | 0 | 0 | 0 | 014817594850 | 17.5 | 16.375 | 11 | 10.7 | 1.824 | 175 | Yes | [9 empty] | cETL Damp | SOUTHOLD 3L SM LNTRN PN | 3 - Light Lantern |  | CC1003PN.jpg | CC1003PN.jpg
CC1014BBS | 4 - Light Lantern |  | CHANDELIERS | Southold | Chandeliers | Burnished Brass | BBS | Steel |  |  |  |  | 4 Candelabra Torpedo 60w |  | 4 | No | [14 empty] | 0 | [12 empty] | 299.98 | 599.96 | 899.94 | L:18'' W:18'' H:27 5/8'' O:92 1/2'' | 15.5 |  | 18 | 18 | 27.625 | Screw Collar - Chain |  |  | 92.5 | [26 empty] | DP:6 1/2'' W:6 1/2'' H:1 3/8'' Square |  |  |  |  | 180 | Clear Silver | 60 |  | Hardwired | 0 | 0 | 0 | 0 | 0 | 0 | 0 | 0 | 0 | 0 | 0 | 014817594843 | 23.5 | 21.75 | 13.25 | 18.7 | 3.919 | 175 | Yes | [9 empty] | cETL Damp | SOUTHOLD 4L MD LNTRN BBS | 4 - Light Lantern |  | CC1014BBS.jpg | CC1014BBS.jpg
CC1014PN | 4 - Light Lantern |  | CHANDELIERS | Southold | Chandeliers | Polished Nickel | PN | Steel |  |  |  |  | 4 Candelabra Torpedo 60w |  | 4 | No | [14 empty] | 0 | [12 empty] | 299.98 | 599.96 | 899.94 | L:18'' W:18'' H:27 5/8'' O:92 1/2'' | 15.5 |  | 18 | 18 | 27.625 | Screw Collar - Chain |  |  | 92.5 | [26 empty] | DP:6 1/2'' W:6 1/2'' H:1 3/8'' Square |  |  |  |  | 180 | Clear Silver | 60 |  | Hardwired | 0 | 0 | 0 | 0 | 0 | 0 | 0 | 0 | 0 | 0 | 0 | 014817594836 | 23.5 | 21.75 | 13.25 | 18.7 | 3.919 | 175 | Yes | [9 empty] | cETL Damp | SOUTHOLD 4L MD LNTRN PN | 4 - Light Lantern |  | CC1014PN.jpg | CC1014PN.jpg
CC1024BBS | 4 - Light Lantern |  | CHANDELIERS | Southold | Chandeliers | Burnished Brass | BBS | Steel |  |  |  |  | 4 Candelabra Torpedo 60w |  | 4 | No | [14 empty] | 0 | [12 empty] | 424.98 | 849.96 | 1274.94 | L:24'' W:24'' H:36 1/2'' O:101 1/4'' | 19.8 |  | 24 | 24 | 36.5 | Screw Collar - Chain |  |  | 101.25 | [26 empty] | DP:6 1/2'' W:6 1/2'' H:1 3/8'' Square |  |  |  |  | 180 | Clear Silver | 60 |  | Hardwired | 0 | 0 | 0 | 0 | 0 | 0 | 0 | 0 | 0 | 0 | 0 | 014817594829 | 31 | 27.75 | 16 | 26.7 | 7.965 | 250 | Yes | [9 empty] | cETL Damp | SOUTHOLD 4L LG LNTRN BBS | 4 - Light Lantern |  | CC1024BBS.jpg | CC1024BBS.jpg
CC1024PN | 4 - Light Lantern |  | CHANDELIERS | Southold | Chandeliers | Polished Nickel | PN | Steel |  |  |  |  | 4 Candelabra Torpedo 60w |  | 4 | No | [14 empty] | 0 | [12 empty] | 424.98 | 849.96 | 1274.94 | L:24'' W:24'' H:36 1/2'' O:101 1/4'' | 19.8 |  | 24 | 24 | 36.5 | Screw Collar - Chain |  |  | 101.25 | [26 empty] | DP:6 1/2'' W:6 1/2'' H:1 3/8'' Square |  |  |  |  | 180 | Clear Silver | 60 |  | Hardwired | 0 | 0 | 0 | 0 | 0 | 0 | 0 | 0 | 0 | 0 | 0 | 014817594812 | 31 | 27.75 | 16 | 29.7 | 7.965 | 250 | Yes | [9 empty] | cETL Damp | SOUTHOLD 4L LG LNTRN PN | 4 - Light Lantern |  | CC1024PN.jpg | CC1024PN.jpg
CC1036BBS | 6 - Light Linear Lantern |  | CHANDELIERS | Southold | Chandeliers | Burnished Brass | BBS | Steel |  |  |  |  | 6 Candelabra Torpedo 60w |  | 6 | No | [14 empty] | 0 | [12 empty] | 524.98 | 1049.96 | 1574.94 | L:48'' W:17'' H:25 3/8'' O:90 7/8'' | 23 |  | 48 | 17 | 25.375 | Screw Collar - Chain |  |  | 90.875 | [26 empty] | DP:6 1/2'' W:22 1/2'' H:1 3/8'' Rectangular |  |  |  |  | 180 | Clear Silver | 60 |  | Hardwired | 0 | 0 | 0 | 0 | 0 | 0 | 0 | 0 | 0 | 0 | 0 | 014817594881 | 53.5 | 24.5 | 11.25 | 39.9 | 8.534 | 175 | Yes | [9 empty] | cETL Damp | SOUTHOLD 6L LNR LNTRN BBS | 6 - Light Linear Lantern |  | CC1036BBS.jpg | CC1036BBS.jpg
CC1036PN | 6 - Light Linear Lantern |  | CHANDELIERS | Southold | Chandeliers | Polished Nickel | PN | Steel |  |  |  |  | 6 Candelabra Torpedo 60w |  | 6 | No | [14 empty] | 0 | [12 empty] | 524.98 | 1049.96 | 1574.94 | L:48'' W:17'' H:25 3/8'' O:90 7/8'' | 23 |  | 48 | 17 | 25.375 | Screw Collar - Chain |  |  | 90.875 | [26 empty] | DP:6 1/2'' W:22 1/2'' H:1 3/8'' Rectangular |  |  |  |  | 180 | Clear Silver | 60 |  | Hardwired | 0 | 0 | 0 | 0 | 0 | 0 | 0 | 0 | 0 | 0 | 0 | 014817594874 | 53.5 | 24.5 | 11.25 | 39.9 | 8.534 | 175 | Yes | [9 empty] | cETL Damp | SOUTHOLD 6L LNR LNTRN PN | 6 - Light Linear Lantern |  | CC1036PN.jpg | CC1036PN.jpg
CC1044BBS | 4 - Light Wide Lantern |  | CHANDELIERS | Southold | Chandeliers | Burnished Brass | BBS | Steel |  |  |  |  | 4 Candelabra Torpedo 60w |  | 4 | No | [14 empty] | 0 | [12 empty] | 399.98 | 799.96 | 1199.94 | L:28'' W:28'' H:25 7/8'' O:90 5/8'' | 20.5 |  | 28 | 28 | 25.875 | Screw Collar - Chain |  |  | 90.625 | [26 empty] | DP:6 1/2'' W:6 1/2'' H:1 3/8'' Square |  |  |  |  | 180 | Clear Silver | 60 |  | Hardwired | 0 | 0 | 0 | 0 | 0 | 0 | 0 | 0 | 0 | 0 | 0 | 014817594904 | 31.25 | 31.25 | 17 | 27.6 | 9.607 | 250 | Yes | [9 empty] | cETL Damp | SOUTHOLD 4L WD LNTRN BBS | 4 - Light Wide Lantern |  | CC1044BBS.jpg | CC1044BBS.jpg
CC1044PN | 4 - Light Wide Lantern |  | CHANDELIERS | Southold | Chandeliers | Polished Nickel | PN | Steel |  |  |  |  | 4 Candelabra Torpedo 60w |  | 4 | No | [14 empty] | 0 | [12 empty] | 399.98 | 799.96 | 1199.94 | L:28'' W:28'' H:25 7/8'' O:90 5/8'' | 20.5 |  | 28 | 28 | 25.875 | Screw Collar - Chain |  |  | 90.625 | [26 empty] | DP:6 1/2'' W:6 1/2'' H:1 3/8'' Square |  |  |  |  | 180 | Clear Silver | 60 |  | Hardwired | 0 | 0 | 0 | 0 | 0 | 0 | 0 | 0 | 0 | 0 | 0 | 014817594898 | 31.25 | 31.25 | 17 | 27.6 | 9.607 | 250 | Yes | [9 empty] | cETL Damp | SOUTHOLD 4L WD LNTRN PN | 4 - Light Wide Lantern |  | CC1044PN.jpg | CC1044PN.jpg
CC10612ADB | 12 - Light Chandelier |  | CHANDELIERS | Westerly | Chandeliers | Antique Gild | ADB | Steel |  |  |  |  | 12 Candelabra Torpedo 60w |  | 12 | No | [14 empty] | 0 | [12 empty] | 349.98 | 699.96 | 1049.94 | D:29 3/8'' H:30'' O:100 3/4'' | 12.3 | 29.375 |  |  | 30 | Screw Collar - Chain |  |  | 100.75 | [26 empty] | D:6 1/2'' H:1 3/8'' Round |  |  |  |  | 180 | Clear Silver | 60 |  | Hardwired | 0 | 0 | 0 | 0 | 0 | 0 | 0 | 0 | 0 | 0 | 0 | 014817594942 | 30.5 | 30.5 | 13 | 17.4 | 6.998 | 250 | Yes | [8 empty] | ETL Damp | cETL Damp | WESTERLY 12L SM CHAND ADB | 12 - Light Chandelier |  | CC10612ADB.jpg | CC10612ADB.jpg
CC10612SMS | 12 - Light Chandelier |  | CHANDELIERS | Westerly | Chandeliers | Smith Steel | SMS | Steel |  |  |  |  | 12 Candelabra Torpedo 60w |  | 12 | No | [14 empty] | 0 | [12 empty] | 349.98 | 699.96 | 1049.94 | D:29 3/8'' H:30'' O:100 3/4'' | 12.3 | 29.375 |  |  | 30 | Screw Collar - Chain |  |  | 100.75 | [26 empty] | D:6 1/2'' H:1 3/8'' Round |  |  |  |  | 180 | Black | 60 |  | Hardwired | 0 | 0 | 0 | 0 | 0 | 0 | 0 | 0 | 0 | 0 | 0 | 014817594935 | 30.5 | 30.5 | 13 | 17.4 | 6.998 | 250 | Yes | [8 empty] | ETL Damp | cETL Damp | WESTERLY 12L SM CHAND SMS | 12 - Light Chandelier |  | CC10612SMS.jpg | CC10612SMS.jpg
CC10712ADB | 12 - Light Chandelier |  | CHANDELIERS | Westerly | Chandeliers | Antique Gild | ADB | Steel |  |  |  |  | 12 Candelabra Torpedo 60w |  | 12 | No | [14 empty] | 0 | [12 empty] | 474.98 | 949.96 | 1424.94 | D:42'' H:40'' O:134 3/4'' | 16.8 | 42 |  |  | 40 | Screw Collar - Chain |  |  | 134.75 | [26 empty] | D:6 1/2'' H:1 3/8'' Round |  |  |  |  | 240 | Clear Silver | 84 |  | Plug In | 0 | 0 | 0 | 0 | 0 | 0 | 0 | 0 | 0 | 0 | 0 | 014817594966 | 42 | 41.25 | 18 | 26.7 | 18.047 | 300 | Yes | [8 empty] | ETL Damp | cETL Damp | WESTERLY 12L LG CHAND ADB | 12 - Light Chandelier |  | CC10712ADB.jpg | CC10712ADB.jpg
CC10712SMS | 12 - Light Chandelier |  | CHANDELIERS | Westerly | Chandeliers | Smith Steel | SMS | Steel |  |  |  |  | 12 Candelabra Torpedo 60w |  | 12 | No | [14 empty] | 0 | [12 empty] | 474.98 | 949.96 | 1424.94 | D:42'' H:40'' O:134 3/4'' | 16.8 | 42 |  |  | 40 | Screw Collar - Chain |  |  | 134.75 | [26 empty] | D:6 1/2'' H:1 3/8'' Round |  |  |  |  | 240 | Black | 84 |  | Plug In | 0 | 0 | 0 | 0 | 0 | 0 | 0 | 0 | 0 | 0 | 0 | 014817594959 | 42 | 41.25 | 18 | 26.7 | 18.047 | 300 | Yes | [8 empty] | ETL Damp | cETL Damp | WESTERLY 12L LG CHAND SMS | 12 - Light Chandelier |  | CC10712SMS.jpg | CC10712SMS.jpg
CC1084ADB | 4 - Light Lantern |  | CHANDELIERS | Stonington | Chandeliers | Antique Gild | ADB | Steel |  |  |  |  | 4 Candelabra Torpedo 60w |  | 4 | No | [14 empty] | 0 | [12 empty] | 174.98 | 349.96 | 524.94 | L:13 3/8'' W:13 3/8'' H:21'' O:84 1/2'' | 6.6 |  | 13.375 | 13.375 | 21 | Screw Collar - Chain |  |  | 84.5 | [26 empty] | D:5 1/2'' H:2'' Round |  |  |  |  | 180 | Clear Silver | 60 |  | Hardwired | 0 | 0 | 0 | 0 | 0 | 0 | 0 | 0 | 0 | 0 | 0 | 014817595390 | 22.25 | 16.25 | 16.25 | 10 | 3.4 | 250 | Yes | [8 empty] | ETL Damp | cETL Damp | STONINGTON 4L SM LTRN ADB | 4 - Light Lantern |  | CC1084ADB.jpg | CC1084ADB.jpg
CC1084SMS | 4 - Light Lantern |  | CHANDELIERS | Stonington | Chandeliers | Smith Steel | SMS | Steel |  |  |  |  | 4 Candelabra Torpedo 60w |  | 4 | No | [14 empty] | 0 | [12 empty] | 174.98 | 349.96 | 524.94 | L:13 3/8'' W:13 3/8'' H:21'' O:84 1/2'' | 6.6 |  | 13.375 | 13.375 | 21 | Screw Collar - Chain |  |  | 84.5 | [26 empty] | D:5 1/2'' H:2'' Round |  |  |  |  | 180 | Black | 60 |  | Hardwired | 0 | 0 | 0 | 0 | 0 | 0 | 0 | 0 | 0 | 0 | 0 | 014817594997 | 22.25 | 16.25 | 16.25 | 10 | 3.4 | 250 | Yes | [8 empty] | ETL Damp | cETL Damp | STONINGTON 4L SM LTRN SMS | 4 - Light Lantern |  | CC1084SMS.jpg | CC1084SMS.jpg
CC1094ADB | 4 - Light Lantern |  | CHANDELIERS | Stonington | Chandeliers | Antique Gild | ADB | Steel |  |  |  |  | 4 Candelabra Torpedo 60w |  | 4 | No | [14 empty] | 0 | [12 empty] | 249.98 | 499.96 | 749.94 | L:18 1/4'' W:18 1/4'' H:27 3/4'' O:95 1/4'' | 8.8 |  | 18.25 | 18.25 | 27.75 | Screw Collar - Chain |  |  | 95.25 | [26 empty] | D:5 1/2'' H:2'' Round |  |  |  |  | 180 | Clear Silver | 60 |  | Hardwired | 0 | 0 | 0 | 0 | 0 | 0 | 0 | 0 | 0 | 0 | 0 | 014817595383 | 28.5 | 21 | 21.25 | 14.8 | 7.36 | 250 | Yes | [8 empty] | ETL Damp | cETL Damp | STONINGTON 4L MD LTRN ADB | 4 - Light Lantern |  | CC1094ADB.jpg | CC1094ADB.jpg
CC1094SMS | 4 - Light Lantern |  | CHANDELIERS | Stonington | Chandeliers | Smith Steel | SMS | Steel |  |  |  |  | 4 Candelabra Torpedo 60w |  | 4 | No | [14 empty] | 0 | [12 empty] | 249.98 | 499.96 | 749.94 | L:18 1/4'' W:18 1/4'' H:27 3/4'' O:95 1/4'' | 8.8 |  | 18.25 | 18.25 | 27.75 | Screw Collar - Chain |  |  | 95.25 | [26 empty] | D:5 1/2'' H:2'' Round |  |  |  |  | 180 | Clear Silver | 60 |  | Hardwired | 0 | 0 | 0 | 0 | 0 | 0 | 0 | 0 | 0 | 0 | 0 | 014817594980 | 28.5 | 21 | 21.25 | 14.8 | 7.36 | 250 | Yes | [8 empty] | ETL Damp | cETL Damp | STONINGTON 4L MD LTRN SMS | 4 - Light Lantern |  | CC1094SMS.jpg | CC1094SMS.jpg
CC1104ADB | 4 - Light Lantern |  | CHANDELIERS | Stonington | Chandeliers | Antique Gild | ADB | Steel |  |  |  |  | 4 Candelabra Torpedo 60w |  | 4 | No | [14 empty] | 0 | [12 empty] | 349.98 | 699.96 | 1049.94 | L:24 5/8'' W:24 5/8'' H:37 1/4'' O:104 3/4'' | 13.7 |  | 24.625 | 24.625 | 37.25 | Screw Collar - Chain |  |  | 104.75 | [26 empty] | D:5 1/2'' H:2'' Round |  |  |  |  | 180 | Clear Silver | 60 |  | Hardwired | 0 | 0 | 0 | 0 | 0 | 0 | 0 | 0 | 0 | 0 | 0 | 014817595376 | 34.25 | 26.5 | 11 | 20.4 | 5.778 | 250 | Yes | [8 empty] | ETL Damp | cETL Damp | STONINGTON 4L LG LTRN ADB | 4 - Light Lantern |  | CC1104ADB.jpg | CC1104ADB.jpg
CC1104SMS | 4 - Light Lantern |  | CHANDELIERS | Stonington | Chandeliers | Smith Steel | SMS | Steel |  |  |  |  | 4 Candelabra Torpedo 60w |  | 4 | No | [14 empty] | 0 | [12 empty] | 349.98 | 699.96 | 1049.94 | L:24 5/8'' W:24 5/8'' H:37 1/4'' O:104 3/4'' | 13.7 |  | 24.625 | 24.625 | 37.25 | Screw Collar - Chain |  |  | 104.75 | [26 empty] | D:5 1/2'' H:2'' Round |  |  |  |  | 180 | Black | 60 |  | Hardwired | 0 | 0 | 0 | 0 | 0 | 0 | 0 | 0 | 0 | 0 | 0 | 014817594973 | 34.25 | 26.5 | 10.5 | 20.2 | 5.515 | 250 | Yes | [8 empty] | ETL Damp | cETL Damp | STONINGTON 4L LG LTRN SMS | 4 - Light Lantern |  | CC1104SMS.jpg | CC1104SMS.jpg
CC1114ADB | 4 - Light Lantern |  | CHANDELIERS | Stonington | Chandeliers | Antique Gild | ADB | Steel |  |  |  |  | 4 Candelabra Torpedo 60w |  | 4 | No | [14 empty] | 0 | [12 empty] | 374.98 | 749.96 | 1124.94 | L:29 5/8'' W:29 5/8'' H:28 3/4'' O:96 1/4'' | 12 |  | 29.625 | 29.625 | 28.75 | Screw Collar - Chain |  |  | 96.25 | [26 empty] | D:5 1/2'' H:2'' Round |  |  |  |  | 180 | Clear Silver | 60 |  | Hardwired | 0 | 0 | 0 | 0 | 0 | 0 | 0 | 0 | 0 | 0 | 0 | 014817595406 | 32 | 32 | 9 | 20.5 | 5.333 | 250 | Yes | [8 empty] | ETL Damp | cETL Damp | STONINGTON 4L WD LTRN ADB | 4 - Light Lantern |  | CC1114ADB.jpg | CC1114ADB.jpg
CC1114SMS | 4 - Light Lantern |  | CHANDELIERS | Stonington | Chandeliers | Smith Steel | SMS | Steel |  |  |  |  | 4 Candelabra Torpedo 60w |  | 4 | No | [14 empty] | 0 | [12 empty] | 374.98 | 749.96 | 1124.94 | L:29 5/8'' W:29 5/8'' H:28 3/4'' O:96 1/4'' | 12 |  | 29.625 | 29.625 | 28.75 | Screw Collar - Chain |  |  | 96.25 | [26 empty] | D:5 1/2'' H:2'' Round |  |  |  |  | 180 | Black | 60 |  | Hardwired | 0 | 0 | 0 | 0 | 0 | 0 | 0 | 0 | 0 | 0 | 0 | 014817595000 | 31.75 | 31.75 | 9 | 9.25 | 5.25 | 300 | Yes | [8 empty] | ETL Damp | cETL Damp | STONINGTON 4L WD LTRN SMS | 4 - Light Lantern |  | CC1114SMS.jpg | CC1114SMS.jpg
CC11212WGV | 12 - Light Chandelier | A Weathered Galvanized finish forms the whimsical, twisted fixture on the eye-catching Richmond chandelier designed by Chapman & Myers for Generation Lighting. This exquisite piece features cream candle tubes and epitomizes the timeless French Country style. Since it is damp-rated, Richmond makes a great statement piece in indoor as well as covered outdoor spaces. | CHANDELIERS | Richmond | Chandeliers | Weathered Galvanized | WGV | Steel |  |  |  |  | 12 Candelabra Torpedo 60w |  | 12 | No | [14 empty] | 0 | [12 empty] | 424.98 | 849.96 | 1274.94 | D:31 3/8'' H:35'' O:98 1/2'' | 11.5 | 31.375 |  |  | 35 | Screw Collar - Chain |  |  | 98.5 | [26 empty] | D:5 1/2'' H:2'' Round |  |  |  |  | 180 | Black | 60 |  | Hardwired | 0 | 0 | 0 | 0 | 0 | 0 | 0 | 0 | 0 | 0 | 0 | 014817595024 | 32.75 | 32.75 | 22 | 9.9 | 13.655 | 400 | Yes | [8 empty] | ETL Damp | cETL Damp | RICHMOND 12L SM CHAND WGV | 12 - Light Chandelier |  | CC11212WGV.jpg | CC11212WGV.jpg
CC11312WGV | 12 - Light Chandelier | A Weathered Galvanized finish forms the whimsical, twisted fixture on the eye-catching Richmond chandelier designed by Chapman & Myers for Generation Lighting. This exquisite piece features cream candle tubes and epitomizes the timeless French Country style. Since it is damp-rated, Richmond makes a great statement piece in indoor as well as covered outdoor spaces. | CHANDELIERS | Richmond | Chandeliers | Weathered Galvanized | WGV | Steel |  |  |  |  | 12 Candelabra Torpedo 60w |  | 12 | No | [14 empty] | 0 | [12 empty] | 774.98 | 1549.96 | 2324.94 | D:43 1/2'' H:47 1/4'' O:138 3/4'' | 19.8 | 43.5 |  |  | 47.25 | Screw Collar - Chain |  |  | 138.75 | [26 empty] | D:5 1/2'' H:2'' Round |  |  |  |  | 240 | Black | 84 |  | Hardwired | 0 | 0 | 0 | 0 | 0 | 0 | 0 | 0 | 0 | 0 | 0 | 014817595017 | 44.25 | 44.25 | 28.75 | 15.5 | 32.578 | 400 | No | [8 empty] | ETL Damp | cETL Damp | RICHMOND 12L LG CHAND WGV | 12 - Light Chandelier |  | CC11312WGV.jpg | CC11312WGV.jpg
CC1144RWT | 4 - Light Chandelier | The Gardner by Chapman & Myers for Generation Lighting adds a refreshing, spirited note to any space. Both the hanging shade and linear show off a boldly geometric, Rustic White frame that is hand welded, painted and patinated to give it a unique finish. This piece is stunning in a foyer or dining room and its damp rating make it versatile for covered outdoor spaces as well. | CHANDELIERS | Gardner | Chandeliers | Rustic White | RWT | Steel |  |  |  |  | 4 Candelabra Torpedo 60w |  | 4 | No | [14 empty] | 0 | [12 empty] | 299.98 | 599.96 | 899.94 | D:22 3/8'' H:18 3/4'' O:86 1/4'' | 12.4 | 22.375 |  |  | 18.75 | Screw Collar - Chain |  |  | 86.25 | [26 empty] | D:6 7/8'' H:1 3/4'' Round |  |  |  |  | 180 | Clear Silver | 60 |  | Hardwired | 0 | 0 | 0 | 0 | 0 | 0 | 0 | 0 | 0 | 0 | 0 | 014817595055 | 25.25 | 25.25 | 20.25 | 15.4 | 7.471 | 250 | Yes | [8 empty] | ETL Damp | cETL Damp | GARDNER 4L SM CHAND RWT | 4 - Light Chandelier |  | CC1144RWT.jpg | CC1144RWT.jpg
CC1146IO | 6 - Light Chandelier |  | CHANDELIERS | Champlain | Chandeliers | Iron Oxide | IO | Steel |  |  |  |  | 6 Candelabra Torpedo 60w |  | 6 | No | [14 empty] | 0 |  |  |  |  | Black | [6 empty] | 45 | 224.5 | 449 | 673.5 | L:31'' W:31'' H:27 1/4'' O:90'' | 8.2 |  | 31 | 31 | 27.25 | Screw Collar - Chain |  |  | 90 | [26 empty] | D:5 1/2'' H:1 1/8'' Round |  |  |  |  | 180 | Black | 60 |  | Hardwired | 0 | 0 | 0 | 0 | 0 | 0 | 0 | 0 | 0 | 0 | 0 | 014817605228 | [15 empty] | ETL Damp | cETL Damp | CHAMPLAIN 6L SM CHAND IO | 6 - Light Chandelier |  | CC1146IO.jpg | CC1146IO.jpg
CC1154RWT | 4 - Light Chandelier | The Gardner by Chapman & Myers for Generation Lighting adds a refreshing, spirited note to any space. Both the hanging shade and linear show off a boldly geometric, Rustic White frame that is hand welded, painted and patinated to give it a unique finish. This piece is stunning in a foyer or dining room and its damp rating make it versatile for covered outdoor spaces as well. | CHANDELIERS | Gardner | Chandeliers | Rustic White | RWT | Steel |  |  |  |  | 4 Candelabra Torpedo 60w |  | 4 | No | [14 empty] | 0 | [12 empty] | 499.98 | 999.96 | 1499.94 | D:30 1/2'' H:24 7/8'' O:92 3/8'' | 11.7 | 30.5 |  |  | 24.875 | Screw Collar - Chain |  |  | 92.375 | [26 empty] | D:6 7/8'' H:1 3/4'' Round |  |  |  |  | 180 | Clear Silver | 60 |  | Hardwired | 0 | 0 | 0 | 0 | 0 | 0 | 0 | 0 | 0 | 0 | 0 | 014817595031 | 32.5 | 32.5 | 27.25 | 21.8 | 16.657 | 300 | Yes | [8 empty] | ETL Damp | cETL Damp | GARDNER 4L LG CHAND RWT | 4 - Light Chandelier |  | CC1154RWT.jpg | CC1154RWT.jpg
CC1156IO | 6 - Light Chandelier |  | CHANDELIERS | Champlain | Chandeliers | Iron Oxide | IO | Steel |  |  |  |  | 6 Candelabra Torpedo 60w |  | 6 | No | [14 empty] | 0 |  |  |  |  | Black | [6 empty] | 45 | 299.5 | 599 | 898.5 | L:41'' W:41'' H:34'' O:90'' | 9.6 |  | 41 | 41 | 34 | Screw Collar - Chain |  |  | 90 | [26 empty] | D:5 1/2'' H:1 1/8'' Round |  |  |  |  | 180 | Black | 60 |  | Hardwired | 0 | 0 | 0 | 0 | 0 | 0 | 0 | 0 | 0 | 0 | 0 | 014817605211 | [15 empty] | ETL Damp | cETL Damp | CHAMPLAIN 6L LG CHAND IO | 6 - Light Chandelier |  | CC1156IO.jpg | CC1156IO.jpg
CC1166RWT | 6 - Light Chandelier | The Gardner by Chapman & Myers for Generation Lighting adds a refreshing, spirited note to any space. Both the hanging shade and linear show off a boldly geometric, Rustic White frame that is hand welded, painted and patinated to give it a unique finish. This piece is stunning in a foyer or dining room and its damp rating make it versatile for covered outdoor spaces as well. | CHANDELIERS | Gardner | Chandeliers | Rustic White | RWT | Steel |  |  |  |  | 6 Candelabra Torpedo 60w |  | 6 | No | [14 empty] | 0 | [12 empty] | 474.98 | 949.96 | 1424.94 | L:42'' W:17'' H:19 1/8'' O:82 3/8'' | 10.3 |  | 42 | 17 | 19.125 | Screw Collar - Chain |  |  | 82.375 | [26 empty] | DP:4 3/4'' W:24'' H:1 5/8'' Irregular |  |  |  |  | 180 | Clear Silver | 60 |  | Hardwired | 0 | 0 | 0 | 0 | 0 | 0 | 0 | 0 | 0 | 0 | 0 | 014817595048 | 44 | 19.25 | 21.5 | 23.9 | 10.538 | 250 | Yes | [8 empty] | ETL Damp | cETL Damp | GARDNER 6L OVAL CHAND RWT | 6 - Light Chandelier |  | CC1166RWT.jpg | CC1166RWT.jpg
CC1179AI | 9 - Light Chandelier | An exposed candelabra pairs with an angular, Aged Iron frame to ensure the Keystone family casts a warm and inviting glow. This series of chandeliers, sconces and pendants designed by Chapman & Myers for Generation Lighting features very detailed construction including bobesches supporting each candle tube. The chandeliers highlight the popular wagon wheel silhouette. | CHANDELIERS | Keystone | Chandeliers | Aged Iron | AI | Steel |  |  |  |  | 9 Candelabra Torpedo 60w |  | 9 | No | [14 empty] | 0 | [12 empty] | 424.98 | 849.96 | 1274.94 | D:38'' H:22 3/8'' O:89'' | 8.3 | 38 |  |  | 22.375 | Screw Collar - Chain |  |  | 89 | [26 empty] | D:5 1/2'' H:7/8'' |  |  |  |  | 180 | Black | 60 |  | Hardwired | 0 | 0 | 0 | 0 | 0 | 0 | 0 | 0 | 0 | 0 | 0 | 014817595420 | 41.375 | 41.75 | 10 | 22 | 9.997 | 250 | Yes | [8 empty] | ETL Damp | cETL Damp | KEYSTONE 9L CHAND AI | 9 - Light Chandelier |  | CC1179AI.jpg | CC1179AI.jpg
CC11818AI | 18 - Light Chandelier | An exposed candelabra pairs with an angular, Aged Iron frame to ensure the Keystone family casts a warm and inviting glow. This series of chandeliers, sconces and pendants designed by Chapman & Myers for Generation Lighting features very detailed construction including bobesches supporting each candle tube. The chandeliers highlight the popular wagon wheel silhouette. | CHANDELIERS | Keystone | Chandeliers | Aged Iron | AI | Steel |  |  |  |  | 18 Candelabra Torpedo 60w |  | 18 | No | [14 empty] | 0 | [12 empty] | 724.98 | 1449.96 | 2174.94 | D:49 1/8'' H:39'' O:129 5/8'' | 13.6 | 49.125 |  |  | 39 | Screw Collar - Chain |  |  | 129.625 | [26 empty] | D:5 1/2'' H:7/8'' |  |  |  |  | 240 | Black | 84 |  | Hardwired | 0 | 0 | 0 | 0 | 0 | 0 | 0 | 0 | 0 | 0 | 0 | 014817595413 | 52.25 | 52.5 | 10 | 36.8 | 15.875 | 250 | No | [8 empty] | ETL Damp | cETL Damp | KEYSTONE 18L CHAND AI | 18 - Light Chandelier |  | CC11818AI.jpg | CC11818AI.jpg
CC1196AI | 6 - Light Small Chandelier | An exposed candelabra pairs with an angular, Aged Iron frame to ensure the Keystone family casts a warm and inviting glow. This series of chandeliers, sconces and pendants designed by Chapman & Myers for Generation Lighting features very detailed construction including bobesches supporting each candle tube. The chandeliers highlight the popular wagon wheel silhouette. | CHANDELIERS | Keystone | Chandeliers | Aged Iron | AI | Steel |  |  |  |  | 6 Candelabra Torpedo 60w |  | 6 | No | [14 empty] | 0 | [12 empty] | 264.98 | 529.96 | 794.94 | D:29 3/8'' H:20 1/2'' | 3.3 | 29.375 |  |  | 20.5 | Screw Collar - Chain | [29 empty] | D:5 1/2'' H:7/8'' Round |  |  |  |  | 180 | Black | 60 |  | Hardwired | 0 | 0 | 0 | 0 | 0 | 0 | 0 | 0 | 0 | 0 | 0 | 014817597448 | 33.5 | 33.25 | 10 | 16.2 | 6.446 | 250 | Yes | [8 empty] | ETL Damp | cETL Damp | KEYSTONE 6L SMALL CHANDELIER AI | 6 - Light Small Chandelier |  | CC1196AI.jpg | CC1196AI.jpg
CC1208AI | 8 - Light Oval Chandelier | An exposed candelabra pairs with an angular, Aged Iron frame to ensure the Keystone family casts a warm and inviting glow. This series of chandeliers, sconces and pendants designed by Chapman & Myers for Generation Lighting features very detailed construction including bobesches supporting each candle tube. The chandeliers highlight the popular wagon wheel silhouette. | CHANDELIERS | Keystone | Chandeliers | Aged Iron | AI | Steel |  |  |  |  | 8 Candelabra Torpedo 60w |  | 8 | No | [14 empty] | 0 |  |  |  |  | Black | [6 empty] | 45 | 399.98 | 799.96 | 1199.94 | L:48 5/8'' W:24 5/8'' H:25'' | 5.6 |  | 48.625 | 24.625 | 25 | Screw Collar - Chain | [29 empty] | D:5 1/2'' H:7/8'' Round |  |  |  |  | 180 | Black | 60 |  | Hardwired | 0 | 0 | 0 | 0 | 0 | 0 | 0 | 0 | 0 | 0 | 0 | 014817597431 | 52.5 | 29 | 9.75 | 19.8 | 8.59 | 250 | Yes | [8 empty] | ETL Damp | cETL Damp | KEYSTONE 8L OVAL CHANDELIER AI | 8 - Light Oval Chandelier |  | CC1208AI.jpg | CC1208AI.jpg
CC1216ADB | 6 - Light Linear Lantern |  | CHANDELIERS | Stonington | Chandeliers | Antique Gild | ADB | Steel |  |  |  |  | 6 Candelabra Torpedo 60w |  | 6 | No | [14 empty] | 0 |  |  |  |  | Clear Silver | [6 empty] | 45 | 449.5 | 899 | 1348.5 | L:49 1/8'' W:18'' H:28 1/2'' O:96'' | 15.8 |  | 49.125 | 18 | 28.5 | Screw Collar - Chain |  |  | 96 | [26 empty] | DP:1 3/8'' W:6 1/2'' H:22'' Rectangular |  |  |  |  | 180 | Clear Silver | 60 |  | Hardwired | 0 | 0 | 0 | 0 | 0 | 0 | 0 | 0 | 0 | 0 | 0 | 014817604993 | [15 empty] | ETL Damp | cETL Damp | STONINGTON 6L LNR CHAND ADB | 6 - Light Linear Lantern |  | CC1216ADB.jpg | CC1216ADB.jpg
CC1216SMS | 6 - Light Linear Lantern |  | CHANDELIERS | Stonington | Chandeliers | Smith Steel | SMS | Steel |  |  |  |  | 6 Candelabra Torpedo 60w |  | 6 | No | [14 empty] | 0 |  |  |  |  | Clear Silver | [6 empty] | 45 | 449.5 | 899 | 1348.5 | L:49 1/8'' W:18'' H:28 1/2'' O:96'' | 15.8 |  | 49.125 | 18 | 28.5 | Screw Collar - Chain |  |  | 96 | [26 empty] | DP:1 3/8'' W:6 1/2'' H:22'' Rectangular |  |  |  |  | 180 | Clear Silver | 60 |  | Hardwired | 0 | 0 | 0 | 0 | 0 | 0 | 0 | 0 | 0 | 0 | 0 | 014817605006 | [15 empty] | ETL Damp | cETL Damp | STONINGTON 6L LNR CHAND SMS | 6 - Light Linear Lantern |  | CC1216SMS.jpg | CC1216SMS.jpg
CC1254BBS | 4 - Light Mini-Chandelier |  | CHANDELIERS | Arden | Chandeliers | Burnished Brass | BBS | Steel |  |  |  |  | 4 Candelabra Torpedo 60w |  | 4 | No | [14 empty] | 0 |  |  |  |  | Clear Silver | [6 empty] | 45 | 349.5 | 699 | 1048.5 | L:16 1/8'' W:16 1/8'' H:14 3/4'' |  |  | 16.125 | 16.125 | 14.75 | Screw Collar - Chain | [29 empty] | D:5 3/4'' H:7/8'' Round |  |  |  |  | 180 | Clear Silver | 60 |  | Hardwired | 0 | 0 | 0 | 0 | 0 | 0 | 0 | 0 | 0 | 0 | 0 | 014817604825 | [15 empty] | ETL Damp | cETL Damp | ARDEN 4L MINI CHAND BBS | 4 - Light Mini-Chandelier |  | CC1254BBS.jpg | CC1254BBS.jpg
CC1254PN | 4 - Light Mini-Chandelier |  | CHANDELIERS | Arden | Chandeliers | Polished Nickel | PN | Steel |  |  |  |  | 4 Candelabra Torpedo 60w |  | 4 | No | [14 empty] | 0 |  |  |  |  | Clear Silver | [6 empty] | 45 | 349.5 | 699 | 1048.5 | L:16 1/8'' W:16 1/8'' H:14 3/4'' |  |  | 16.125 | 16.125 | 14.75 | Screw Collar - Chain | [29 empty] | D:5 3/4'' H:7/8'' Round |  |  |  |  | 180 | Clear Silver | 60 |  | Hardwired | 0 | 0 | 0 | 0 | 0 | 0 | 0 | 0 | 0 | 0 | 0 | 014817604832 | [15 empty] | ETL Damp | cETL Damp | ARDEN 4L MINI CHAND PN | 4 - Light Mini-Chandelier |  | CC1254PN.jpg | CC1254PN.jpg
CC12610BBS | 10 - Light Small Chandelier |  | CHANDELIERS | Arden | Chandeliers | Burnished Brass | BBS | Steel |  |  |  |  | 10 Candelabra Torpedo 60w |  | 10 | No | [14 empty] | 0 |  |  |  |  | Clear Silver | [6 empty] | 45 | 649.5 | 1299 | 1948.5 | L:24 1/8'' W:24 1/8'' H:17 1/4'' |  |  | 24.125 | 24.125 | 17.25 | Screw Collar - Chain | [29 empty] | D:5 3/4'' H:3/4'' Round |  |  |  |  | 180 | Clear Silver | 60 |  | Hardwired | 0 | 0 | 0 | 0 | 0 | 0 | 0 | 0 | 0 | 0 | 0 | 014817604801 | [15 empty] | ETL Damp | cETL Damp | ARDEN 10L SM CHAND BBS | 10 - Light Small Chandelier |  | CC12610BBS.jpg | CC12610BBS.jpg
CC12610PN | 10 - Light Small Chandelier |  | CHANDELIERS | Arden | Chandeliers | Polished Nickel | PN | Steel |  |  |  |  | 10 Candelabra Torpedo 60w |  | 10 | No | [14 empty] | 0 |  |  |  |  | Clear Silver | [6 empty] | 45 | 649.5 | 1299 | 1948.5 | L:24 1/8'' W:24 1/8'' H:17 1/4'' |  |  | 24.125 | 24.125 | 17.25 | Screw Collar - Chain | [29 empty] | D:5 3/4'' H:3/4'' Round |  |  |  |  | 180 | Clear Silver | 60 |  | Hardwired | 0 | 0 | 0 | 0 | 0 | 0 | 0 | 0 | 0 | 0 | 0 | 014817604818 | [15 empty] | ETL Damp | cETL Damp | ARDEN 10L SM CHAND PN | 10 - Light Small Chandelier |  | CC12610PN.jpg | CC12610PN.jpg
CC12716BBS | 16 - Light Large Chandelier |  | CHANDELIERS | Arden | Chandeliers | Burnished Brass | BBS | Steel |  |  |  |  | 16 Candelabra Torpedo 60w |  | 16 | No | [14 empty] | 0 |  |  |  |  | Clear Silver | [6 empty] | 45 | 999.5 | 1999 | 2998.5 | L:32 7/8'' W:32 7/8'' H:18 3/4'' |  |  | 32.875 | 32.875 | 18.75 | Screw Collar - Chain | [29 empty] | D:5 3/4'' H:7/8'' Round |  |  |  |  | 180 | Clear Silver | 60 |  | Hardwired | 0 | 0 | 0 | 0 | 0 | 0 | 0 | 0 | 0 | 0 | 0 | 014817604788 | [15 empty] | ETL Damp | cETL Damp | ARDEN 16L LG CHAND BBS | 16 - Light Large Chandelier |  | CC12716BBS.jpg | CC12716BBS.jpg
CC12716PN | 16 - Light Large Chandelier |  | CHANDELIERS | Arden | Chandeliers | Polished Nickel | PN | Steel |  |  |  |  | 16 Candelabra Torpedo 60w |  | 16 | No | [14 empty] | 0 |  |  |  |  | Clear Silver | [6 empty] | 45 | 999.5 | 1999 | 2998.5 | L:32 7/8'' W:32 7/8'' H:18 3/4'' |  |  | 32.875 | 32.875 | 18.75 | Screw Collar - Chain | [29 empty] | D:5 3/4'' H:7/8'' Round |  |  |  |  | 180 | Clear Silver | 60 |  | Hardwired | 0 | 0 | 0 | 0 | 0 | 0 | 0 | 0 | 0 | 0 | 0 | 014817604795 | [15 empty] | ETL Damp | cETL Damp | ARDEN 16L LG CHAND PN | 16 - Light Large Chandelier |  | CC12716PN.jpg | CC12716PN.jpg
CC12812BBS | 12 - Light Small Chandelier |  | CHANDELIERS | Beckett | Chandeliers | Burnished Brass | BBS | Steel | Undefined Glass | D:17.5" H:9" |  |  | 12 Candelabra Torpedo 60w |  | 12 | No | [14 empty] | 0 | [12 empty] | 599.5 | 1199 | 1798.5 | L:24'' W:24'' H:16 1/4'' |  |  | 24 | 24 | 16.25 | Screw Collar - Chain | [29 empty] | D:5 3/4'' H:3/4'' Round |  |  |  |  | 180 | Black | 60 |  | Hardwired | 0 | 0 | 0 | 0 | 0 | 0 | 0 | 0 | 0 | 0 | 0 | 014817603842 | 33.5 | 33.25 | 10 | 16.2 | 6.446 | 250 | Yes | [8 empty] | ETL Damp | cETL Damp | BECKETT 12L SM CHAND BBS | 12 - Light Small Chandelier |  | CC12812BBS.jpg | CC12812BBS.jpg
CC12812PN | 12 - Light Small Chandelier |  | CHANDELIERS | Beckett | Chandeliers | Polished Nickel | PN | Steel | Undefined Glass | D:17.5" H:9" |  |  | 12 Candelabra Torpedo 60w |  | 12 | No | [14 empty] | 0 | [12 empty] | 599.5 | 1199 | 1798.5 | L:24'' W:24'' H:16 1/4'' |  |  | 24 | 24 | 16.25 | Screw Collar - Chain | [29 empty] | D:5 3/4'' H:3/4'' Round |  |  |  |  | 180 | Black | 60 |  | Hardwired | 0 | 0 | 0 | 0 | 0 | 0 | 0 | 0 | 0 | 0 | 0 | 014817603859 | 33.5 | 33.25 | 10 | 16.2 | 6.446 | 250 | Yes | [8 empty] | ETL Damp | cETL Damp | BECKETT 12L SM CHAND PN | 12 - Light Small Chandelier |  | CC12812PN.jpg | CC12812PN.jpg
CC12916BBS | 16 - Light Large Chandelier |  | CHANDELIERS | Beckett | Chandeliers | Burnished Brass | BBS | Steel | Undefined Glass | D:32" H:9" |  |  | 16 Candelabra Torpedo 60w |  | 16 | No | [14 empty] | 0 | [12 empty] | 849.5 | 1699 | 2548.5 | L:32'' W:32'' H:16 1/4'' |  |  | 32 | 32 | 16.25 | Screw Collar - Chain | [29 empty] | D:5 3/4'' H:3/4'' Round |  |  |  |  | 180 | Black | 60 |  | Hardwired | 0 | 0 | 0 | 0 | 0 | 0 | 0 | 0 | 0 | 0 | 0 | 014817603828 | 33.5 | 33.25 | 10 | 16.2 | 6.446 | 250 | Yes | [8 empty] | ETL Damp | cETL Damp | BECKETT 16L LG CHAND BBS | 16 - Light Large Chandelier |  | CC12916BBS.jpg | CC12916BBS.jpg
CC12916PN | 16 - Light Large Chandelier |  | CHANDELIERS | Beckett | Chandeliers | Polished Nickel | PN | Steel | Undefined Glass | D:32" H:9" |  |  | 16 Candelabra Torpedo 60w |  | 16 | No | [14 empty] | 0 | [12 empty] | 849.5 | 1699 | 2548.5 | L:32'' W:32'' H:16 1/4'' |  |  | 32 | 32 | 16.25 | Screw Collar - Chain | [29 empty] | D:5 3/4'' H:3/4'' Round |  |  |  |  | 180 | Black | 60 |  | Hardwired | 0 | 0 | 0 | 0 | 0 | 0 | 0 | 0 | 0 | 0 | 0 | 014817603835 | 33.5 | 33.25 | 10 | 16.2 | 6.446 | 250 | Yes | [8 empty] | ETL Damp | cETL Damp | BECKETT 16L LG CHAND PN | 16 - Light Large Chandelier |  | CC12916PN.jpg | CC12916PN.jpg
CC1307BBS | 7 - Light Linear Chandelier |  | CHANDELIERS | Beckett | Chandeliers | Burnished Brass | BBS | Steel | Undefined Glass | L:48" W:12" H:9" |  |  | 7 Candelabra Torpedo 60w |  | 7 | No | [14 empty] | 0 | [12 empty] | 949.5 | 1899 | 2848.5 | L:48'' W:12'' H:16 7/8'' |  |  | 48 | 12 | 16.875 | Screw Collar - Chain | [29 empty] | DP:4'' W:20'' H:7/8'' Rectangular |  |  |  |  | 240 | Black | 84 |  | Hardwired | 0 | 0 | 0 | 0 | 0 | 0 | 0 | 0 | 0 | 0 | 0 | 014817603866 | 33.5 | 33.25 | 10 | 16.2 | 6.446 | 250 | Yes | [8 empty] | ETL Damp | cETL Damp | BECKETT 7L LNR CHAND BBS | 7 - Light Linear Chandelier |  | CC1307BBS.jpg | CC1307BBS.jpg
CC1307PN | 7 - Light Linear Chandelier |  | CHANDELIERS | Beckett | Chandeliers | Polished Nickel | PN | Steel | Undefined Glass | L:48" W:12" H:9" |  |  | 7 Candelabra Torpedo 60w |  | 7 | No | [14 empty] | 0 | [12 empty] | 949.5 | 1899 | 2848.5 | L:48'' W:12'' H:16 7/8'' |  |  | 48 | 12 | 16.875 | Screw Collar - Chain | [29 empty] | DP:4'' W:20'' H:7/8'' Rectangular |  |  |  |  | 240 | Black | 84 |  | Hardwired | 0 | 0 | 0 | 0 | 0 | 0 | 0 | 0 | 0 | 0 | 0 | 014817603873 | 33.5 | 33.25 | 10 | 16.2 | 6.446 | 250 | Yes | [8 empty] | ETL Damp | cETL Damp | BECKETT 7L LNR CHAND PN | 7 - Light Linear Chandelier |  | CC1307PN.jpg | CC1307PN.jpg
CC1315BBS | 5 - Light Small Chandelier |  | CHANDELIERS | Hanover | Chandeliers | Burnished Brass | BBS | Steel |  |  |  |  | 5 Candelabra Torpedo 60w |  | 5 | No | [14 empty] | 0 |  |  |  |  | Clear Silver | [6 empty] | 45 | 249.5 | 499 | 748.5 | L:31 7/8'' W:31 7/8'' H:24'' O:87 1/8'' | 4.6 |  | 31.875 | 31.875 | 24 | Screw Collar - Chain |  |  | 87.125 | [26 empty] | D:5 3/4'' H:7/8'' Round |  |  |  |  | 180 | Clear Silver | 60 |  | Hardwired | 0 | 0 | 0 | 0 | 0 | 0 | 0 | 0 | 0 | 0 | 0 | 014817605358 | [15 empty] | ETL Damp | cETL Damp | HANOVER 5L SM CHAND BBS | 5 - Light Small Chandelier |  | CC1315BBS.jpg | CC1315BBS.jpg
CC1315PN | 5 - Light Small Chandelier |  | CHANDELIERS | Hanover | Chandeliers | Polished Nickel | PN | Steel |  |  |  |  | 5 Candelabra Torpedo 60w |  | 5 | No | [14 empty] | 0 |  |  |  |  | Clear Silver | [6 empty] | 45 | 249.5 | 499 | 748.5 | L:31 7/8'' W:31 7/8'' H:24'' O:87 1/8'' | 4.6 |  | 31.875 | 31.875 | 24 | Screw Collar - Chain |  |  | 87.125 | [26 empty] | D:5 3/4'' H:7/8'' Round |  |  |  |  | 180 | Clear Silver | 60 |  | Hardwired | 0 | 0 | 0 | 0 | 0 | 0 | 0 | 0 | 0 | 0 | 0 | 014817605365 | [15 empty] | ETL Damp | cETL Damp | HANOVER 5L SM CHAND PN | 5 - Light Small Chandelier |  | CC1315PN.jpg | CC1315PN.jpg
CC1326BBS | 6 - Light Small Chandelier |  | CHANDELIERS | Hanover | Chandeliers | Burnished Brass | BBS | Steel |  |  |  |  | 6 Candelabra Torpedo 60w |  | 6 | No | [14 empty] | 0 |  |  |  |  | Clear Silver | [6 empty] | 45 | 349.5 | 699 | 1048.5 | L:41 3/4'' W:41 3/4'' H:27 1/4'' O:90 3/8'' | 5.3 |  | 41.75 | 41.75 | 27.25 | Screw Collar - Chain |  |  | 90.375 | [26 empty] | D:5 3/4'' H:7/8'' Round |  |  |  |  | 180 | Clear Silver | 60 |  | Hardwired | 0 | 0 | 0 | 0 | 0 | 0 | 0 | 0 | 0 | 0 | 0 | 014817605334 | [15 empty] | ETL Damp | cETL Damp | HANOVER 6L LG CHAND BBS | 6 - Light Small Chandelier |  | CC1326BBS.jpg | CC1326BBS.jpg
CC1326PN | 6 - Light Small Chandelier |  | CHANDELIERS | Hanover | Chandeliers | Polished Nickel | PN | Steel |  |  |  |  | 6 Candelabra Torpedo 60w |  | 6 | No | [14 empty] | 0 |  |  |  |  | Clear Silver | [6 empty] | 45 | 349.5 | 699 | 1048.5 | L:41 3/4'' W:41 3/4'' H:27 1/4'' O:90 3/8'' | 5.3 |  | 41.75 | 41.75 | 27.25 | Screw Collar - Chain |  |  | 90.375 | [26 empty] | D:5 3/4'' H:7/8'' Round |  |  |  |  | 180 | Clear Silver | 60 |  | Hardwired | 0 | 0 | 0 | 0 | 0 | 0 | 0 | 0 | 0 | 0 | 0 | 014817605341 | [15 empty] | ETL Damp | cETL Damp | HANOVER 6L LG CHAND PN | 6 - Light Small Chandelier |  | CC1326PN.jpg | CC1326PN.jpg
CC1346AI | 6 - Light Chandelier |  | CHANDELIERS | Bayview | Chandeliers | Aged Iron | AI | Steel |  |  |  |  | 6 Candelabra Torpedo 60w |  | 6 | No | [14 empty] | 0 |  |  |  |  | Clear Silver | [6 empty] | 45 | 374.5 | 749 | 1123.5 | L:32'' W:32'' H:26'' O:92 3/8'' | 10.1 |  | 32 | 32 | 26 | Screw Collar - Chain |  |  | 92.375 | [26 empty] | D:5 1/2'' H:7/8'' Round |  |  |  |  | 180 | Clear Silver | 60 |  | Hardwired | 0 | 0 | 0 | 0 | 0 | 0 | 0 | 0 | 0 | 0 | 0 | 014817604900 | 35 | 11.75 | 20.5 | 14.9 | 4.879 | 250 | Yes | [8 empty] | ETL Damp | cETL Damp | BAYVIEW 6L SM CHAND AI | 6 - Light Chandelier |  | CC1346AI.jpg | CC1346AI.jpg
CC1346PN | 6 - Light Chandelier |  | CHANDELIERS | Bayview | Chandeliers | Polished Nickel | PN | Steel |  |  |  |  | 6 Candelabra Torpedo 60w |  | 6 | No | [14 empty] | 0 |  |  |  |  | Clear Silver | [6 empty] | 45 | 374.5 | 749 | 1123.5 | L:32'' W:32'' H:26'' O:92 3/8'' | 10.1 |  | 32 | 32 | 26 | Screw Collar - Chain |  |  | 92.375 | [26 empty] | D:5 1/2'' H:7/8'' Round |  |  |  |  | 180 | Clear Silver | 60 |  | Hardwired | 0 | 0 | 0 | 0 | 0 | 0 | 0 | 0 | 0 | 0 | 0 | 014817604917 | 35 | 11.75 | 20.5 | 14.9 | 4.879 | 250 | Yes | [8 empty] | ETL Damp | cETL Damp | BAYVIEW 6L SM CHAND PN | 6 - Light Chandelier |  | CC1346PN.jpg | CC1346PN.jpg
CC1356AI | 6 - Light Chandelier |  | CHANDELIERS | Bayview | Chandeliers | Aged Iron | AI | Steel |  |  |  |  | 6 Candelabra Torpedo 60w |  | 6 | No | [14 empty] | 0 |  |  |  |  | Clear Silver | [6 empty] | 45 | 449.5 | 899 | 1348.5 | L:44'' W:44'' H:34'' O:100 3/8'' | 13.4 |  | 44 | 44 | 34 | Screw Collar - Chain |  |  | 100.375 | [26 empty] | D:5 1/2'' H:7/8'' Round |  |  |  |  | 180 | Clear Silver | 60 |  | Hardwired | 0 | 0 | 0 | 0 | 0 | 0 | 0 | 0 | 0 | 0 | 0 | 014817604887 | 49.25 | 17.5 | 15.25 | 17.6 | 7.606 | 250 | Yes | [8 empty] | ETL Damp | cETL Damp | BAYVIEW 6L LG CHAND AI | 6 - Light Chandelier |  | CC1356AI.jpg | CC1356AI.jpg
CC1356PN | 6 - Light Chandelier |  | CHANDELIERS | Bayview | Chandeliers | Polished Nickel | PN | Steel |  |  |  |  | 6 Candelabra Torpedo 60w |  | 6 | No | [14 empty] | 0 |  |  |  |  | Clear Silver | [6 empty] | 45 | 449.5 | 899 | 1348.5 | L:44'' W:44'' H:34'' O:100 3/8'' | 13.4 |  | 44 | 44 | 34 | Screw Collar - Chain |  |  | 100.375 | [26 empty] | D:5 1/2'' H:7/8'' Round |  |  |  |  | 180 | Clear Silver | 60 |  | Hardwired | 0 | 0 | 0 | 0 | 0 | 0 | 0 | 0 | 0 | 0 | 0 | 014817604894 | 49.25 | 17.5 | 15.25 | 17.6 | 7.606 | 250 | Yes | [8 empty] | ETL Damp | cETL Damp | BAYVIEW 6L LG CHAND PN | 6 - Light Chandelier |  | CC1356PN.jpg | CC1356PN.jpg
CC1368AI | 8 - Light Linear Chandelier |  | CHANDELIERS | Bayview | Chandeliers | Aged Iron | AI | Steel |  |  |  |  | 8 Candelabra Torpedo 60w |  | 8 | No | [14 empty] | 0 |  |  |  |  | Clear Silver | [6 empty] | 45 | 399.5 | 799 | 1198.5 | L:47 3/4'' W:15 1/4'' H:30'' O:96 3/8'' | 17.1 |  | 47.75 | 15.25 | 30 | Screw Collar - Chain |  |  | 96.375 | [26 empty] | DP:7/8'' W:5 1/2'' H:19 1/4'' Rectangular |  |  |  |  | 180 | Clear Silver | 60 |  | Hardwired | 0 | 0 | 0 | 0 | 0 | 0 | 0 | 0 | 0 | 0 | 0 | 014817604924 | 50 | 15.5 | 17.5 | 26.1 | 7.849 | 250 | Yes | [8 empty] | ETL Damp | cETL Damp | BAYVIEW 8L LNR CHAND AI | 8 - Light Linear Chandelier |  | CC1368AI.jpg | CC1368AI.jpg
CC1368PN | 8 - Light Linear Chandelier |  | CHANDELIERS | Bayview | Chandeliers | Polished Nickel | PN | Steel |  |  |  |  | 8 Candelabra Torpedo 60w |  | 8 | No | [14 empty] | 0 |  |  |  |  | Clear Silver | [6 empty] | 45 | 399.5 | 799 | 1198.5 | L:47 3/4'' W:15 1/4'' H:30'' O:96 3/8'' | 17.1 |  | 47.75 | 15.25 | 30 | Screw Collar - Chain |  |  | 96.375 | [26 empty] | DP:7/8'' W:5 1/2'' H:19 1/4'' Rectangular |  |  |  |  | 180 | Clear Silver | 60 |  | Hardwired | 0 | 0 | 0 | 0 | 0 | 0 | 0 | 0 | 0 | 0 | 0 | 014817604931 | 49.25 | 17.5 | 15.25 | 26.1 | 7.606 | 250 | Yes | [8 empty] | ETL Damp | cETL Damp | BAYVIEW 8L LNR CHAND PN | 8 - Light Linear Chandelier |  | CC1368PN.jpg | CC1368PN.jpg
CC1378BBS | 8 - Light Chandelier |  | CHANDELIERS | Geneva | Chandeliers | Burnished Brass | BBS | Steel | Clear Glass | D:2.625" H:6.375" |  |  | 8 Medium T10 60w |  | 8 | No | [14 empty] | 0 |  |  |  |  | Clear Silver | [6 empty] | 45 | 399.5 | 799 | 1198.5 | L:33'' W:33'' H:14 7/8'' | 22.8 |  | 33 | 33 | 14.875 | Screw Collar - Stem |  |  |  | 16.125 - 60.125 | [25 empty] | D:5 1/2'' H:7/8'' Round |  |  |  |  | 180 | Clear Silver |  |  | Hardwired | 0 | 0 | 0 | 0 | 0 | 0 | 0 | 0 | 0 | 0 | 0 | 014817605518 | [15 empty] | ETL Damp | cETL Damp | GENEVA 8L CHANDELIER | 8 - Light Chandelier |  | CC1378BBS.jpg | CC1378BBS.jpg
CC1378PN | 8 - Light Chandelier |  | CHANDELIERS | Geneva | Chandeliers | Polished Nickel | PN | Steel | Clear Glass | D:2.625" H:6.375" |  |  | 8 Medium T10 60w |  | 8 | No | [14 empty] | 0 |  |  |  |  | Clear Silver | [6 empty] | 45 | 399.5 | 799 | 1198.5 | L:33'' W:33'' H:14 7/8'' | 22.8 |  | 33 | 33 | 14.875 | Screw Collar - Stem | [29 empty] | D:5 1/2'' H:7/8'' Round |  |  |  |  | 180 | Clear Silver |  |  | Hardwired | 0 | 0 | 0 | 0 | 0 | 0 | 0 | 0 | 0 | 0 | 0 | 014817605525 | [15 empty] | ETL Damp | cETL Damp | GENEVA 8L CHANDELIER | 8 - Light Chandelier |  | CC1378PN.jpg | CC1378PN.jpg
CC13810BBS | 10 - Light Linear Chandelier |  | CHANDELIERS | Geneva | Chandeliers | Burnished Brass | BBS | Steel | Clear Glass | D:2.625" H:2" |  |  | 10 Medium T10 60w |  | 10 | No | [14 empty] | 0 |  |  |  |  | Clear Silver | [6 empty] | 45 | 499.5 | 999 | 1498.5 | L:50'' W:14'' H:8 7/8'' | 26.4 |  | 50 | 14 | 8.875 | Screw Collar - Stem |  |  |  | 17.5 - 71.5 | [25 empty] | DP:3/4'' W:5'' H:14 5/8'' Rectangular |  |  |  |  | 180 | Clear Silver |  |  | Hardwired | 0 | 0 | 0 | 0 | 0 | 0 | 0 | 0 | 0 | 0 | 0 | 014817605532 | [15 empty] | ETL Damp | cETL Damp | GENEVA 10L LNR CHAND BBS | 10 - Light Linear Chandelier |  | CC13810BBS.jpg | CC13810BBS.jpg
CC13810PN | 10 - Light Linear Chandelier |  | CHANDELIERS | Geneva | Chandeliers | Polished Nickel | PN | Steel | Clear Glass | D:2.625" H:6.375" |  |  | 10 Medium T10 60w |  | 10 | No | [14 empty] | 0 |  |  |  |  | Clear Silver | [6 empty] | 45 | 499.5 | 999 | 1498.5 | L:50'' W:14'' H:8 7/8'' | 26.4 |  | 50 | 14 | 8.875 | Screw Collar - Stem | [29 empty] | DP:3/4'' W:5'' H:14 5/8'' Rectangular |  |  |  |  | 180 | Clear Silver |  |  | Hardwired | 0 | 0 | 0 | 0 | 0 | 0 | 0 | 0 | 0 | 0 | 0 | 014817605549 | [15 empty] | ETL Damp | cETL Damp | GENEVA 10L LNR CHAND PN | 10 - Light Linear Chandelier |  | CC13810PN.jpg | CC13810PN.jpg
CC1394AI | 4 - Light Lantern | An exposed candelabra pairs with an angular, Aged Iron frame to ensure the Keystone family casts a warm and inviting glow. This series of chandeliers, sconces and pendants designed by Chapman & Myers for Generation Lighting features very detailed construction including bobesches supporting each candle tube. The chandeliers highlight the popular wagon wheel silhouette. | CHANDELIERS | Keystone | Chandeliers | Aged Iron | AI | Steel |  |  |  |  | 4 Candelabra Torpedo 60w |  | 4 | No | [14 empty] | 0 |  |  |  |  | Black | [7 empty] | 199.5 | 399 | 598.5 | L:16'' W:16'' H:27 1/4'' | 6.5 |  | 16 | 16 | 27.25 | Screw Collar - Chain | [29 empty] | D:5 1/2'' H:7/8'' Round |  |  |  |  | 180 | Black | 60 |  | Hardwired | 0 | 0 | 0 | 0 | 0 | 0 | 0 | 0 | 0 | 0 | 0 | 014817604986 | [15 empty] | ETL Damp | cETL Damp | KEYSTONE 4L LANTERN | 4 - Light Lantern |  | CC1394AI.jpg | CC1394AI.jpg
CC1406AI | 6 - Light Linear Lantern | An exposed candelabra pairs with an angular, Aged Iron frame to ensure the Keystone family casts a warm and inviting glow. This series of chandeliers, sconces and pendants designed by Chapman & Myers for Generation Lighting features very detailed construction including bobesches supporting each candle tube. The chandeliers highlight the popular wagon wheel silhouette. | CHANDELIERS | Keystone | Chandeliers | Aged Iron | AI | Steel |  |  |  |  | 6 Candelabra Torpedo 60w |  | 6 | No | [14 empty] | 0 |  |  |  |  | Black | [6 empty] | 45 | 449.5 | 899 | 1348.5 | L:48 1/4'' W:16'' H:18 1/4'' O:90 1/8'' | 16 |  | 48.25 | 16 | 18.25 | Screw Collar - Chain |  |  | 90.125 | [26 empty] | DP:7/8'' W:5 15/32'' H:23 1/2'' Round |  |  |  |  | 180 | Black | 60 |  | Hardwired | 0 | 0 | 0 | 0 | 0 | 0 | 0 | 0 | 0 | 0 | 0 | 014817604979 | [15 empty] | ETL Damp | cETL Damp | KEYSTONE 6L LNR | 6 - Light Linear Lantern |  | CC1406AI.jpg | CC1406AI.jpg
CF1002BBS | 2 - Light Flush Mount | Garrett from Chapman & Myers for Generation Lighting features cylindrical Clear Extruded Glass shades paired with rich Burnished Brass or contemporary Polished Nickel detailing and linen shades on the lamps. This striking blend of metal and glass, sophisticated in its simplicity, is both industrial and glamorous. It is sure to inspire a higher level of style wherever it is placed. | CEILING | Garrett | Ceiling Lights | Burnished Brass | BBS | Steel | Clear Glass | D:11.375" H:4.5" |  |  | 2 Medium T10 60w |  | 2 | No | [14 empty] | 0 | [12 empty] | 136.48 | 272.96 | 409.44 | D:11 3/8'' H:5 1/2'' | 7.8 | 11.375 |  |  | 5.5 | Set Screw(s) | [29 empty] | D:10 7/8'' H:2 3/8'' Round |  |  |  |  | 8 | Black/White |  |  | Hardwired | 0 | 0 | 0 | 0 | 0 | 0 | 0 | 0 | 0 | 0 | 0 | 014817594782 | 15.25 | 15 | 13.5 | 10.2 | 1.787 | 175 | Yes | [8 empty] | ETL Damp | cETL Damp | GARRETT 2L FLUSH MT BBS | 2 - Light Flush Mount |  | CF1002BBS.jpg | CF1002BBS.jpg
CF1002PN | 2 - Light Flush Mount | Garrett from Chapman & Myers for Generation Lighting features cylindrical Clear Extruded Glass shades paired with rich Burnished Brass or contemporary Polished Nickel detailing and linen shades on the lamps. This striking blend of metal and glass, sophisticated in its simplicity, is both industrial and glamorous. It is sure to inspire a higher level of style wherever it is placed. | CEILING | Garrett | Ceiling Lights | Polished Nickel | PN | Steel | Clear Glass | D:11.375" H:4.5" |  |  | 2 Medium T10 60w |  | 2 | No | [14 empty] | 0 | [12 empty] | 136.48 | 272.96 | 409.44 | D:11 3/8'' H:5 1/2'' | 7.8 | 11.375 |  |  | 5.5 | Set Screw(s) | [29 empty] | D:10 7/8'' H:2 3/8'' Round |  |  |  |  | 8 | Black/White |  |  | Hardwired | 0 | 0 | 0 | 0 | 0 | 0 | 0 | 0 | 0 | 0 | 0 | 014817594775 | 15.25 | 15.25 | 13.25 | 10.1 | 1.783 | 175 | Yes | [8 empty] | ETL Damp | cETL Damp | GARRETT 2L FLUSH MT PN | 2 - Light Flush Mount |  | CF1002PN.jpg | CF1002PN.jpg
CF1032BBS | 2 - Light Large Flush Mount | Garrett from Chapman & Myers for Generation Lighting features cylindrical Clear Extruded Glass shades paired with rich Burnished Brass or contemporary Polished Nickel detailing and linen shades on the lamps. This striking blend of metal and glass, sophisticated in its simplicity, is both industrial and glamorous. It is sure to inspire a higher level of style wherever it is placed. | CEILING | Garrett | Ceiling Lights | Burnished Brass | BBS | Steel | Clear Glass | D:18" H:5.125" |  |  | 2 Medium T10 60w |  | 2 | No | [14 empty] | 0 | [12 empty] | 184.5 | 369 | 553.5 | L:18 3/8'' W:18 3/8'' H:6 1/2'' | 9.24 |  | 18.375 | 18.375 | 6.5 | Set Screw(s) | [29 empty] | D:18'' H:1 3/8'' Round |  |  |  |  | 8 | Black/White |  |  | Hardwired | 0 | 0 | 0 | 0 | 0 | 0 | 0 | 0 | 0 | 0 | 0 | 014817605105 | [15 empty] | ETL Damp | cETL Damp | GARRETT 2L LG FLUSHMT BBS | 2 - Light Large Flush Mount |  | CF1032BBS.jpg | CF1032BBS.jpg
CF1032PN | 2 - Light Large Flush Mount | Garrett from Chapman & Myers for Generation Lighting features cylindrical Clear Extruded Glass shades paired with rich Burnished Brass or contemporary Polished Nickel detailing and linen shades on the lamps. This striking blend of metal and glass, sophisticated in its simplicity, is both industrial and glamorous. It is sure to inspire a higher level of style wherever it is placed. | CEILING | Garrett | Ceiling Lights | Polished Nickel | PN | Steel | Clear Glass | D:18" H:5.125" |  |  | 2 Medium T10 60w |  | 2 | No | [14 empty] | 0 | [12 empty] | 184.5 | 369 | 553.5 | L:18 3/8'' W:18 3/8'' H:6 1/2'' | 9.24 |  | 18.375 | 18.375 | 6.5 | Set Screw(s) | [29 empty] | D:18'' H:1 3/8'' Round |  |  |  |  | 8 | Black/White |  |  | Hardwired | 0 | 0 | 0 | 0 | 0 | 0 | 0 | 0 | 0 | 0 | 0 | 014817605112 | [15 empty] | ETL Damp | cETL Damp | GARRETT 2L LG FLUSHMT PN | 2 - Light Large Flush Mount |  | CF1032PN.jpg | CF1032PN.jpg
CF1052BBS | 2 - Light Flush Mount |  | CEILING | Geneva | Ceiling Lights | Burnished Brass | BBS | Steel | Clear Glass | D:13.25" H:3.625" |  | White Glass | 2 Medium T10 60w |  | 2 | No | [14 empty] | 0 | [12 empty] | 124.5 | 249 | 373.5 | L:14'' W:14'' H:4 7/8'' | 7.7 |  | 14 | 14 | 4.875 | Set Screw(s) | [29 empty] | D:14'' H:1'' Round |  |  |  |  | 8 | Black/White |  |  | Hardwired | 0 | 0 | 0 | 0 | 0 | 0 | 0 | 0 | 0 | 0 | 0 | 014817605556 | [15 empty] | ETL Damp | cETL Damp | GENEVA 2L FLUSHMT BBS | 2 - Light Flush Mount |  | CF1052BBS.jpg | CF1052BBS.jpg
CF1052PN | 2 - Light Flush Mount |  | CEILING | Geneva | Ceiling Lights | Polished Nickel | PN | Steel | Clear Glass | D:13.25" H:3.625" |  | White Glass | 2 Medium T10 60w |  | 2 | No | [14 empty] | 0 | [12 empty] | 124.5 | 249 | 373.5 | L:14'' W:14'' H:4 7/8'' | 7.7 |  | 14 | 14 | 4.875 | Set Screw(s) | [29 empty] | D:14'' H:1'' Round |  |  |  |  | 8 | Black/White |  |  | Hardwired | 0 | 0 | 0 | 0 | 0 | 0 | 0 | 0 | 0 | 0 | 0 | 014817605563 | [15 empty] | ETL Damp | cETL Damp | GENEVA 2L FLUSHMT PN | 2 - Light Flush Mount |  | CF1052PN.jpg | CF1052PN.jpg
CO1001DWZ | 1 - Light Outdoor Wall Lantern |  | OUTDOOR | Falmouth | Outdoor Lighting | Dark Weathered Zinc | DWZ | StoneStrong | Clear Glass | L:5.25" W:0.125" H:6.5" |  |  | 1 Medium A19 60w |  | 1 | No | [14 empty] | 0 | [12 empty] | 74.5 | 149 | 223.5 | W:6 5/8'' H:10 1/2'' E:7 5/8'' | 7.26 |  |  | 6.625 | 10.5 | Set Screw(s) |  |  |  |  | 7.625 | [25 empty] | DP:3/4'' W:4 5/8'' H:5 1/2'' OB UP:2 3/4'' Rectangular |  |  |  | 8 | Black/White |  |  | Hardwired | 0 | 0 | 0 | 0 | 0 | 0 | 0 | 0 | 0 | 0 | 0 | 014817604689 | 18.5 | 10.5 | 9.5 | 5.3 | 1.068 | 175 | Yes | [9 empty] | cETL Wet | FALMOUTH XS WALL DWZ | 1 - Light Outdoor Wall Lantern |  | CO1001DWZ.jpg | CO1001DWZ.jpg
CO1012DWZ | 2 - Light Outdoor Wall Lantern |  | OUTDOOR | Falmouth | Outdoor Lighting | Dark Weathered Zinc | DWZ | StoneStrong | Clear Glass | L:6.875" W:0.125" H:8.25" |  |  | 2 Candelabra Torpedo 60w |  | 2 | No | [14 empty] | 0 | [12 empty] | 119.5 | 239 | 358.5 | W:8 5/8'' H:13 3/4'' E:9 5/8'' | 8.26 |  |  | 8.625 | 13.75 | Set Screw(s) |  |  |  |  | 9.625 | [25 empty] | DP:3/4'' W:4 5/8'' H:5 1/2'' OB UP:2 3/4'' Rectangular |  |  |  | 8 | Black/White |  |  | Hardwired | 0 | 0 | 0 | 0 | 0 | 0 | 0 | 0 | 0 | 0 | 0 | 014817604696 | 21.75 | 13 | 12 | 8 | 1.964 | 175 | Yes | [9 empty] | cETL Wet | FALMOUTH SM WALL DWZ | 2 - Light Outdoor Wall Lantern |  | CO1012DWZ.jpg | CO1012DWZ.jpg
CO1023DWZ | 3 - Light Outdoor Wall Lantern |  | OUTDOOR | Falmouth | Outdoor Lighting | Dark Weathered Zinc | DWZ | StoneStrong | Clear Glass | L:8.5" W:0.125" H:9.75" |  |  | 3 Candelabra Torpedo 60w |  | 3 | No | [14 empty] | 0 | [12 empty] | 184.5 | 369 | 553.5 | W:10'' H:16'' E:11 1/8'' | 9 |  |  | 10 | 16 | Set Screw(s) |  |  |  |  | 11.125 | [25 empty] | DP:3/4'' W:4 3/4'' H:6 1/4'' OB UP:3 1/4'' Rectangular |  |  |  | 8 | Black/White |  |  | Hardwired | 0 | 0 | 0 | 0 | 0 | 0 | 0 | 0 | 0 | 0 | 0 | 014817604702 | 24.5 | 14.75 | 14.5 | 11.3 | 3.032 | 250 | Yes | [9 empty] | cETL Wet | FALMOUTH MED WALL DWZ | 3 - Light Outdoor Wall Lantern |  | CO1023DWZ.jpg | CO1023DWZ.jpg
CO1034DWZ | 4 - Light Outdoor Wall Lantern |  | OUTDOOR | Falmouth | Outdoor Lighting | Dark Weathered Zinc | DWZ | StoneStrong | Undefined Glass | L:10.25" W:0.125" H:11.625" |  |  | 4 Candelabra Torpedo 60w |  | 4 | No | [14 empty] | 0 | [12 empty] | 249.5 | 499 | 748.5 | W:12'' H:19'' E:13 1/8'' | 10 |  |  | 12 | 19 | Set Screw(s) |  |  |  |  | 13.125 | [25 empty] | DP:7/8'' W:5'' H:7 3/8'' OB UP:3 3/4'' Rectangular |  |  |  | 8 | Black/White |  |  | Hardwired | 0 | 0 | 0 | 0 | 0 | 0 | 0 | 0 | 0 | 0 | 0 | 014817604719 | 27.75 | 17 | 16 | 16.4 | 4.368 | 250 | Yes | [9 empty] | cETL Wet | FALMOUTH LG WALL DWZ | 4 - Light Outdoor Wall Lantern |  | CO1034DWZ.jpg | CO1034DWZ.jpg
CO1044DWZ | 4 - Light Outdoor Wall Lantern |  | OUTDOOR | Falmouth | Outdoor Lighting | Dark Weathered Zinc | DWZ | StoneStrong | Clear Glass | L:14.125" W:0.125" H:15.5" |  |  | 4 Candelabra Torpedo 60w |  | 4 | No | [14 empty] | 0 | [12 empty] | 379.5 | 759 | 1138.5 | W:16'' H:25 3/8'' E:17 1/4'' | 11 |  |  | 16 | 25.375 | Set Screw(s) |  |  |  |  | 17.25 | [25 empty] | DP:1'' W:6'' H:9 1/2'' OB UP:5 1/8'' Rectangular |  |  |  | 8 | Black/White |  |  | Hardwired | 0 | 0 | 0 | 0 | 0 | 0 | 0 | 0 | 0 | 0 | 0 | 014817604726 | 35.75 | 20.75 | 22.25 | 29.7 | 9.552 | 250 | Yes | [9 empty] | cETL Wet | FALMOUTH XL WALL DWZ | 4 - Light Outdoor Wall Lantern |  | CO1044DWZ.jpg | CO1044DWZ.jpg
CO1054DWZ | 4 - Light Hanging Lantern |  | OUTDOOR | Falmouth | Outdoor Lighting | Dark Weathered Zinc | DWZ | StoneStrong | Clear Glass | L:10.25" W:0.125" H:11.625" |  |  | 4 Candelabra Torpedo 60w |  | 4 | No | [14 empty] | 0 |  |  |  |  | Brown | [6 empty] | 45 | 249.5 | 499 | 748.5 | L:12'' W:12'' H:21 5/8'' O:85'' | 5.94 |  | 12 | 12 | 21.625 | Screw Collar - Chain |  |  | 85 | [26 empty] | DP:5 1/8'' W:5 1/8'' H:1'' Square |  |  |  |  | 180 | Brown | 60 |  | Hardwired | 0 | 0 | 0 | 0 | 0 | 0 | 0 | 0 | 0 | 0 | 0 | 014817604733 | 28.5 | 15.5 | 16 | 16.8 | 4.09 | 175 | Yes | [9 empty] | cETL Damp | FALMOUTH LG PDT DWZ | 4 - Light Hanging Lantern |  | CO1054DWZ.jpg | CO1054DWZ.jpg
CO1064DWZ | 4 - Light Post Lantern |  | OUTDOOR | Falmouth | Outdoor Lighting | Dark Weathered Zinc | DWZ | StoneStrong | Clear Glass | L:10.125" W:0.125" H:4" |  |  | 4 Candelabra Torpedo 60w |  | 4 | No | [14 empty] | 0 | [12 empty] | 244.5 | 489 | 733.5 | L:12'' W:12'' H:21 5/8'' | 5.94 |  | 12 | 12 | 21.625 | Post | [31 empty] | D:3'' H:2 1/2'' Round |  |  | 12 |  |  |  | Hardwired | 0 | 0 | 0 | 0 | 0 | 0 | 0 | 0 | 0 | 0 | 0 | 014817604740 | 28.5 | 16 | 15.5 | 14.9 | 4.09 | 250 | Yes | [9 empty] | cETL Wet | FALMOUTH LG POST DWZ | 4 - Light Post Lantern |  | CO1064DWZ.jpg | CO1064DWZ.jpg
CO1101HTCP | 1 - Light Outdoor Wall Lantern |  | OUTDOOR | Freeport | Outdoor Lighting | Heritage Copper | HTCP | Stainless Steel | Clear Glass | L:5.375" W:0.125" H:9.5" |  |  | 1 Medium T10 60w |  | 1 | No | [14 empty] | 0 | [12 empty] | 124.5 | 249 | 373.5 | W:7'' H:10 1/4'' E:6 1/8'' |  |  |  | 7 | 10.25 | Set Screw(s) |  |  |  |  | 6.125 | [25 empty] | DP:5/8'' W:5 1/8'' H:7 5/8'' OB UP:4'' Rectangular |  |  |  | 8 | Black/White |  |  | Hardwired | 0 | 0 | 0 | 0 | 0 | 0 | 0 | 0 | 0 | 0 | 0 | 014817604559 | 13.25 | 10.5 | 11.75 | 7.2 | 0.946 | 125 | Yes | [9 empty] | cETL Wet | FREEPORT SM WALL HTCP | 1 - Light Outdoor Wall Lantern |  | CO1101HTCP.jpg | CO1101HTCP.jpg
CO1111HTCP | 1 - Light Outdoor Wall Lantern |  | OUTDOOR | Freeport | Outdoor Lighting | Heritage Copper | HTCP | Stainless Steel | Undefined Glass | L:5.375" W:0.125" H:9.5" |  |  | 1 Medium T10 60w |  | 1 | No | [14 empty] | 0 | [12 empty] | 149.5 | 299 | 448.5 | W:8'' H:13 1/4'' E:6 5/8'' |  |  |  | 8 | 13.25 | Set Screw(s) |  |  |  |  | 6.625 | [25 empty] | DP:7/8'' W:5 1/8'' H:10 1/2'' OB UP:5 1/2'' Rectangular |  |  |  | 8 | Black/White |  |  | Hardwired | 0 | 0 | 0 | 0 | 0 | 0 | 0 | 0 | 0 | 0 | 0 | 014817604566 | 16.75 | 11.25 | 11.5 | 9.6 | 1.254 | 125 | Yes | [9 empty] | cETL Wet | FREEPORT MED WALL HTCP | 1 - Light Outdoor Wall Lantern |  | CO1111HTCP.jpg | CO1111HTCP.jpg
CO1121HTCP | 1 - Light Outdoor Wall Lantern |  | OUTDOOR | Freeport | Outdoor Lighting | Heritage Copper | HTCP | Stainless Steel | Clear Glass | L:7.5" W:0.125" H:15.375" |  |  | 1 Medium T10 60w |  | 1 | No | [14 empty] | 0 | [12 empty] | 189.5 | 379 | 568.5 | W:9'' H:16 1/4'' E:6 5/8'' |  |  |  | 9 | 16.25 | Set Screw(s) |  |  |  |  | 6.625 | [25 empty] | DP:7/8'' W:5 1/8'' H:13 1/2'' OB UP:7'' Rectangular |  |  |  | 8 | Black/White |  |  | Hardwired | 0 | 0 | 0 | 0 | 0 | 0 | 0 | 0 | 0 | 0 | 0 | 014817604573 | 20 | 13 | 12.5 | 11.9 | 1.881 | 125 | Yes | [9 empty] | cETL Wet | FREEPORT LG WALL HTCP | 1 - Light Outdoor Wall Lantern |  | CO1121HTCP.jpg | CO1121HTCP.jpg
CO1131HTCP | 1 - Light Outdoor Wall Lantern |  | OUTDOOR | Freeport | Outdoor Lighting | Heritage Copper | HTCP | Stainless Steel | Clear Glass | L:8.5" W:0.125" H:21.375" |  |  | 1 Medium T10 75w |  | 1 | No | [14 empty] | 0 | [12 empty] | 244.5 | 489 | 733.5 | W:10'' H:20 1/4'' E:6 5/8'' |  |  |  | 10 | 20.25 | Set Screw(s) |  |  |  |  | 6.625 | [25 empty] | DP:7/8'' W:5 1/4'' H:17 3/8'' OB UP:10'' Rectangular |  |  |  | 8 | Black/White |  |  | Hardwired | 0 | 0 | 0 | 0 | 0 | 0 | 0 | 0 | 0 | 0 | 0 | 014817604580 | 26.75 | 14.75 | 12.75 | 17.4 | 2.911 | 125 | Yes | [9 empty] | cETL Wet | FREEPORT XL WALL HTCP | 1 - Light Outdoor Wall Lantern |  | CO1131HTCP.jpg | CO1131HTCP.jpg
CO1141HTCP | 1 - Light Outdoor Hanging Lantern |  | OUTDOOR | Freeport | Outdoor Lighting | Heritage Copper | HTCP | Stainless Steel | Clear Glass | L:7.375" W:0.125" H:12.75" |  |  | 1 Medium T10 60w |  | 1 | No | [14 empty] | 0 |  |  |  |  | Brown | [6 empty] | 45 | 189.5 | 379 | 568.5 | L:9'' W:9'' H:15 3/4'' O:79 1/8'' |  |  | 9 | 9 | 15.75 | Screw Collar - Chain |  |  | 79.125 | [26 empty] | D:5 1/8'' H:1 1/8'' Round |  |  |  |  | 180 | Brown | 60 |  | Hardwired | 0 | 0 | 0 | 0 | 0 | 0 | 0 | 0 | 0 | 0 | 0 | 014817604597 | 17.5 | 13 | 16 | 13.2 | 2.106 | 125 | Yes | [9 empty] | cETL Damp | FREEPORT SM PDT HTCP | 1 - Light Outdoor Hanging Lantern |  | CO1141HTCP.jpg | CO1141HTCP.jpg
CO1154HTCP | 4 - Light Outdoor Hanging Lantern |  | OUTDOOR | Freeport | Outdoor Lighting | Heritage Copper | HTCP | Stainless Steel | Clear Glass | L:14.875" W:0.125" H:19.625" |  |  | 4 Medium T10 60w |  | 4 | No | [14 empty] | 0 |  |  |  |  | Brown | [6 empty] | 45 | 549.5 | 1099 | 1648.5 | L:16 1/2'' W:16 1/2'' H:23 5/8'' O:87'' |  |  | 16.5 | 16.5 | 23.625 | Screw Collar - Chain |  |  | 87 | [26 empty] | D:5 1/8'' H:1 1/8'' Round |  |  |  |  | 180 | Brown | 60 |  | Hardwired | 0 | 0 | 0 | 0 | 0 | 0 | 0 | 0 | 0 | 0 | 0 | 014817604603 | 27.25 | 23 | 27 | 43.7 | 9.793 | 175 | Yes | [9 empty] | cETL Damp | FREEPORT MED PDT HTCP | 4 - Light Outdoor Hanging Lantern |  | CO1154HTCP.jpg | CO1154HTCP.jpg
CO1164HTCP | 4 - Light Outdoor Hanging Lantern |  | OUTDOOR | Freeport | Outdoor Lighting | Heritage Copper | HTCP | Stainless Steel | Clear Glass | L:17.875" W:0.125" H:25.625" |  |  | 4 Medium T10 60w |  | 4 | No | [14 empty] | 0 |  |  |  |  | Brown | [6 empty] | 45 | 799.5 | 1599 | 2398.5 | L:19 1/2'' W:19 1/2'' H:29 5/8'' O:93'' |  |  | 19.5 | 19.5 | 29.625 | Screw Collar - Chain |  |  | 93 | [26 empty] | D:5 1/8'' H:1 1/8'' Round |  |  |  |  | 180 | Brown | 60 |  | Hardwired | 0 | 0 | 0 | 0 | 0 | 0 | 0 | 0 | 0 | 0 | 0 | 014817604610 | 34.5 | 27.5 | 31.75 | 60.2 | 17.432 | 250 | Yes | [9 empty] | cETL Damp | FREEPORT LG PDT HTCP | 4 - Light Outdoor Hanging Lantern |  | CO1164HTCP.jpg | CO1164HTCP.jpg
CO1172HTCP | 2 - Light Outdoor Flush Mount |  | OUTDOOR | Freeport | Outdoor Lighting | Heritage Copper | HTCP | Stainless Steel | Clear Glass | L:9.375" W:0.125" H:3.25" |  |  | 2 Medium T10 40w |  | 2 | No | [14 empty] | 0 | [12 empty] | 164.5 | 329 | 493.5 | L:10 1/2'' W:10 1/2'' H:4 3/8'' |  |  | 10.5 | 10.5 | 4.375 | Set Screw(s) | [34 empty] | 8 | Black/White |  |  | Hardwired | 0 | 0 | 0 | 0 | 0 | 0 | 0 | 0 | 0 | 0 | 0 | 014817604627 | 14 | 14 | 10 | 9.7 | 1.134 | 100 | Yes | [9 empty] | cETL Damp | FREEPORT SM FLUSH MT HTCP | 2 - Light Outdoor Flush Mount |  | CO1172HTCP.jpg | CO1172HTCP.jpg
CO1182HTCP | 2 - Light Outdoor Flush Mount |  | OUTDOOR | Freeport | Outdoor Lighting | Heritage Copper | HTCP | Stainless Steel | Clear Glass | L:13.375" W:0.125" H:3.25" |  |  | 2 Medium T10 40w |  | 2 | No | [14 empty] | 0 | [12 empty] | 199.5 | 399 | 598.5 | L:14 1/2'' W:14 1/2'' H:4 3/8'' |  |  | 14.5 | 14.5 | 4.375 | Set Screw(s) | [34 empty] | 8 | Black/White |  |  | Hardwired | 0 | 0 | 0 | 0 | 0 | 0 | 0 | 0 | 0 | 0 | 0 | 014817604634 | 18 | 18 | 10.25 | 16 | 1.922 | 100 | Yes | [9 empty] | cETL Damp | FREEPORT LG FLUSH MT HTCP | 2 - Light Outdoor Flush Mount |  | CO1182HTCP.jpg | CO1182HTCP.jpg
CO1191HTCP | 1 - Light Outdoor Post Lantern |  | OUTDOOR | Freeport | Outdoor Lighting | Heritage Copper | HTCP | Stainless Steel | Undefined Glass | L:6.5" W:0.125" H:12.625" |  |  | 1 Medium T10 60w |  | 1 | No | [14 empty] | 0 | [12 empty] | 149.5 | 299 | 448.5 | L:8'' W:8'' H:15 3/4'' |  |  | 8 | 8 | 15.75 | Post | [31 empty] | D:3'' H:2'' Round |  |  | 12 | Black/White |  |  | Hardwired | 0 | 0 | 0 | 0 | 0 | 0 | 0 | 0 | 0 | 0 | 0 | 014817604641 | 19.5 | 11.75 | 14 | 9.9 | 1.856 | 175 | Yes | [9 empty] | cETL Wet | FREEPORT MED POST HTCP | 1 - Light Outdoor Post Lantern |  | CO1191HTCP.jpg | CO1191HTCP.jpg
CO1201HTCP | 1 - Light Outdoor Post Lantern |  | OUTDOOR | Freeport | Outdoor Lighting | Heritage Copper | HTCP | Stainless Steel | Clear Glass | L:6.5" W:0.125" H:18.375" |  |  | 1 Medium T10 60w |  | 1 | No | [14 empty] | 0 | [12 empty] | 214.5 | 429 | 643.5 | L:10'' W:10'' H:21 1/2'' |  |  | 10 | 10 | 21.5 | Post | [31 empty] | D:3'' H:2'' Round |  |  | 12 | Black/White |  |  | Hardwired | 0 | 0 | 0 | 0 | 0 | 0 | 0 | 0 | 0 | 0 | 0 | 014817604658 | 25.25 | 14.25 | 16.25 | 16.7 | 3.384 | 175 | Yes | [9 empty] | cETL Wet | FREEPORT LG POST HTCP | 1 - Light Outdoor Post Lantern |  | CO1201HTCP.jpg | CO1201HTCP.jpg
CO1214HTCP | 4 - Light Outdoor Linear Lantern |  | OUTDOOR | Freeport | Outdoor Lighting | Heritage Copper | HTCP | Stainless Steel | Clear Glass | L:40.375" W:0.125" H:11.375" |  |  | 4 Medium T10 60w |  | 4 | No | [14 empty] | 0 |  |  |  |  | Brown | [6 empty] | 45 | 499.5 | 999 | 1498.5 | L:42'' W:10 1/2'' H:14 1/2'' O:78 3/4'' |  |  | 42 | 10.5 | 14.5 | Screw Collar - Chain |  |  | 78.75 | [26 empty] | DP:7/8'' W:6 1/2'' H:16'' Rectangular |  |  |  |  | 180 | Brown | 60 |  | Hardwired | 0 | 0 | 0 | 0 | 0 | 0 | 0 | 0 | 0 | 0 | 0 | 014817604665 | 46.5 | 18.75 | 17.25 | 46.1 | 8.704 | 175 | Yes | [9 empty] | cETL Damp | FREEPORT LNR HTCP | 4 - Light Outdoor Linear Lantern |  | CO1214HTCP.jpg | CO1214HTCP.jpg
CO1223HTCP | 3 - Light Outdoor Wall Lantern |  | OUTDOOR | Freeport | Outdoor Lighting | Heritage Copper | HTCP | Stainless Steel | Clear Glass | L:14.375" W:0.125" H:12.375" |  |  | 3 Medium T10 60w |  | 3 | No | [14 empty] | 0 | [12 empty] | 299.5 | 599 | 898.5 | L:6 5/8'' W:16'' H:13 1/4'' E:6 5/8'' |  |  | 6.625 | 16 | 13.25 | Set Screw(s) |  |  |  |  | 6.625 | [25 empty] | DP:7/8'' W:13 1/2'' H:10 1/2'' OB UP:5 1/2'' Rectangular |  |  |  | 8 | Black/White |  |  | Hardwired | 0 | 0 | 0 | 0 | 0 | 0 | 0 | 0 | 0 | 0 | 0 | 014817604672 | 20 | 17.25 | 12 | 17.9 | 2.396 | 125 | Yes | [9 empty] | cETL Wet | FREEPORT POCKET WALL HTCP | 3 - Light Outdoor Wall Lantern |  | CO1223HTCP.jpg | CO1223HTCP.jpg
CO1252TXB | 2 - Light Outdoor Wall Lantern |  | OUTDOOR | Hingham | Outdoor Lighting | Textured Black | TXB | Steel | Clear Glass | L:4.875" W:0.125" H:8.25" |  |  | 2 Candelabra Torpedo 40w |  | 2 | No | [14 empty] | 0 | [12 empty] | 89.5 | 179 | 268.5 | W:6 1/2'' H:12'' E:3 3/4'' |  |  |  | 6.5 | 12 | Set Screw(s) |  |  |  |  | 3.75 | [25 empty] | DP:5/8'' W:5 3/4'' H:9'' OB UP:6 3/4'' Rectangular |  |  |  | 8 | Black/White |  |  | Hardwired | 0 | 0 | 0 | 0 | 0 | 0 | 0 | 0 | 0 | 0 | 0 | 014817604757 | 15 | 9.75 | 8.5 | 5.2 | 0.719 | 125 | Yes | [9 empty] | cETL Wet | HINGHAM SM WALL TXB | 2 - Light Outdoor Wall Lantern |  | CO1252TXB.jpg | CO1252TXB.jpg
CO1262TXB | 2 - Light Outdoor Wall Lantern |  | OUTDOOR | Hingham | Outdoor Lighting | Textured Black | TXB | Steel | Clear Glass | L:6.125" W:0.125" H:11.25" |  |  | 2 Candelabra Torpedo 60w |  | 2 | No | [14 empty] | 0 | [12 empty] | 129.5 | 259 | 388.5 | W:8'' H:16'' E:4 7/8'' |  |  |  | 8 | 16 | Set Screw(s) |  |  |  |  | 4.875 | [25 empty] | DP:5/8'' W:7 1/8'' H:12'' OB UP:9 5/8'' Rectangular |  |  |  | 8 | Black/White |  |  | Hardwired | 0 | 0 | 0 | 0 | 0 | 0 | 0 | 0 | 0 | 0 | 0 | 014817604764 | 19.75 | 11.25 | 9.75 | 8.1 | 1.254 | 125 | Yes | [9 empty] | cETL Wet | HINGHAM MED WALL TXB | 2 - Light Outdoor Wall Lantern |  | CO1262TXB.jpg | CO1262TXB.jpg
CO1272TXB | 2 - Light Outdoor Wall Lantern |  | OUTDOOR | Hingham | Outdoor Lighting | Textured Black | TXB | Steel | Clear Glass | L:8" W:0.125" H:14.5" |  |  | 2 Candelabra Torpedo 60w |  | 2 | No | [14 empty] | 0 | [12 empty] | 184.5 | 369 | 553.5 | W:10'' H:20'' E:5 7/8'' |  |  |  | 10 | 20 | Set Screw(s) |  |  |  |  | 5.875 | [25 empty] | DP:5/8'' W:9'' H:15 1/8'' OB UP:12 5/8'' Rectangular |  |  |  | 8 | Black/White |  |  | Hardwired | 0 | 0 | 0 | 0 | 0 | 0 | 0 | 0 | 0 | 0 | 0 | 014817604771 | 20.75 | 12.25 | 9.75 | 11.3 | 1.434 | 125 | Yes | [9 empty] | cETL Wet | HINGHAM LG WALL TXB | 2 - Light Outdoor Wall Lantern |  | CO1272TXB.jpg | CO1272TXB.jpg
CP1001BBS | 1 - Light Pendant | Garrett from Chapman & Myers for Generation Lighting features cylindrical Clear Extruded Glass shades paired with rich Burnished Brass or contemporary Polished Nickel detailing and linen shades on the lamps. This striking blend of metal and glass, sophisticated in its simplicity, is both industrial and glamorous. It is sure to inspire a higher level of style wherever it is placed. | LINE VOLTAGE PENDANT | Garrett | Pendants | Burnished Brass | BBS | Steel | Clear Glass | D:5" H:10" |  |  | 1 Medium T10 60w |  | 1 | No | [14 empty] | 0 | [12 empty] | 99.98 | 199.96 | 299.94 | D:5 1/2'' H:21 3/4'' | 6.6 | 5.5 |  |  | 21.75 | Screw Collar - Stem |  |  |  | 31.25 - 79.25 | [25 empty] | D:5 1/2'' H:1 1/8'' Round |  |  |  |  | 180 | Clear Silver |  |  | Hardwired | 0 | 0 | 0 | 0 | 0 | 0 | 0 | 0 | 0 | 0 | 0 | 014817594744 | 21.75 | 9.25 | 9.25 | 7.8 | 1.077 | 125 | Yes | [8 empty] | ETL Damp | cETL Damp | GARRETT 1L SM PENDANT BBS | 1 - Light Pendant |  | CP1001BBS.jpg | CP1001BBS.jpg
CP1001PN | 1 - Light Pendant | Garrett from Chapman & Myers for Generation Lighting features cylindrical Clear Extruded Glass shades paired with rich Burnished Brass or contemporary Polished Nickel detailing and linen shades on the lamps. This striking blend of metal and glass, sophisticated in its simplicity, is both industrial and glamorous. It is sure to inspire a higher level of style wherever it is placed. | LINE VOLTAGE PENDANT | Garrett | Pendants | Polished Nickel | PN | Steel | Clear Glass | D:5" H:10" |  |  | 1 Medium T10 60w |  | 1 | No | [14 empty] | 0 | [12 empty] | 99.98 | 199.96 | 299.94 | D:5 1/2'' H:21 3/4'' | 6.6 | 5.5 |  |  | 21.75 | Screw Collar - Stem |  |  |  | 31.25 - 79.25 | [25 empty] | D:5 1/2'' H:1 1/8'' Round |  |  |  |  | 180 | Clear Silver |  |  | Hardwired | 0 | 0 | 0 | 0 | 0 | 0 | 0 | 0 | 0 | 0 | 0 | 014817594737 | 21.5 | 9.25 | 9.25 | 7.5 | 1.065 | 125 | Yes | [8 empty] | ETL Damp | cETL Damp | GARRETT 1L SM PENDANT PN | 1 - Light Pendant |  | CP1001PN.jpg | CP1001PN.jpg
CP1011BBS | 1 - Light Pendant | Garrett from Chapman & Myers for Generation Lighting features cylindrical Clear Extruded Glass shades paired with rich Burnished Brass or contemporary Polished Nickel detailing and linen shades on the lamps. This striking blend of metal and glass, sophisticated in its simplicity, is both industrial and glamorous. It is sure to inspire a higher level of style wherever it is placed. | LINE VOLTAGE PENDANT | Garrett | Pendants | Burnished Brass | BBS | Steel | Clear Glass | D:11.75" H:17.5" |  |  | 1 Medium T10 60w |  | 1 | No | [14 empty] | 0 | [12 empty] | 299.98 | 599.96 | 899.94 | D:12 3/8'' H:29 1/2'' | 16.1 | 12.375 |  |  | 29.5 | Screw Collar - Stem |  |  |  | 39.125 - 87.125 | [25 empty] | D:5 1/2'' H:1 1/8'' Round |  |  |  |  | 180 | Clear Silver |  |  | Hardwired | 0 | 0 | 0 | 0 | 0 | 0 | 0 | 0 | 0 | 0 | 0 | 014817594720 | 29 | 16.5 | 16 | 21.4 | 4.431 | 175 | Yes | [8 empty] | ETL Damp | cETL Damp | GARRETT 1L LG PENDANT BBS | 1 - Light Pendant |  | CP1011BBS.jpg | CP1011BBS.jpg
CP1011PN | 1 - Light Pendant | Garrett from Chapman & Myers for Generation Lighting features cylindrical Clear Extruded Glass shades paired with rich Burnished Brass or contemporary Polished Nickel detailing and linen shades on the lamps. This striking blend of metal and glass, sophisticated in its simplicity, is both industrial and glamorous. It is sure to inspire a higher level of style wherever it is placed. | LINE VOLTAGE PENDANT | Garrett | Pendants | Polished Nickel | PN | Steel | Clear Glass | D:11.75" H:17.5" |  |  | 1 Medium T10 60w |  | 1 | No | [14 empty] | 0 | [12 empty] | 299.98 | 599.96 | 899.94 | D:12 3/8'' H:29 1/2'' | 16.1 | 12.375 |  |  | 29.5 | Screw Collar - Stem |  |  |  | 39.125 - 87.125 | [25 empty] | D:5 1/2'' H:1 1/8'' Round |  |  |  |  | 180 | Clear Silver |  |  | Hardwired | 0 | 0 | 0 | 0 | 0 | 0 | 0 | 0 | 0 | 0 | 0 | 014817594713 | 16.5 | 16.5 | 29 | 20.6 | 4.569 | 175 | Yes | [8 empty] | ETL Damp | cETL Damp | GARRETT 1L LG PENDANT PN | 1 - Light Pendant |  | CP1011PN.jpg | CP1011PN.jpg
CP1021BBS | 1 - Light Pendant | Atlantic from Chapman & Myers for Generation Lighting features globe and conical Clear Glass pendants paired with rich Burnished Brass and pure Polished Nickel hardware; these work well singularly or in multiples to elevate any room. The lamping suspends from the center, and appears floating within the Clear Glass shade. Coordinating table lamps feature white linen shades and lend a bright, cozy ambiance to any space. | LINE VOLTAGE PENDANT | Atlantic | Pendants | Burnished Brass | BBS | Steel | Clear Glass | D:10.625" H:16" | D:6.75" |  | 1 Medium T10 60w |  | 1 | No | [14 empty] | 0 | [12 empty] | 199.98 | 399.96 | 599.94 | D:10 5/8'' H:18 1/8'' | 8.8 | 10.625 |  |  | 18.125 | Screw Collar - Stem |  |  |  | 29.625 - 77.625 | [25 empty] | D:5 1/2'' H:7/8'' Round |  |  |  |  | 180 | Clear Silver |  |  | Hardwired | 0 | 0 | 0 | 0 | 0 | 0 | 0 | 0 | 0 | 0 | 0 | 014817595086 | 21 | 14.75 | 14.75 | 4.7 | 2.644 | 300 | Yes | [8 empty] | ETL Damp | cETL Damp | ATLANTIC 1L SLIM PDT BBS | 1 - Light Pendant |  | CP1021BBS.jpg | CP1021BBS.jpg
CP1021PN | 1 - Light Pendant | Atlantic from Chapman & Myers for Generation Lighting features globe and conical Clear Glass pendants paired with rich Burnished Brass and pure Polished Nickel hardware; these work well singularly or in multiples to elevate any room. The lamping suspends from the center, and appears floating within the Clear Glass shade. Coordinating table lamps feature white linen shades and lend a bright, cozy ambiance to any space. | LINE VOLTAGE PENDANT | Atlantic | Pendants | Polished Nickel | PN | Steel | Clear Glass | D:10.625" H:16" | D:6.75" |  | 1 Medium T10 60w |  | 1 | No | [14 empty] | 0 | [12 empty] | 199.98 | 399.96 | 599.94 | D:10 5/8'' H:18 1/8'' | 8.8 | 10.625 |  |  | 18.125 | Screw Collar - Stem |  |  |  | 29.625 - 77.625 | [25 empty] | D:5 1/2'' H:7/8'' Round |  |  |  |  | 180 | Clear Silver |  |  | Hardwired | 0 | 0 | 0 | 0 | 0 | 0 | 0 | 0 | 0 | 0 | 0 | 014817595093 | 21 | 14.75 | 14.75 | 4.7 | 2.644 | 300 | Yes | [8 empty] | ETL Damp | cETL Damp | ATLANTIC 1L SLIM PDT PN | 1 - Light Pendant |  | CP1021PN.jpg | CP1021PN.jpg
CP1031BBS | 1 - Light Pendant | Atlantic from Chapman & Myers for Generation Lighting features globe and conical Clear Glass pendants paired with rich Burnished Brass and pure Polished Nickel hardware; these work well singularly or in multiples to elevate any room. The lamping suspends from the center, and appears floating within the Clear Glass shade. Coordinating table lamps feature white linen shades and lend a bright, cozy ambiance to any space. | LINE VOLTAGE PENDANT | Atlantic | Pendants | Burnished Brass | BBS | Steel | Clear Glass | D:18" H:13" | D:5.75" |  | 1 Medium T10 60w |  | 1 | No | [14 empty] | 0 | [12 empty] | 210.98 | 421.96 | 632.94 | D:18'' H:17 5/8'' | 11.8 | 18 |  |  | 17.625 | Screw Collar - Stem |  |  |  | 26.875 - 74.875 | [25 empty] | D:5 1/2'' H:7/8'' Round |  |  |  |  | 180 | Clear Silver |  |  | Hardwired | 0 | 0 | 0 | 0 | 0 | 0 | 0 | 0 | 0 | 0 | 0 | 014817595062 | 22.25 | 22 | 17 | 16.6 | 4.816 | 250 | Yes | [8 empty] | ETL Damp | cETL Damp | ATLANTIC 1L WIDE PDT BBS | 1 - Light Pendant |  | CP1031BBS.jpg | CP1031BBS.jpg
CP1031PN | 1 - Light Pendant | Atlantic from Chapman & Myers for Generation Lighting features globe and conical Clear Glass pendants paired with rich Burnished Brass and pure Polished Nickel hardware; these work well singularly or in multiples to elevate any room. The lamping suspends from the center, and appears floating within the Clear Glass shade. Coordinating table lamps feature white linen shades and lend a bright, cozy ambiance to any space. | LINE VOLTAGE PENDANT | Atlantic | Pendants | Polished Nickel | PN | Steel | Clear Glass | D:18" H:13" | D:5.75" |  | 1 Medium T10 60w |  | 1 | No | [14 empty] | 0 | [12 empty] | 210.98 | 421.96 | 632.94 | D:18'' H:17 5/8'' | 11.8 | 18 |  |  | 17.625 | Screw Collar - Stem |  |  |  | 26.875 - 74.875 | [25 empty] | D:5 1/2'' H:7/8'' Round |  |  |  |  | 180 | Clear Silver |  |  | Hardwired | 0 | 0 | 0 | 0 | 0 | 0 | 0 | 0 | 0 | 0 | 0 | 014817595079 | 22.25 | 22.25 | 17.5 | 15.4 | 5.014 | 250 | Yes | [8 empty] | ETL Damp | cETL Damp | ATLANTIC 1L WIDE PDT PN | 1 - Light Pendant |  | CP1031PN.jpg | CP1031PN.jpg
CP1041BBS | 1 - Light Pendant | Atlantic from Chapman & Myers for Generation Lighting features globe and conical Clear Glass pendants paired with rich Burnished Brass and pure Polished Nickel hardware; these work well singularly or in multiples to elevate any room. The lamping suspends from the center, and appears floating within the Clear Glass shade. Coordinating table lamps feature white linen shades and lend a bright, cozy ambiance to any space. | LINE VOLTAGE PENDANT | Atlantic | Pendants | Burnished Brass | BBS | Steel | Clear Glass | D:16" H:14.125" |  |  | 1 Medium T10 60w |  | 1 | No | [14 empty] | 0 | [12 empty] | 199.98 | 399.96 | 599.94 | D:16'' H:19 1/4'' | 10 | 16 |  |  | 19.25 | Screw Collar - Stem |  |  |  | 26.875 - 74.875 | [25 empty] | D:5 1/2'' H:7/8'' Round |  |  |  |  | 180 | Clear Silver |  |  | Hardwired | 0 | 0 | 0 | 0 | 0 | 0 | 0 | 0 | 0 | 0 | 0 | 014817595109 | 22 | 20.25 | 20.5 | 14.1 | 5.285 | 250 | Yes | [8 empty] | ETL Damp | cETL Damp | ATLANTIC 1L SPHERE BBS | 1 - Light Pendant |  | CP1041BBS.jpg | CP1041BBS.jpg
CP1041PN | 1 - Light Pendant | Atlantic from Chapman & Myers for Generation Lighting features globe and conical Clear Glass pendants paired with rich Burnished Brass and pure Polished Nickel hardware; these work well singularly or in multiples to elevate any room. The lamping suspends from the center, and appears floating within the Clear Glass shade. Coordinating table lamps feature white linen shades and lend a bright, cozy ambiance to any space. | LINE VOLTAGE PENDANT | Atlantic | Pendants | Polished Nickel | PN | Steel | Clear Glass | D:16" H:14.125" |  |  | 1 Medium T10 60w |  | 1 | No | [14 empty] | 0 | [12 empty] | 199.98 | 399.96 | 599.94 | D:16'' H:19 1/4'' | 10 | 16 |  |  | 19.25 | Screw Collar - Stem |  |  |  | 26.875 - 74.875 | [25 empty] | D:5 1/2'' H:7/8'' Round |  |  |  |  | 180 | Clear Silver |  |  | Hardwired | 0 | 0 | 0 | 0 | 0 | 0 | 0 | 0 | 0 | 0 | 0 | 014817595116 | 20 | 20 | 22 | 14.9 | 5.093 | 250 | Yes | [8 empty] | ETL Damp | cETL Damp | ATLANTIC 1L SPHERE PN | 1 - Light Pendant |  | CP1041PN.jpg | CP1041PN.jpg
CP1081AI | 1 - Light Pendant | An exposed candelabra pairs with an angular, Aged Iron frame to ensure the Keystone family casts a warm and inviting glow. This series of chandeliers, sconces and pendants designed by Chapman & Myers for Generation Lighting features very detailed construction including bobesches supporting each candle tube. The chandeliers highlight the popular wagon wheel silhouette. | LINE VOLTAGE PENDANT | Keystone | Pendants | Aged Iron | AI | Steel | Clear Glass | D:11" H:16.25" | D:3.875" |  | 1 Candelabra Torpedo 60w |  | 1 | No | [14 empty] | 0 | [12 empty] | 140.98 | 281.96 | 422.94 | D:11'' H:20 3/4'' O:86'' | 10.3 | 11 |  |  | 20.75 | Screw Collar - Chain |  |  | 86 | [26 empty] | D:5 1/2'' H:7/8'' Round |  |  |  |  | 180 | Black | 60 |  | Hardwired | 0 | 0 | 0 | 0 | 0 | 0 | 0 | 0 | 0 | 0 | 0 | 014817595444 | 20.25 | 15.25 | 16.25 | 12.7 | 2.904 | 175 | Yes | [8 empty] | ETL Damp | cETL Damp | KEYSTONE 1L SM PNDT AI | 1 - Light Pendant |  | CP1081AI.jpg | CP1081AI.jpg
CP1091AI | 1 - Light Pendant | An exposed candelabra pairs with an angular, Aged Iron frame to ensure the Keystone family casts a warm and inviting glow. This series of chandeliers, sconces and pendants designed by Chapman & Myers for Generation Lighting features very detailed construction including bobesches supporting each candle tube. The chandeliers highlight the popular wagon wheel silhouette. | LINE VOLTAGE PENDANT | Keystone | Pendants | Aged Iron | AI | Steel | Clear Glass | D:16" H:23.625" | D:5.75" |  | 1 Candelabra Torpedo 60w |  | 1 | No | [14 empty] | 0 | [12 empty] | 249.98 | 499.96 | 749.94 | D:16'' H:29 5/8'' O:96 1/4'' | 15.5 | 16 |  |  | 29.625 | Screw Collar - Chain |  |  | 96.25 | [26 empty] | D:5 1/2'' H:7/8'' Round |  |  |  |  | 180 | Black | 60 |  | Hardwired | 0 | 0 | 0 | 0 | 0 | 0 | 0 | 0 | 0 | 0 | 0 | 014817595437 | 28.75 | 20.75 | 22 | 20.1 | 7.595 | 250 | Yes | [8 empty] | ETL Damp | cETL Damp | KEYSTONE 1L LG PNDT AI | 1 - Light Pendant |  | CP1091AI.jpg | CP1091AI.jpg
CP1101ADB | 1 - Light Small Hanging Shade |  | CHANDELIERS | Stonington | Chandeliers | Antique Gild | ADB | Steel | White Linen Fabric | D:12" H:16.375" | W:8" |  | 1 Medium A19 75w |  | 1 | No | [14 empty] | 0 |  |  |  |  | Clear Silver | [6 empty] | 45 | 164.5 | 329 | 493.5 | L:12 7/8'' W:12 7/8'' H:24 1/4'' O:91 3/4'' | 6.6 |  | 12.875 | 12.875 | 24.25 | Screw Collar - Chain |  |  | 91.75 | [26 empty] | D:5 1/2'' H:2'' Round |  |  |  |  | 180 | Clear Silver | 60 |  | Hardwired | 0 | 0 | 0 | 0 | 0 | 0 | 0 | 0 | 0 | 0 | 0 | 014817605037 | [15 empty] | ETL Damp | cETL Damp | STONINGTON 1L SM HNG SHD ADB | 1 - Light Small Hanging Shade |  | CP1101ADB.jpg | CP1101ADB.jpg
CP1101SMS | 1 - Light Small Hanging Shade |  | CHANDELIERS | Stonington | Chandeliers | Smith Steel | SMS | Steel | White Linen Fabric | D:12" H:16.375" | W:8" |  | 1 Medium A19 75w |  | 1 | No | [14 empty] | 0 |  |  |  |  | Black | [6 empty] | 45 | 164.5 | 329 | 493.5 | L:12 7/8'' W:12 7/8'' H:24 1/4'' O:91 3/4'' | 6.6 |  | 12.875 | 12.875 | 24.25 | Screw Collar - Chain |  |  | 91.75 | [26 empty] | D:5 1/2'' H:2'' Round |  |  |  |  | 180 | Black | 60 |  | Hardwired | 0 | 0 | 0 | 0 | 0 | 0 | 0 | 0 | 0 | 0 | 0 | 014817605044 | [15 empty] | ETL Damp | cETL Damp | STONINGTON 1L SM HNG SHD SMS | 1 - Light Small Hanging Shade |  | CP1101SMS.jpg | CP1101SMS.jpg
CP1111MBKBBS | 1 - Light Large Pendant |  | LINE VOLTAGE PENDANT | Wellfleet | Pendants | Midnight Black / Burnished Brass | MBK / BBS | Steel |  |  |  |  | 1 Medium A19 75w |  | 1 | No | [14 empty] | 0 | [12 empty] | 189.5 | 379 | 568.5 | L:26'' W:26'' H:10'' |  |  | 26 | 26 | 10 | Screw Collar - Chain | [29 empty] | D:5 1/2'' H:7/8'' Round |  |  |  |  | 180 | Clear Silver | 60 |  | Hardwired | 0 | 0 | 0 | 0 | 0 | 0 | 0 | 0 | 0 | 0 | 0 | 014817603798 | 21.75 | 9.25 | 9.25 | 7.8 | 1.077 | 125 | Yes | [8 empty] | ETL Damp | cETL Damp | WELLFLEET 1L LG PDT MBK BBS | 1 - Light Large Pendant |  | CP1111MBKBBS.jpg | CP1111MBKBBS.jpg
CP1111MBKPN | 1 - Light Large Pendant |  | LINE VOLTAGE PENDANT | Wellfleet | Pendants | Midnight Black / Polished Nickel | MBK / PN | Steel |  |  |  |  | 1 Medium A19 75w |  | 1 | No | [14 empty] | 0 | [12 empty] | 189.5 | 379 | 568.5 | L:26'' W:26'' H:10'' |  |  | 26 | 26 | 10 | Screw Collar - Chain | [29 empty] | D:5 1/2'' H:7/8'' Round |  |  |  |  | 180 | Clear Silver | 60 |  | Hardwired | 0 | 0 | 0 | 0 | 0 | 0 | 0 | 0 | 0 | 0 | 0 | 014817603781 | 21.75 | 9.25 | 9.25 | 7.8 | 1.077 | 125 | Yes | [8 empty] | ETL Damp | cETL Damp | WELLFLEET 1L LG PDT MBK PN | 1 - Light Large Pendant |  | CP1111MBKPN.jpg | CP1111MBKPN.jpg
CP1111MWTBBS | 1 - Light Large Pendant |  | LINE VOLTAGE PENDANT | Wellfleet | Pendants | Matte White / Burnished Brass | MWT / BBS | Steel |  |  |  |  | 1 Medium A19 75w |  | 1 | No | [14 empty] | 0 | [12 empty] | 189.5 | 379 | 568.5 | L:26'' W:26'' H:10'' |  |  | 26 | 26 | 10 | Screw Collar - Chain | [29 empty] | D:5 1/2'' H:7/8'' Round |  |  |  |  | 180 | Clear Silver | 60 |  | Hardwired | 0 | 0 | 0 | 0 | 0 | 0 | 0 | 0 | 0 | 0 | 0 | 014817603811 | 21.75 | 9.25 | 9.25 | 7.8 | 1.077 | 125 | Yes | [8 empty] | ETL Damp | cETL Damp | WELLFLEET 1L LG PDT MWT BBS | 1 - Light Large Pendant |  | CP1111MWTBBS.jpg | CP1111MWTBBS.jpg
CP1111MWTPN | 1 - Light Large Pendant |  | LINE VOLTAGE PENDANT | Wellfleet | Pendants | Matte White / Polished Nickel | MWT / PN | Steel |  |  |  |  | 1 Medium A19 75w |  | 1 | No | [14 empty] | 0 | [12 empty] | 189.5 | 379 | 568.5 | L:26'' W:26'' H:10'' |  |  | 26 | 26 | 10 | Screw Collar - Chain | [29 empty] | D:5 1/2'' H:7/8'' Round |  |  |  |  | 180 | Clear Silver | 60 |  | Hardwired | 0 | 0 | 0 | 0 | 0 | 0 | 0 | 0 | 0 | 0 | 0 | 014817603804 | 21.75 | 9.25 | 9.25 | 7.8 | 1.077 | 125 | Yes | [8 empty] | ETL Damp | cETL Damp | WELLFLEET 1L LG PDT MWT PN | 1 - Light Large Pendant |  | CP1111MWTPN.jpg | CP1111MWTPN.jpg
CP1112ADB | 2 - Light Medium Hanging Shade |  | CHANDELIERS | Stonington | Chandeliers | Antique Gild | ADB | Steel | White Linen Fabric | D:19.25" H:12.5" | W:17.375" |  | 2 Medium A19 60w |  | 2 | No | [14 empty] | 0 |  |  |  |  | Clear Silver | [6 empty] | 45 | 224.5 | 449 | 673.5 | L:21'' W:21'' H:23 7/8'' O:91 3/8'' | 13.2 |  | 21 | 21 | 23.875 | Screw Collar - Chain |  |  | 91.375 | [26 empty] | D:5 1/8'' H:5/8'' Round |  |  |  |  | 180 | Clear Silver | 60 |  | Hardwired | 0 | 0 | 0 | 0 | 0 | 0 | 0 | 0 | 0 | 0 | 0 | 014817605013 | [15 empty] | ETL Damp | cETL Damp | STONINGTON 2L MED HNG SHD ADB | 2 - Light Medium Hanging Shade |  | CP1112ADB.jpg | CP1112ADB.jpg
CP1112SMS | 2 - Light Medium Hanging Shade |  | CHANDELIERS | Stonington | Chandeliers | Smith Steel | SMS | Steel | Undefined Fabric | D:19.25" H:12.5" | W:17.375" |  | 2 Medium A19 60w |  | 2 | No | [14 empty] | 0 |  |  |  |  | Black | [6 empty] | 45 | 224.5 | 449 | 673.5 | L:21'' W:21'' H:23 7/8'' O:91 3/8'' | 13.2 |  | 21 | 21 | 23.875 | Screw Collar - Chain |  |  | 91.375 | [26 empty] | D:5 1/8'' H:5/8'' Round |  |  |  |  | 180 | Black | 60 |  | Hardwired | 0 | 0 | 0 | 0 | 0 | 0 | 0 | 0 | 0 | 0 | 0 | 014817605020 | [15 empty] | ETL Damp | cETL Damp | STONINGTON 2L MED HNG SHD SMS | 2 - Light Medium Hanging Shade |  | CP1112SMS.jpg | CP1112SMS.jpg
CP1121BBS | 1 - Light Pendant | Garrett from Chapman & Myers for Generation Lighting features cylindrical Clear Extruded Glass shades paired with rich Burnished Brass or contemporary Polished Nickel detailing and linen shades on the lamps. This striking blend of metal and glass, sophisticated in its simplicity, is both industrial and glamorous. It is sure to inspire a higher level of style wherever it is placed. | LINE VOLTAGE PENDANT | Garrett | Pendants | Burnished Brass / Burnished Brass | BBS / BBS | Steel | Clear Glass | D:13.5" H:12.5" |  |  | 1 Medium T10 60w |  | 1 | No | [14 empty] | 0 |  |  |  |  | Clear Silver |  |  |  | Damp |  |  | 45 | 149.5 | 299 | 448.5 | L:13 1/2'' W:13 1/2'' H:14 3/4'' | 7 |  | 13.5 | 13.5 | 14.75 | Screw Collar - Chain |  |  |  | 24.25 - 69.75 | [25 empty] | D:5 1/2'' H:1 1/8'' Round |  |  |  |  | 180 | Clear Silver |  |  | Hardwired | 0 | 0 | 0 | 0 | 0 | 0 | 0 | 0 | 0 | 0 | 0 | 014817605129 | [15 empty] | ETL Damp | cETL Damp | GARRETT 1L PDT BBS | 1 - Light Pendant |  | CP1121BBS.jpg | CP1121BBS.jpg
CP1121PN | 1 - Light Pendant | Garrett from Chapman & Myers for Generation Lighting features cylindrical Clear Extruded Glass shades paired with rich Burnished Brass or contemporary Polished Nickel detailing and linen shades on the lamps. This striking blend of metal and glass, sophisticated in its simplicity, is both industrial and glamorous. It is sure to inspire a higher level of style wherever it is placed. | LINE VOLTAGE PENDANT | Garrett | Pendants | Polished Nickel | PN | Steel | Clear Glass | D:13.5" H:12.5" |  |  | 1 Medium T10 60w |  | 1 | No | [14 empty] | 0 |  |  |  |  | Clear Silver |  |  |  | Damp |  |  | 45 | 149.5 | 299 | 448.5 | L:13 1/2'' W:13 1/2'' H:14 3/4'' | 7 |  | 13.5 | 13.5 | 14.75 | Screw Collar - Chain | [29 empty] | D:5 1/2'' H:1 1/8'' Round |  |  |  |  | 180 | Clear Silver |  |  | Hardwired | 0 | 0 | 0 | 0 | 0 | 0 | 0 | 0 | 0 | 0 | 0 | 014817605136 | [15 empty] | ETL Damp | cETL Damp | GARRETT 1L PDT PN | 1 - Light Pendant |  | CP1121PN.jpg | CP1121PN.jpg
CP1131BBS | 1 - Light Small Pendant |  | LINE VOLTAGE PENDANT | Carat | Pendants | Burnished Brass | BBS | Steel |  |  |  |  | 1 Medium A19 60w |  | 1 | No | [14 empty] | 0 |  |  |  |  | Clear Silver | [6 empty] | 45 | 249.5 | 499 | 748.5 | L:16'' W:16'' H:22 1/2'' O:87 3/4'' | 4 |  | 16 | 16 | 22.5 | Screw Collar - Chain |  |  | 87.75 | [26 empty] | D:5'' H:7/8'' Round |  |  |  |  | 180 | Clear Silver | 60 |  | Hardwired | 0 | 0 | 0 | 0 | 0 | 0 | 0 | 0 | 0 | 0 | 0 | 014817605303 | [15 empty] | ETL Damp | cETL Damp | CARAT 1L SM PDT BBS | 1 - Light Small Pendant |  | CP1131BBS.jpg | CP1131BBS.jpg
CP1131PN | 1 - Light Small Pendant |  | LINE VOLTAGE PENDANT | Carat | Pendants | Polished Nickel | PN | Steel |  |  |  |  | 1 Medium A19 60w |  | 1 | No | [14 empty] | 0 |  |  |  |  | Clear Silver | [6 empty] | 45 | 249.5 | 499 | 748.5 | L:16'' W:16'' H:22 1/2'' O:87 3/4'' | 4 |  | 16 | 16 | 22.5 | Screw Collar - Chain |  |  | 87.75 | [26 empty] | D:5'' H:7/8'' Round |  |  |  |  | 180 | Clear Silver | 60 |  | Hardwired | 0 | 0 | 0 | 0 | 0 | 0 | 0 | 0 | 0 | 0 | 0 | 014817605310 | [15 empty] | ETL Damp | cETL Damp | CARAT 1L SM PDT PN | 1 - Light Small Pendant |  | CP1131PN.jpg | CP1131PN.jpg
CP1141BBS | 1 - Light Medium Pendant |  | LINE VOLTAGE PENDANT | Carat | Pendants | Burnished Brass | BBS | Steel |  |  |  |  | 1 Medium A19 60w |  | 1 | No | [14 empty] | 0 |  |  |  |  | Clear Silver | [6 empty] | 45 | 274.5 | 549 | 823.5 | L:20'' W:20'' H:26 5/8'' O:92 7/8'' | 5.6 |  | 20 | 20 | 26.625 | Screw Collar - Chain |  |  | 92.875 | [26 empty] | D:5'' H:7/8'' Round |  |  |  |  | 180 | Clear Silver | 60 |  | Hardwired | 0 | 0 | 0 | 0 | 0 | 0 | 0 | 0 | 0 | 0 | 0 | 014817605273 | [15 empty] | ETL Damp | cETL Damp | CARAT 1L MED PDT BBS | 1 - Light Medium Pendant |  | CP1141BBS.jpg | CP1141BBS.jpg
CP1141PN | 1 - Light Medium Pendant |  | LINE VOLTAGE PENDANT | Carat | Pendants | Polished Nickel | PN | Steel |  |  |  |  | 1 Medium A19 60w |  | 1 | No | [14 empty] | 0 |  |  |  |  | Clear Silver | [6 empty] | 45 | 274.5 | 549 | 823.5 | L:20'' W:20'' H:26 5/8'' O:92 7/8'' | 5.6 |  | 20 | 20 | 26.625 | Screw Collar - Chain |  |  | 92.875 | [26 empty] | D:5'' H:7/8'' Round |  |  |  |  | 180 | Clear Silver | 60 |  | Hardwired | 0 | 0 | 0 | 0 | 0 | 0 | 0 | 0 | 0 | 0 | 0 | 014817605280 | [15 empty] | ETL Damp | cETL Damp | CARAT 1L MED PDT PN | 1 - Light Medium Pendant |  | CP1141PN.jpg | CP1141PN.jpg
CP1151BBS | 1 - Light Large Pendant |  | LINE VOLTAGE PENDANT | Carat | Pendants | Burnished Brass | BBS | Steel |  |  |  |  | 1 Medium A19 60w |  | 1 | No | [14 empty] | 0 |  |  |  |  | Clear Silver | [6 empty] | 45 | 449.5 | 899 | 1348.5 | L:30 1/8'' W:30 1/8'' H:38 3/4'' O:104 7/8'' | 8.2 |  | 30.125 | 30.125 | 38.75 | Screw Collar - Chain |  |  | 104.875 | [26 empty] | D:5'' H:7/8'' Round |  |  |  |  | 180 | Clear Silver | 60 |  | Hardwired | 0 | 0 | 0 | 0 | 0 | 0 | 0 | 0 | 0 | 0 | 0 | 014817605242 | [15 empty] | ETL Damp | cETL Damp | CARAT 1L LG PDT BBS | 1 - Light Large Pendant |  | CP1151BBS.jpg | CP1151BBS.jpg
CP1151PN | 1 - Light Large Pendant |  | LINE VOLTAGE PENDANT | Carat | Pendants | Polished Nickel | PN | Steel |  |  |  |  | 1 Medium A19 60w |  | 1 | No | [14 empty] | 0 |  |  |  |  | Clear Silver | [6 empty] | 45 | 449.5 | 899 | 1348.5 | L:30 1/8'' W:30 1/8'' H:38 3/4'' O:104 7/8'' | 8.2 |  | 30.125 | 30.125 | 38.75 | Screw Collar - Chain |  |  | 104.875 | [26 empty] | D:5'' H:7/8'' Round |  |  |  |  | 180 | Clear Silver | 60 |  | Hardwired | 0 | 0 | 0 | 0 | 0 | 0 | 0 | 0 | 0 | 0 | 0 | 014817605259 | [15 empty] | ETL Damp | cETL Damp | CARAT 1L LG PDT PN | 1 - Light Large Pendant |  | CP1151PN.jpg | CP1151PN.jpg
CP1161BBS | 1 - Light Small Pendant |  | LINE VOLTAGE PENDANT | Geneva | Pendants | Burnished Brass | BBS | Steel | Clear Glass | D:3.125" H:8" |  |  | 1 Medium T10 60w |  | 1 | No | [14 empty] | 0 |  |  |  |  | Clear Silver | [6 empty] | 45 | 74.5 | 149 | 223.5 | L:5'' W:5'' H:12'' | 4.73 |  | 5 | 5 | 12 | Screw Collar - Stem |  |  |  | 24.75 - 66.75 | [25 empty] | D:5'' H:1'' Round |  |  |  |  | 180 | Clear Silver |  |  | Hardwired | 0 | 0 | 0 | 0 | 0 | 0 | 0 | 0 | 0 | 0 | 0 | 014817605471 | [15 empty] | ETL Damp | cETL Damp | GENEVA 1L SM PDT BBS | 1 - Light Small Pendant |  | CP1161BBS.jpg | CP1161BBS.jpg
CP1161PN | 1 - Light Small Pendant |  | LINE VOLTAGE PENDANT | Geneva | Pendants | Polished Nickel | PN | Steel | Clear Glass | D:3.125" H:8" |  |  | 1 Medium T10 60w |  | 1 | No | [14 empty] | 0 |  |  |  |  | Clear Silver | [6 empty] | 45 | 74.5 | 149 | 223.5 | L:5'' W:5'' H:12'' | 4.73 |  | 5 | 5 | 12 | Screw Collar - Stem | [29 empty] | D:5'' H:1'' Round |  |  |  |  | 180 | Clear Silver |  |  | Hardwired | 0 | 0 | 0 | 0 | 0 | 0 | 0 | 0 | 0 | 0 | 0 | 014817605488 | [15 empty] | ETL Damp | cETL Damp | GENEVA 1L SM PDT PN | 1 - Light Small Pendant |  | CP1161PN.jpg | CP1161PN.jpg
CP1171BBS | 1 - Light Large Pendant |  | LINE VOLTAGE PENDANT | Geneva | Pendants | Burnished Brass / Burnished Brass | BBS / BBS | Steel | Clear Glass | D:6.75" H:9.625" |  |  | 1 Medium T10 60w |  | 1 | No | [14 empty] | 0 |  |  |  |  | Clear Silver | [6 empty] | 45 | 114.5 | 229 | 343.5 | L:7'' W:7'' H:13 3/4'' | 9.13 |  | 7 | 7 | 13.75 | Screw Collar - Chain |  |  |  | 25.625 - 67.625 | [25 empty] | D:5'' H:1'' Round |  |  |  |  | 180 | Clear Silver |  |  | Hardwired | 0 | 0 | 0 | 0 | 0 | 0 | 0 | 0 | 0 | 0 | 0 | 014817605495 | [15 empty] | ETL Damp | cETL Damp | GENEVA 1L LG PDT BBS | 1 - Light Large Pendant |  | CP1171BBS.jpg | CP1171BBS.jpg
CP1171PN | 1 - Light Large Pendant |  | LINE VOLTAGE PENDANT | Geneva | Pendants | Polished Nickel | PN | Steel | Clear Glass | D:6.75" H:3.75" |  |  | 1 Medium T10 60w |  | 1 | No | [14 empty] | 0 |  |  |  |  | Clear Silver | [6 empty] | 45 | 114.5 | 229 | 343.5 | L:7'' W:7'' H:13 3/4'' | 9.13 |  | 7 | 7 | 13.75 | Screw Collar - Stem | [29 empty] | D:5'' H:1'' Round |  |  |  |  | 180 | Clear Silver |  |  | Hardwired | 0 | 0 | 0 | 0 | 0 | 0 | 0 | 0 | 0 | 0 | 0 | 014817605501 | [15 empty] | ETL Damp | cETL Damp | GENEVA 1L LG PDT PN | 1 - Light Large Pendant |  | CP1171PN.jpg | CP1171PN.jpg
CP1184IP | 4 - Light Small Pendant |  | CHANDELIERS | Green Park | Pendants | Iron Port | IP | Steel |  |  |  |  | 4 Candelabra Torpedo 60w |  | 4 | No | [14 empty] | 0 | [11 empty] | 45 | 199.5 | 399 | 598.5 | L:13 1/4'' W:13 1/4'' H:16 3/4'' |  |  | 13.25 | 13.25 | 16.75 | Screw Collar - Chain | [29 empty] | D:5 1/2'' H:7/8'' Round |  |  |  |  | 180 | Clear Silver | 60 |  | Hardwired | 0 | 0 | 0 | 0 | 0 | 0 | 0 | 0 | 0 | 0 | 0 | 014817605181 | 21.75 | 9.25 | 9.25 | 7.8 | 1.077 | 125 | Yes | [8 empty] | ETL Damp | cETL Damp | GREEN PARK 4L SM CHAND IP | 4 - Light Small Pendant |  | CP1184IP.jpg | CP1184IP.jpg
CP1194IP | 4 - Light Medium Pendant |  | CHANDELIERS | Green Park | Pendants | Iron Port | IP | Steel |  |  |  |  | 4 Candelabra Torpedo 60w |  | 4 | No | [14 empty] | 0 | [11 empty] | 45 | 324.5 | 649 | 973.5 | L:21 3/8'' W:21 3/8'' H:27 7/8'' |  |  | 21.375 | 21.375 | 27.875 | Screw Collar - Chain | [29 empty] | D:5 1/2'' H:7/8'' Round |  |  |  |  | 180 | Clear Silver | 60 |  | Hardwired | 0 | 0 | 0 | 0 | 0 | 0 | 0 | 0 | 0 | 0 | 0 | 014817605198 | 21.75 | 9.25 | 9.25 | 7.8 | 1.077 | 125 | Yes | [8 empty] | ETL Damp | cETL Damp | GREEN PARK 4L MED CHAND IP | 4 - Light Medium Pendant |  | CP1194IP.jpg | CP1194IP.jpg
CP1204IP | 4 - Light Large Pendant |  | CHANDELIERS | Green Park | Pendants | Iron Port | IP | Steel |  |  |  |  | 4 Candelabra Torpedo 60w |  | 4 | No | [14 empty] | 0 | [12 empty] | 449.5 | 899 | 1348.5 | L:27 3/8'' W:27 3/8'' H:32'' |  |  | 27.375 | 27.375 | 32 | Screw Collar - Chain | [29 empty] | D:5 1/2'' H:7/8'' Round |  |  |  |  | 180 | Clear Silver | 60 |  | Hardwired | 0 | 0 | 0 | 0 | 0 | 0 | 0 | 0 | 0 | 0 | 0 | 014817605204 | 21.75 | 9.25 | 9.25 | 7.8 | 1.077 | 125 | Yes | [8 empty] | ETL Damp | cETL Damp | GREEN PARK 4L LG CHAND IP | 4 - Light Large Pendant |  | CP1204IP.jpg | CP1204IP.jpg
CP1231MBKBBS | 1 - Light Medium Pendant |  | LINE VOLTAGE PENDANT | Wellfleet | Pendants | Midnight Black / Burnished Brass | MBK / BBS | Steel |  |  |  |  | 1 Medium A19 75w |  | 1 | No | [14 empty] | 0 | [12 empty] | 149.5 | 299 | 448.5 | L:20'' W:20'' H:8 5/8'' |  |  | 20 | 20 | 8.625 | Screw Collar - Chain | [29 empty] | D:5 1/2'' H:7/8'' Round |  |  |  |  | 180 | Clear Silver | 60 |  | Hardwired | 0 | 0 | 0 | 0 | 0 | 0 | 0 | 0 | 0 | 0 | 0 | 014817603750 | 21.75 | 9.25 | 9.25 | 7.8 | 1.077 | 125 | Yes | [8 empty] | ETL Damp | cETL Damp | WELLFLEET 1L MD PDT MBK BBS | 1 - Light Medium Pendant |  | CP1231MBKBBS.jpg | CP1231MBKBBS.jpg
CP1231MBKPN | 1 - Light Medium Pendant |  | LINE VOLTAGE PENDANT | Wellfleet | Pendants | Midnight Black / Polished Nickel | MBK / PN | Steel |  |  |  |  | 1 Medium A19 75w |  | 1 | No | [14 empty] | 0 | [12 empty] | 149.5 | 299 | 448.5 | L:20'' W:20'' H:8 5/8'' |  |  | 20 | 20 | 8.625 | Screw Collar - Chain | [29 empty] | D:5 1/2'' H:7/8'' Round |  |  |  |  | 180 | Clear Silver | 60 |  | Hardwired | 0 | 0 | 0 | 0 | 0 | 0 | 0 | 0 | 0 | 0 | 0 | 014817603743 | 21.75 | 9.25 | 9.25 | 7.8 | 1.077 | 125 | Yes | [8 empty] | ETL Damp | cETL Damp | WELLFLEET 1L MD PDT MBK PN | 1 - Light Medium Pendant |  | CP1231MBKPN.jpg | CP1231MBKPN.jpg
CP1231MWTBBS | 1 - Light Medium Pendant |  | LINE VOLTAGE PENDANT | Wellfleet | Pendants | Matte White / Burnished Brass | MWT / BBS | Steel |  |  |  |  | 1 Medium A19 75w |  | 1 | No | [14 empty] | 0 | [12 empty] | 149.5 | 299 | 448.5 | L:20'' W:20'' H:8 5/8'' |  |  | 20 | 20 | 8.625 | Screw Collar - Chain | [29 empty] | D:5 1/2'' H:7/8'' Round |  |  |  |  | 180 | Clear Silver | 60 |  | Hardwired | 0 | 0 | 0 | 0 | 0 | 0 | 0 | 0 | 0 | 0 | 0 | 014817603774 | 21.75 | 9.25 | 9.25 | 7.8 | 1.077 | 125 | Yes | [8 empty] | ETL Damp | cETL Damp | WELLFLEET 1L MD PDT MWT BBS | 1 - Light Medium Pendant |  | CP1231MWTBBS.jpg | CP1231MWTBBS.jpg
CP1231MWTPN | 1 - Light Medium Pendant |  | LINE VOLTAGE PENDANT | Wellfleet | Pendants | Matte White / Polished Nickel | MWT / PN | Steel |  |  |  |  | 1 Medium A19 75w |  | 1 | No | [14 empty] | 0 | [12 empty] | 149.5 | 299 | 448.5 | L:20'' W:20'' H:8 5/8'' |  |  | 20 | 20 | 8.625 | Screw Collar - Chain | [29 empty] | D:5 1/2'' H:7/8'' Round |  |  |  |  | 180 | Clear Silver | 60 |  | Hardwired | 0 | 0 | 0 | 0 | 0 | 0 | 0 | 0 | 0 | 0 | 0 | 014817603767 | 21.75 | 9.25 | 9.25 | 7.8 | 1.077 | 125 | Yes | [8 empty] | ETL Damp | cETL Damp | WELLFLEET 1L MD PDT MWT PN | 1 - Light Medium Pendant |  | CP1231MWTPN.jpg | CP1231MWTPN.jpg
CT1001BBS1 | 1 - Light Table Lamp | Garrett from Chapman & Myers for Generation Lighting features cylindrical Clear Extruded Glass shades paired with rich Burnished Brass or contemporary Polished Nickel detailing and linen shades on the lamps. This striking blend of metal and glass, sophisticated in its simplicity, is both industrial and glamorous. It is sure to inspire a higher level of style wherever it is placed. | PORTABLE | Garrett | Portable Lamps | Burnished Brass | BBS | Glass | White Linen Fabric | D:19" H:13" | D:18.5" |  | 1 Medium A19 9.5w |  | 1 | Yes | [14 empty] | 0 | [12 empty] | 238.98 | 477.96 | 716.94 | D:19'' H:31 1/4'' | 13.9 | 19 |  |  | 31.25 | [34 empty] | D:9 1/8'' H:17 3/4'' Round | 72 | Clear Silver |  | On/Off Switch | Plug In | 0 | 0 | 0 | 0 | 0 | 0 | 0 | 0 | 0 | 0 | 0 | 014817594805 | 21.75 | 19.5 | 29 | 20.1 | 7.118 | 250 | Yes | [8 empty] | ETL Dry | cETL Dry | GARRETT 1L TABLE LAMP BBS | 1 - Light Table Lamp |  | CT1001BBS1.jpg | CT1001BBS1.jpg
CT1001PN1 | 1 - Light Table Lamp | Garrett from Chapman & Myers for Generation Lighting features cylindrical Clear Extruded Glass shades paired with rich Burnished Brass or contemporary Polished Nickel detailing and linen shades on the lamps. This striking blend of metal and glass, sophisticated in its simplicity, is both industrial and glamorous. It is sure to inspire a higher level of style wherever it is placed. | PORTABLE | Garrett | Portable Lamps | Polished Nickel | PN | Glass | White Linen Fabric | D:19" H:13" | D:18.5" |  | 1 Medium A19 9.5w |  | 1 | Yes | [14 empty] | 0 | [12 empty] | 238.98 | 477.96 | 716.94 | D:19'' H:31 1/4'' | 13.9 | 19 |  |  | 31.25 | [34 empty] | D:9 1/8'' H:17 3/4'' Round | 72 | Clear Silver |  | On/Off Switch | Plug In | 0 | 0 | 0 | 0 | 0 | 0 | 0 | 0 | 0 | 0 | 0 | 014817594799 | 21.75 | 19.5 | 29 | 20.1 | 7.118 | 250 | Yes | [8 empty] | ETL Dry | cETL Dry | GARRETT 1L TABLE LAMP PN | 1 - Light Table Lamp |  | CT1001PN1.jpg | CT1001PN1.jpg
CT1021BBS1 | 1 - Light Table Lamp | Atlantic from Chapman & Myers for Generation Lighting features globe and conical Clear Glass pendants paired with rich Burnished Brass and pure Polished Nickel hardware; these work well singularly or in multiples to elevate any room. The lamping suspends from the center, and appears floating within the Clear Glass shade. Coordinating table lamps feature white linen shades and lend a bright, cozy ambiance to any space. | PORTABLE | Atlantic | Portable Lamps | Burnished Brass | BBS | Glass | White Linen Fabric | D:21" H:13.125" | W:19" |  | 1 Medium A19 9.5w |  | 1 | Yes | [14 empty] | 0 | [12 empty] | 274.98 | 549.96 | 824.94 | D:21'' H:28 1/8'' | 11.5 | 21 |  |  | 28.125 | [34 empty] | D:16'' H:14 1/8'' Round | 72 | Clear Silver |  | On/Off Switch | Plug In | 0 | 0 | 0 | 0 | 0 | 0 | 0 | 0 | 0 | 0 | 0 | 014817595147 | 24 | 23.5 | 28 | 17.7 | 9.139 | 300 | Yes | [8 empty] | ETL Dry | cETL Damp | ATLANTIC 1L SPHR TBL BBS | 1 - Light Table Lamp |  | CT1021BBS1.jpg | CT1021BBS1.jpg
CT1021PN1 | 1 - Light Table Lamp | Atlantic from Chapman & Myers for Generation Lighting features globe and conical Clear Glass pendants paired with rich Burnished Brass and pure Polished Nickel hardware; these work well singularly or in multiples to elevate any room. The lamping suspends from the center, and appears floating within the Clear Glass shade. Coordinating table lamps feature white linen shades and lend a bright, cozy ambiance to any space. | PORTABLE | Atlantic | Portable Lamps | Polished Nickel | PN | Glass | White Linen Fabric | D:21" H:13.125" | W:19" |  | 1 Medium A19 9.5w |  | 1 | Yes | [14 empty] | 0 | [12 empty] | 274.98 | 549.96 | 824.94 | D:21'' H:28 1/8'' | 11.5 | 21 |  |  | 28.125 | [34 empty] | D:16'' H:14 1/8'' Round | 72 | Clear Silver |  | On/Off Switch | Plug In | 0 | 0 | 0 | 0 | 0 | 0 | 0 | 0 | 0 | 0 | 0 | 014817595154 | 2.4 | 23.375 | 28 | 19.4 | 0.909 | 70 | Yes | [8 empty] | ETL Dry | cETL Damp | ATLANTIC 1L SPHR TBL PN | 1 - Light Table Lamp |  | CT1021PN1.jpg | CT1021PN1.jpg
CT1041ARCBBS1 | 1 - Light Table Lamp |  | PORTABLE | Abaco | Portable Lamps | Arctic White / Burnished Brass | ARC / BBS | Ceramic | White Linen Fabric | D:19" H:13" | D:10" |  | 1 Medium A19 9.5w |  | 1 | Yes | [14 empty] | 0 | [12 empty] | 164.5 | 329 | 493.5 | L:19'' W:19'' H:28 3/4'' |  |  | 19 | 19 | 28.75 | [34 empty] | D:9 1/2'' H:15 7/8'' Round | 72 | Clear Silver |  | On/Off Switch | Plug In | 0 | 0 | 0 | 0 | 0 | 0 | 0 | 0 | 0 | 0 | 0 | 014817604337 | 25.25 | 14 | 14.25 | 11.2 | 2.915 | 250 | Yes | [8 empty] | ETL Dry | cETL Dry | ABACO TABLE ARCTIC WHITE | 1 - Light Table Lamp |  | CT1041ARCBBS1.jpg | CT1041ARCBBS1.jpg
CT1041COLAI1 | 1 - Light Table Lamp |  | PORTABLE | Abaco | Portable Lamps | Coal / Aged Iron | COL / AI | Ceramic | White Linen Fabric | D:19" H:13" | D:10" |  | 1 Medium A19 9.5w |  | 1 | Yes | [14 empty] | 0 | [12 empty] | 164.5 | 329 | 493.5 | L:19'' W:19'' H:28 3/4'' |  |  | 19 | 19 | 28.75 | [34 empty] | D:9 1/2'' H:15 7/8'' Round | 72 | Clear Silver |  | On/Off Switch | Plug In | 0 | 0 | 0 | 0 | 0 | 0 | 0 | 0 | 0 | 0 | 0 | 014817604320 | 26 | 14.25 | 14.25 | 10.8 | 3.055 | 250 | Yes | [8 empty] | ETL Dry | cETL Dry | ABACO TABLE COAL | 1 - Light Table Lamp |  | CT1041COLAI1.jpg | CT1041COLAI1.jpg
CT1041INDPN1 | 1 - Light Table Lamp |  | PORTABLE | Abaco | Portable Lamps | Indigo / Polished Nickel | IND / PN | Ceramic | White Linen Fabric | D:19" H:13" | D:10" |  | 1 Medium A19 9.5w |  | 1 | Yes | [14 empty] | 0 | [12 empty] | 164.5 | 329 | 493.5 | L:19'' W:19'' H:28 3/4'' |  |  | 19 | 19 | 28.75 | [34 empty] | D:9 1/2'' H:15 7/8'' Round | 72 | Clear Silver |  | On/Off Switch | Plug In | 0 | 0 | 0 | 0 | 0 | 0 | 0 | 0 | 0 | 0 | 0 | 014817604344 | 25.5 | 14.25 | 14.25 | 10.3 | 2.997 | 250 | Yes | [8 empty] | ETL Dry | cETL Dry | ABACO TABLE INDIGO | 1 - Light Table Lamp |  | CT1041INDPN1.jpg | CT1041INDPN1.jpg
CT1051ARCBBS1 | 1 - Light Table Lamp |  | PORTABLE | Abaco | Portable Lamps | Arctic White / Burnished Brass | ARC / BBS | Ceramic | White Linen Fabric | D:17" H:13" | D:10" |  | 1 Medium A19 9.5w |  | 1 | Yes | [14 empty] | 0 | [12 empty] | 144.5 | 289 | 433.5 | L:17'' W:17'' H:24 1/2'' |  |  | 17 | 17 | 24.5 | [34 empty] | D:8 3/4'' H:13 1/2'' Round | 72 | Clear Silver |  | On/Off Switch | Plug In | 0 | 0 | 0 | 0 | 0 | 0 | 0 | 0 | 0 | 0 | 0 | 014817604368 | 17.25 | 17.25 | 14.5 | 10.1 | 2.497 | 175 | Yes | [8 empty] | ETL Dry | cETL Dry | ABACO TABLE ARCTIC WHITE | 1 - Light Table Lamp |  | CT1051ARCBBS1.jpg | CT1051ARCBBS1.jpg
CT1051COLAI1 | 1 - Light Table Lamp |  | PORTABLE | Abaco | Portable Lamps | Coal / Aged Iron | COL / AI | Ceramic | White Linen Fabric | D:17" H:13" | D:10" |  | 1 Medium A19 9.5w |  | 1 | Yes | [14 empty] | 0 | [12 empty] | 144.5 | 289 | 433.5 | L:17'' W:17'' H:24 1/2'' |  |  | 17 | 17 | 24.5 | [34 empty] | D:8 3/4'' H:13 1/2'' Round | 72 | Clear Silver |  | On/Off Switch | Plug In | 0 | 0 | 0 | 0 | 0 | 0 | 0 | 0 | 0 | 0 | 0 | 014817604351 | 14 | 23.5 | 14.25 | 10.4 | 2.713 | 250 | Yes | [8 empty] | ETL Dry | cETL Dry | ABACO TABLE COAL | 1 - Light Table Lamp |  | CT1051COLAI1.jpg | CT1051COLAI1.jpg
CT1051INDPN1 | 1 - Light Table Lamp |  | PORTABLE | Abaco | Portable Lamps | Indigo / Polished Nickel | IND / PN | Ceramic | White Linen Fabric | D:17" H:13" | D:10" |  | 1 Medium A19 9.5w |  | 1 | Yes | [14 empty] | 0 | [12 empty] | 144.5 | 289 | 433.5 | L:17'' W:17'' H:24 1/2'' |  |  | 17 | 17 | 24.5 | [34 empty] | D:8 3/4'' H:13 1/2'' Round | 72 | Clear Silver |  | On/Off Switch | Plug In | 0 | 0 | 0 | 0 | 0 | 0 | 0 | 0 | 0 | 0 | 0 | 014817604375 | 23.75 | 14.25 | 14.25 | 9.9 | 2.791 | 250 | Yes | [8 empty] | ETL Dry | cETL Dry | ABACO TABLE INDIGO | 1 - Light Table Lamp |  | CT1051INDPN1.jpg | CT1051INDPN1.jpg
CT1061ARCBBS1 | 1 - Light Table Lamp |  | PORTABLE | Abaco | Portable Lamps | Arctic White / Burnished Brass | ARC / BBS | Ceramic | Undefined Fabric | D:17" H:13" | D:10" |  | 1 Medium A19 9.5w |  | 1 | Yes | [14 empty] | 0 | [12 empty] | 144.5 | 289 | 433.5 | L:17'' W:17'' H:24 1/2'' |  |  | 17 | 17 | 24.5 | [34 empty] | D:8 3/4'' H:13 1/2'' Round | 72 | Clear Silver |  | On/Off Switch | Plug In | 0 | 0 | 0 | 0 | 0 | 0 | 0 | 0 | 0 | 0 | 0 | 014817604399 | 23.5 | 14.25 | 14 | 10 | 2.713 | 250 | Yes | [8 empty] | ETL Dry | cETL Dry | ABACO TABLE ARCTIC WHITE | 1 - Light Table Lamp |  | CT1061ARCBBS1.jpg | CT1061ARCBBS1.jpg
CT1061COLAI1 | 1 - Light Table Lamp |  | PORTABLE | Abaco | Portable Lamps | Coal / Aged Iron | COL / AI | Ceramic | White Linen Fabric | D:17" H:13" | D:10" |  | 1 Medium A19 9.5w |  | 1 | Yes | [14 empty] | 0 | [12 empty] | 144.5 | 289 | 433.5 | L:17'' W:17'' H:24 1/2'' |  |  | 17 | 17 | 24.5 | [34 empty] | D:8 3/4'' H:13 1/2'' Round | 72 | Clear Silver |  | On/Off Switch | Plug In | 0 | 0 | 0 | 0 | 0 | 0 | 0 | 0 | 0 | 0 | 0 | 014817604382 | 24 | 14.25 | 14 | 9.6 | 2.771 | 250 | Yes | [8 empty] | ETL Dry | cETL Dry | ABACO TABLE COAL | 1 - Light Table Lamp |  | CT1061COLAI1.jpg | CT1061COLAI1.jpg
CT1061INDPN1 | 1 - Light Table Lamp |  | PORTABLE | Abaco | Portable Lamps | Indigo / Polished Nickel | IND / PN | Ceramic | White Linen Fabric | D:17" H:13" | D:10" |  | 1 Medium A19 9.5w |  | 1 | Yes | [14 empty] | 0 | [12 empty] | 144.5 | 289 | 433.5 | L:17'' W:17'' H:24 1/2'' |  |  | 17 | 17 | 24.5 | [34 empty] | D:8 3/4'' H:13 1/2'' Round | 72 | Clear Silver |  | On/Off Switch | Plug In | 0 | 0 | 0 | 0 | 0 | 0 | 0 | 0 | 0 | 0 | 0 | 014817604405 | 24.25 | 14.25 | 14 | 9.7 | 2.8 | 250 | Yes | 4 | 10014817604402 | 24.25 | 14.25 | 14 | 9.7 | 2.8 | Yes | ETL Dry | cETL Dry | ABACO TABLE INDIGO | 1 - Light Table Lamp |  | CT1061INDPN1.jpg | CT1061INDPN1.jpg
CT1071ARC1 | 1 - Light Small Table Lamp |  | PORTABLE | Morada | Portable Lamps | Arctic White / Burnished Brass | ARC / BBS | Ceramic | White Linen Fabric | D:13" H:10" | D:12" |  | 1 Medium A19 9.5w |  | 1 | Yes | [14 empty] | 0 | [12 empty] | 134.5 | 269 | 403.5 | L:13'' W:13'' H:24'' |  |  | 13 | 13 | 24 | [34 empty] | D:5 1/4'' H:12'' Round | 72 | Clear Silver |  | On/Off Switch | Plug In | 0 | 0 | 0 | 0 | 0 | 0 | 0 | 0 | 0 | 0 | 0 | 014817604504 | 23.25 | 11.5 | 11.25 | 7 | 1.741 | 175 | Yes | [8 empty] | ETL Dry | cETL Dry | MORADA SM TABLE ARCTIC | 1 - Light Small Table Lamp |  | CT1071ARC1.jpg | CT1071ARC1.jpg
CT1071COL1 | 1 - Light Small Table Lamp |  | PORTABLE | Morada | Portable Lamps | Coal / Aged Iron | COL / AI | Ceramic | White Linen Fabric | D:13" H:10" | D:12" |  | 1 Medium A19 9.5w |  | 1 | Yes | [14 empty] | 0 | [12 empty] | 134.5 | 269 | 403.5 | L:13'' W:13'' H:24'' |  |  | 13 | 13 | 24 | [34 empty] | D:5 1/4'' H:12'' Round | 72 | Clear Silver |  | On/Off Switch | Plug In | 0 | 0 | 0 | 0 | 0 | 0 | 0 | 0 | 0 | 0 | 0 | 014817604498 | 23 | 11.25 | 11.25 | 7.7 | 1.685 | 175 | Yes | [8 empty] | ETL Dry | cETL Dry | MORADA SM TABLE COAL | 1 - Light Small Table Lamp |  | CT1071COL1.jpg | CT1071COL1.jpg
CT1071IND1 | 1 - Light Small Table Lamp |  | PORTABLE | Morada | Portable Lamps | Indigo / Polished Nickel | IND / PN | Ceramic | White Linen Fabric | D:13" H:10" | D:12" |  | 1 Medium A19 9.5w |  | 1 | Yes | [14 empty] | 0 | [12 empty] | 134.5 | 269 | 403.5 | L:13'' W:13'' H:24'' |  |  | 13 | 13 | 24 | [34 empty] | D:5 1/4'' H:12'' Round | 72 | Clear Silver |  | On/Off Switch | Plug In | 0 | 0 | 0 | 0 | 0 | 0 | 0 | 0 | 0 | 0 | 0 | 014817604511 | 23 | 11.25 | 11.25 | 7.4 | 1.685 | 175 | Yes | [8 empty] | ETL Dry | cETL Dry | MORADA SM TABLE INDIGO | 1 - Light Small Table Lamp |  | CT1071IND1.jpg | CT1071IND1.jpg
CT1081ARC1 | 1 - Light Large Table Lamp |  | PORTABLE | Morada | Portable Lamps | Arctic White / Burnished Brass | ARC / BBS | Ceramic | White Linen Fabric | D:16" H:11" | D:15" |  | 1 Medium A19 9.5w |  | 1 | Yes | [14 empty] | 0 | [12 empty] | 159.5 | 319 | 478.5 | L:16'' W:16'' H:28'' |  |  | 16 | 16 | 28 | [34 empty] | D:6'' H:16'' Round | 72 | Clear Silver |  | On/Off Switch | Plug In | 0 | 0 | 0 | 0 | 0 | 0 | 0 | 0 | 0 | 0 | 0 | 014817604535 | 26.5 | 11.75 | 11.75 | 10.8 | 2.117 | 175 | Yes | [8 empty] | ETL Dry | cETL Dry | MORADA LG TABLE ARCTIC | 1 - Light Large Table Lamp |  | CT1081ARC1.jpg | CT1081ARC1.jpg
CT1081COL1 | 1 - Light Large Table Lamp |  | PORTABLE | Morada | Portable Lamps | Coal / Aged Iron | COL / AI | Ceramic | White Linen Fabric | D:16" H:11" | D:15" |  | 1 Medium A19 9.5w |  | 1 | Yes | [14 empty] | 0 | [12 empty] | 159.5 | 319 | 478.5 | L:16'' W:16'' H:28'' |  |  | 16 | 16 | 28 | [34 empty] | D:6'' H:16'' Round | 72 | Clear Silver |  | On/Off Switch | Plug In | 0 | 0 | 0 | 0 | 0 | 0 | 0 | 0 | 0 | 0 | 0 | 014817604528 | 27 | 10.75 | 11.75 | 10.4 | 1.974 | 175 | Yes | [8 empty] | ETL Dry | cETL Dry | MORADA LG TABLE COAL | 1 - Light Large Table Lamp |  | CT1081COL1.jpg | CT1081COL1.jpg
CT1081IND1 | 1 - Light Large Table Lamp |  | PORTABLE | Morada | Portable Lamps | Indigo / Polished Nickel | IND / PN | Ceramic | White Linen Fabric | D:16" H:11" | D:15" |  | 1 Medium A19 9.5w |  | 1 | Yes | [14 empty] | 0 | [12 empty] | 159.5 | 319 | 478.5 | L:16'' W:16'' H:28'' |  |  | 16 | 16 | 28 | [34 empty] | D:6'' H:16'' Round | 72 | Clear Silver |  | On/Off Switch | Plug In | 0 | 0 | 0 | 0 | 0 | 0 | 0 | 0 | 0 | 0 | 0 | 014817604542 | 26.75 | 11.75 | 11.75 | 9.4 | 2.137 | 175 | Yes | [8 empty] | ETL Dry | cETL Dry | MORADA LG TABLE INDIGO | 1 - Light Large Table Lamp |  | CT1081IND1.jpg | CT1081IND1.jpg
CV1001SMS | 1 - Light Vanity |  | BATH | Stonington | Wall / Bath Lighting | Smith Steel | SMS | Steel | Clear Glass | D:4.625" H:5.75" | L:3.875" |  | 1 Medium A19 60w |  | 1 | No | [14 empty] | 0 | [8 empty] | Damp |  |  |  | 59.5 | 119 | 178.5 | W:5'' H:9 7/8'' E:7 3/8'' | 2.86 |  |  | 5 | 9.875 | Wall / Bath |  |  |  |  | 7.375 | [25 empty] | D:4 1/2'' DP:1 3/4'' OB UP:2 1/4'' Round |  |  |  | 8 | Black/White |  |  | Hardwired | 0 | 1 | 0 | 0 | 0 | 0 | 0 | 0 | 0 | 0 | 0 | 014817605075 | [15 empty] | ETL Damp | cETL Damp | STONINGTON 1L VANITY SMS | 1 - Light Vanity |  | CV1001SMS.jpg | CV1001SMS.jpg
CV1002SMS | 2 - Light Vanity |  | BATH | Stonington | Wall / Bath Lighting | Smith Steel | SMS | Steel | Clear Glass | D:4.625" H:5.75" | L:3.875" |  | 2 Medium A19 60w |  | 2 | No | [14 empty] | 0 | [8 empty] | Damp |  |  |  | 89.5 | 179 | 268.5 | W:14 1/2'' H:9 7/8'' E:7 3/8'' | 2.86 |  |  | 14.5 | 9.875 | Wall / Bath |  |  |  |  | 7.375 | [25 empty] | D:4 1/2'' DP:1 3/4'' OB UP:2 1/4'' Round |  |  |  | 8 | Black/White |  |  | Hardwired | 0 | 1 | 0 | 0 | 0 | 0 | 0 | 0 | 0 | 0 | 0 | 014817605068 | [15 empty] | ETL Damp | cETL Damp | STONINGTON 2L VANITY SMS | 2 - Light Vanity |  | CV1002SMS.jpg | CV1002SMS.jpg
CV1003SMS | 3 - Light Vanity |  | BATH | Stonington | Wall / Bath Lighting | Smith Steel | SMS | Steel | Clear Glass | D:4.625" H:5.75" | L:3.875" |  | 3 Medium A19 60w |  | 3 | No | [14 empty] | 0 | [8 empty] | Damp |  |  |  | 129.5 | 259 | 388.5 | W:24'' H:9 7/8'' E:7 3/8'' | 2.86 |  |  | 24 | 9.875 | Wall / Bath |  |  |  |  | 7.375 | [25 empty] | D:4 1/2'' DP:1 3/4'' OB UP:2 1/4'' Round |  |  |  | 8 | Black/White |  |  | Hardwired | 0 | 1 | 0 | 0 | 0 | 0 | 0 | 0 | 0 | 0 | 0 | 014817605051 | [15 empty] | ETL Damp | cETL Damp | STONINGTON 3L VANITY SMS | 3 - Light Vanity |  | CV1003SMS.jpg | CV1003SMS.jpg
CV1021BBS | 1 - Light Vanity |  | BATH | Geneva | Wall / Bath Lighting | Burnished Brass | BBS | Steel | Clear Glass | D:3.125" H:8.5" |  |  | 1 Medium T10 60w |  | 1 | No | [14 empty] | 0 | [12 empty] | 67 | 134 | 201 | W:4 1/2'' H:12 5/8'' E:5 7/8'' | 3.3 |  |  | 4.5 | 12.625 | Wall / Bath |  |  |  |  | 5.875 | [25 empty] | DP:3/4'' W:4 1/2'' H:4 1/2'' OB UP:9'' Square |  |  |  | 8 | Black/White |  |  | Hardwired | 0 | 0 | 0 | 0 | 0 | 0 | 0 | 0 | 0 | 0 | 0 | 014817605396 | [15 empty] | ETL Damp | cETL Damp | GENEVA 1L VANITY BBS | 1 - Light Vanity |  | CV1021BBS.jpg | CV1021BBS.jpg
CV1021PN | 1 - Light Vanity |  | BATH | Geneva | Wall / Bath Lighting | Polished Nickel | PN | Steel | Clear Glass | D:3.125" H:3.125" |  |  | 1 Medium T10 60w |  | 1 | No | [14 empty] | 0 | [12 empty] | 67 | 134 | 201 | W:4 1/2'' H:12 5/8'' E:5 7/8'' | 3.3 |  |  | 4.5 | 12.625 | Wall / Bath |  |  |  |  | 5.875 | [25 empty] | DP:3/4'' W:4 1/2'' H:4 1/2'' OB UP:9'' Square |  |  |  | 8 | Black/White |  |  | Hardwired | 0 | 0 | 0 | 0 | 0 | 0 | 0 | 0 | 0 | 0 | 0 | 014817605402 | [15 empty] | ETL Damp | cETL Damp | GENEVA 1L VANITY PN | 1 - Light Vanity |  | CV1021PN.jpg | CV1021PN.jpg
CV1022BBS | 2 - Light Vanity |  | BATH | Geneva | Wall / Bath Lighting | Burnished Brass | BBS | Steel | Clear Glass | D:3.125" H:9.5" |  |  | 2 Medium T10 60w |  | 2 | No | [14 empty] | 0 | [12 empty] | 114.5 | 229 | 343.5 | W:4 1/2'' H:20'' E:5 7/8'' | 4.3 |  |  | 4.5 | 20 | Wall / Bath |  |  |  |  | 5.875 | [25 empty] | DP:3/4'' W:4 1/2'' H:4 1/2'' OB UP:10'' Square |  |  |  | 8 | Black/White |  |  | Hardwired | 0 | 0 | 0 | 0 | 0 | 0 | 0 | 0 | 0 | 0 | 0 | 014817605419 | [15 empty] | ETL Damp | cETL Damp | GENEVA 2L VANITY BBS | 2 - Light Vanity |  | CV1022BBS.jpg | CV1022BBS.jpg
CV1022PN | 2 - Light Vanity |  | BATH | Geneva | Wall / Bath Lighting | Polished Nickel | PN | Steel | Clear Glass | D:3.125" H:9.5" |  |  | 2 Medium T10 60w |  | 2 | No | [14 empty] | 0 | [12 empty] | 114.5 | 229 | 343.5 | W:4 1/2'' H:20'' E:5 7/8'' | 4.3 |  |  | 4.5 | 20 | Wall / Bath |  |  |  |  | 5.875 | [25 empty] | DP:3/4'' W:4 1/2'' H:4 1/2'' OB UP:10'' Square |  |  |  | 8 | Black/White |  |  | Hardwired | 0 | 0 | 0 | 0 | 0 | 0 | 0 | 0 | 0 | 0 | 0 | 014817605426 | [15 empty] | ETL Damp | cETL Damp | GENEVA 2L VANITY PN | 2 - Light Vanity |  | CV1022PN.jpg | CV1022PN.jpg
CV1023BBS | 3 - Light Vanity |  | BATH | Geneva | Wall / Bath Lighting | Burnished Brass | BBS | Steel | Clear Glass | D:2.625" H:6.375" |  |  | 3 Medium T10 60w |  | 3 | No | [14 empty] | 0 | [12 empty] | 149.5 | 299 | 448.5 | W:22 1/2'' H:8 7/8'' E:5 1/2'' | 6.9 |  |  | 22.5 | 8.875 | Wall / Bath |  |  |  |  | 5.5 | [25 empty] | DP:3/4'' W:4 1/2'' H:4 1/2'' OB UP:6 5/8'' Square |  |  |  | 8 | Black/White |  |  | Hardwired | 0 | 0 | 0 | 0 | 0 | 0 | 0 | 0 | 0 | 0 | 0 | 014817605433 | [15 empty] | ETL Damp | cETL Damp | GENEVA 3L VANITY BBS | 3 - Light Vanity |  | CV1023BBS.jpg | CV1023BBS.jpg
CV1023PN | 3 - Light Vanity |  | BATH | Geneva | Wall / Bath Lighting | Polished Nickel | PN | Steel | Clear Glass | D:2.625" H:6.375" |  |  | 3 Medium T10 60w |  | 3 | No | [14 empty] | 0 | [12 empty] | 149.5 | 299 | 448.5 | W:22 1/2'' H:8 7/8'' E:5 1/2'' | 6.9 |  |  | 22.5 | 8.875 | Wall / Bath |  |  |  |  | 5.5 | [25 empty] | DP:3/4'' W:4 1/2'' H:4 1/2'' OB UP:6 5/8'' Square |  |  |  | 8 | Black/White |  |  | Hardwired | 0 | 0 | 0 | 0 | 0 | 0 | 0 | 0 | 0 | 0 | 0 | 014817605440 | [15 empty] | ETL Damp | cETL Damp | GENEVA 3L VANITY PN | 3 - Light Vanity |  | CV1023PN.jpg | CV1023PN.jpg
CV1024BBS | 4 - Light Vanity |  | BATH | Geneva | Wall / Bath Lighting | Burnished Brass | BBS | Steel | Clear Glass | D:2.625" H:6.375" |  |  | 4 Medium T10 60w |  | 4 | No | [14 empty] | 0 | [12 empty] | 199.5 | 399 | 598.5 | W:30'' H:8 7/8'' E:5 1/2'' | 9 |  |  | 30 | 8.875 | Wall / Bath |  |  |  |  | 5.5 | [25 empty] | DP:3/4'' W:4 1/2'' H:4 1/2'' OB UP:6 5/8'' Square |  |  |  | 8 | Black/White |  |  | Hardwired | 0 | 0 | 0 | 0 | 0 | 0 | 0 | 0 | 0 | 0 | 0 | 014817605457 | [15 empty] | ETL Damp | cETL Damp | GENEVA 4L VANITY BBS | 4 - Light Vanity |  | CV1024BBS.jpg | CV1024BBS.jpg
CV1024PN | 4 - Light Vanity |  | BATH | Geneva | Wall / Bath Lighting | Polished Nickel | PN | Steel | Clear Glass | D:2.625" H:6.375" |  |  | 4 Medium T10 60w |  | 4 | No | [14 empty] | 0 | [12 empty] | 199.5 | 399 | 598.5 | W:30'' H:8 7/8'' E:5 1/2'' | 9 |  |  | 30 | 8.875 | Wall / Bath |  |  |  |  | 5.5 | [25 empty] | DP:3/4'' W:4 1/2'' H:4 1/2'' OB UP:6 5/8'' Square |  |  |  | 8 | Black/White |  |  | Hardwired | 0 | 0 | 0 | 0 | 0 | 0 | 0 | 0 | 0 | 0 | 0 | 014817605464 | [15 empty] | ETL Damp | cETL Damp | GENEVA 4L VANITY PN | 4 - Light Vanity |  | CV1024PN.jpg | CV1024PN.jpg
CW1001BBS | 1 - Light Wall Sconce | Garrett from Chapman & Myers for Generation Lighting features cylindrical Clear Extruded Glass shades paired with rich Burnished Brass or contemporary Polished Nickel detailing and linen shades on the lamps. This striking blend of metal and glass, sophisticated in its simplicity, is both industrial and glamorous. It is sure to inspire a higher level of style wherever it is placed. | WALL SCONCE | Garrett | Wall / Bath Lighting | Burnished Brass | BBS | Steel | Clear Glass | D:5" H:8.875" |  |  | 1 Medium T10 60w |  | 1 | No | [14 empty] | 0 | [12 empty] | 83.48 | 166.96 | 250.44 | W:5 3/8'' H:10 1/4'' E:7 1/8'' | 5.5 |  |  | 5.375 | 10.25 | Wall / Bath |  |  |  |  | 7.125 | [25 empty] | DP:3/4'' W:4 1/2'' H:4 1/2'' OB UP:2 1/4'' OB DOWN:8'' Rectangular |  |  |  | 8 | Black/White |  |  | Hardwired | 0 | 0 | 0 | 0 | 0 | 0 | 0 | 0 | 0 | 0 | 0 | 014817594768 | 16.5 | 10.5 | 7.75 | 6.1 | 0.777 | 125 | Yes | [8 empty] | ETL Damp | cETL Damp | GARRETT 1L WALL SCNC BBS | 1 - Light Wall Sconce |  | CW1001BBS.jpg | CW1001BBS.jpg
CW1001PN | 1 - Light Wall Sconce | Garrett from Chapman & Myers for Generation Lighting features cylindrical Clear Extruded Glass shades paired with rich Burnished Brass or contemporary Polished Nickel detailing and linen shades on the lamps. This striking blend of metal and glass, sophisticated in its simplicity, is both industrial and glamorous. It is sure to inspire a higher level of style wherever it is placed. | WALL SCONCE | Garrett | Wall / Bath Lighting | Polished Nickel | PN | Steel | Clear Glass | D:5" H:8.875" |  |  | 1 Medium T10 60w |  | 1 | No | [14 empty] | 0 | [12 empty] | 83.48 | 166.96 | 250.44 | W:5 3/8'' H:10 1/4'' E:7 1/8'' | 5.5 |  |  | 5.375 | 10.25 | Wall / Bath |  |  |  |  | 7.125 | [25 empty] | DP:3/4'' W:4 1/2'' H:4 1/2'' OB UP:2 1/4'' OB DOWN:8'' Rectangular |  |  |  | 8 | Black/White |  |  | Hardwired | 0 | 0 | 0 | 0 | 0 | 0 | 0 | 0 | 0 | 0 | 0 | 014817594751 | 16.5 | 11.375 | 8 | 6.2 | 0.869 | 125 | Yes | [8 empty] | ETL Damp | cETL Damp | GARRETT 1L WALL SCNC PN | 1 - Light Wall Sconce |  | CW1001PN.jpg | CW1001PN.jpg
CW1002BBS | 2 - Light Wall Sconce | Garrett from Chapman & Myers for Generation Lighting features cylindrical Clear Extruded Glass shades paired with rich Burnished Brass or contemporary Polished Nickel detailing and linen shades on the lamps. This striking blend of metal and glass, sophisticated in its simplicity, is both industrial and glamorous. It is sure to inspire a higher level of style wherever it is placed. | BATH | Garrett | Wall / Bath Lighting | Burnished Brass | BBS | Steel | Clear Glass | L:16" W:4" H:4.25" |  |  | 2 Medium T10 60w |  | 2 | No | [14 empty] | 0 | [12 empty] | 124.95 | 249.9 | 374.85 | W:4'' H:18'' E:5 5/8'' | 8.14 |  |  | 4 | 18 | Wall / Bath |  |  |  |  | 5.625 | [25 empty] | DP:3/4'' W:4'' H:18'' OB UP:9'' Rectangular |  |  |  | 8 | Black/White |  |  | Hardwired | 0 | 0 | 0 | 0 | 0 | 0 | 0 | 0 | 0 | 0 | 0 | 014817598254 | 21.5 | 8 | 14.25 | 10 | 1.418 | 125 | Yes | [8 empty] | ETL Damp | cETL Damp | GARRETT 2L WALL SCNC BBS | 2 - Light Wall Sconce |  | CW1002BBS.jpg | CW1002BBS.jpg
CW1002PN | 2 - Light Wall Sconce | Garrett from Chapman & Myers for Generation Lighting features cylindrical Clear Extruded Glass shades paired with rich Burnished Brass or contemporary Polished Nickel detailing and linen shades on the lamps. This striking blend of metal and glass, sophisticated in its simplicity, is both industrial and glamorous. It is sure to inspire a higher level of style wherever it is placed. | BATH | Garrett | Wall / Bath Lighting | Polished Nickel | PN | Steel | Clear Glass | L:16" W:4" H:4.25" |  |  | 2 Medium T10 60w |  | 2 | No | [14 empty] | 0 | [12 empty] | 124.95 | 249.9 | 374.85 | W:4'' H:18'' E:5 19/32'' | 8.14 |  |  | 4 | 18 | Wall / Bath |  |  |  |  | 5.5938 | [25 empty] | DP:3/4'' W:4'' H:18'' OB UP:9'' Rectangular |  |  |  | 8 | Black/White |  |  | Hardwired | 0 | 0 | 0 | 0 | 0 | 0 | 0 | 0 | 0 | 0 | 0 | 014817598247 | 21.5 | 8 | 14.25 | 10 | 1.418 | 125 | Yes | [8 empty] | ETL Damp | cETL Damp | GARRETT 2L WALL SCNC PN | 2 - Light Wall Sconce |  | CW1002PN.jpg | CW1002PN.jpg
CW1003BBS | 3 - Light Vanity | Garrett from Chapman & Myers for Generation Lighting features cylindrical Clear Extruded Glass shades paired with rich Burnished Brass or contemporary Polished Nickel detailing and linen shades on the lamps. This striking blend of metal and glass, sophisticated in its simplicity, is both industrial and glamorous. It is sure to inspire a higher level of style wherever it is placed. | BATH | Garrett | Wall / Bath Lighting | Burnished Brass | BBS | Steel | Clear Glass | D:4" H:6.875" |  |  | 3 Medium T10 60w |  | 3 | No | [14 empty] | 0 | [12 empty] | 149.5 | 299 | 448.5 | W:21 1/8'' H:8 1/2'' E:6 1/2'' | 9.3 |  |  | 21.125 | 8.5 | Wall / Bath |  |  |  |  | 6.5 | [25 empty] | DP:3/4'' W:5'' H:5'' OB UP:2 1/2'' Square |  |  |  | 8 | Black/White |  |  | Hardwired | 0 | 1 | 0 | 0 | 0 | 0 | 0 | 0 | 0 | 0 | 0 | 014817605143 | [15 empty] | ETL Damp | cETL Damp | GARRETT 3L VANITY BBS | 3 - Light Vanity |  | CW1003BBS.jpg | CW1003BBS.jpg
CW1003PN | 3 - Light Vanity | Garrett from Chapman & Myers for Generation Lighting features cylindrical Clear Extruded Glass shades paired with rich Burnished Brass or contemporary Polished Nickel detailing and linen shades on the lamps. This striking blend of metal and glass, sophisticated in its simplicity, is both industrial and glamorous. It is sure to inspire a higher level of style wherever it is placed. | BATH | Garrett | Wall / Bath Lighting | Polished Nickel | PN | Steel | Clear Glass | D:4" H:6.875" |  |  | 3 Medium T10 60w |  | 3 | No | [14 empty] | 0 | [12 empty] | 149.5 | 299 | 448.5 | W:21 1/8'' H:8 1/2'' E:6 1/2'' | 9.3 |  |  | 21.125 | 8.5 | Wall / Bath |  |  |  |  | 6.5 | [25 empty] | DP:3/4'' W:5'' H:5'' OB UP:2 1/2'' Square |  |  |  | 8 | Black/White |  |  | Hardwired | 0 | 1 | 0 | 0 | 0 | 0 | 0 | 0 | 0 | 0 | 0 | 014817605150 | [15 empty] | ETL Damp | cETL Damp | GARRETT 3L VANITY PN | 3 - Light Vanity |  | CW1003PN.jpg | CW1003PN.jpg
CW1004BBS | 4 - Light Vanity | Garrett from Chapman & Myers for Generation Lighting features cylindrical Clear Extruded Glass shades paired with rich Burnished Brass or contemporary Polished Nickel detailing and linen shades on the lamps. This striking blend of metal and glass, sophisticated in its simplicity, is both industrial and glamorous. It is sure to inspire a higher level of style wherever it is placed. | BATH | Garrett | Wall / Bath Lighting | Burnished Brass | BBS | Steel | Clear Glass | D:4" H:6.875" |  |  | 4 Medium T10 60w |  | 4 | No | [14 empty] | 0 | [12 empty] | 194.5 | 389 | 583.5 | W:29 1/4'' H:8 1/2'' E:6 1/2'' | 11.5 |  |  | 29.25 | 8.5 | Wall / Bath |  |  |  |  | 6.5 | [25 empty] | DP:3/4'' W:5'' H:5'' OB UP:2 1/2'' Square |  |  |  | 8 | Black/White |  |  | Hardwired | 0 | 1 | 0 | 0 | 0 | 0 | 0 | 0 | 0 | 0 | 0 | 014817605167 | [15 empty] | ETL Damp | cETL Damp | GARRETT 4L VANITY BBS | 4 - Light Vanity |  | CW1004BBS.jpg | CW1004BBS.jpg
CW1004PN | 4 - Light Vanity | Garrett from Chapman & Myers for Generation Lighting features cylindrical Clear Extruded Glass shades paired with rich Burnished Brass or contemporary Polished Nickel detailing and linen shades on the lamps. This striking blend of metal and glass, sophisticated in its simplicity, is both industrial and glamorous. It is sure to inspire a higher level of style wherever it is placed. | BATH | Garrett | Wall / Bath Lighting | Polished Nickel | PN | Steel | Clear Glass | D:4" H:6.875" |  |  | 4 Medium T10 60w |  | 4 | No | [14 empty] | 0 | [12 empty] | 194.5 | 389 | 583.5 | W:29 1/4'' H:8 1/2'' E:6 1/2'' | 11.5 |  |  | 29.25 | 8.5 | Wall / Bath |  |  |  |  | 6.5 | [25 empty] | DP:3/4'' W:5'' H:5'' OB UP:2 1/2'' Square |  |  |  | 8 | Black/White |  |  | Hardwired | 0 | 1 | 0 | 0 | 0 | 0 | 0 | 0 | 0 | 0 | 0 | 014817605174 | [15 empty] | ETL Damp | cETL Damp | GARRETT 4L VANITY PN | 4 - Light Vanity |  | CW1004PN.jpg | CW1004PN.jpg
CW1012BBS | 2 - Light Wall Sconce | Southold by Chapman & Myers for Generation Lighting pairs curves and lines to form a classic geometric silhouette. This new, contemporary lantern has a thin frame that gives it an airy feel, paired with a tight hub for the candelabra. For a more traditional look, Southold is available in Burnished Brass; for a more contemporary look, try Polished Nickel. This lantern series will make any space well-lit and elegant. | WALL SCONCE | Southold | Wall / Bath Lighting | Burnished Brass | BBS | Steel |  |  |  |  | 2 Candelabra Torpedo 60w |  | 2 | No | [14 empty] | 0 | [12 empty] | 149.98 | 299.96 | 449.94 | W:10'' H:18'' E:7 1/4'' | 7 |  |  | 10 | 18 | Wall / Bath |  |  |  |  | 7.25 | [25 empty] | DP:11/16'' W:10'' H:12'' OB UP:12'' OB DOWN:6'' Irregular |  |  |  | 8 | Black/White |  |  | Hardwired | 0 | 0 | 0 | 0 | 0 | 0 | 0 | 0 | 0 | 0 | 0 | 014817594928 | 21 | 10 | 10.5 | 10.3 | 1.276 | 100 | Yes | [9 empty] | cETL Damp | SOUTHOLD 2L WALL SCNC BBS | 2 - Light Wall Sconce |  | CW1012BBS.jpg | CW1012BBS.jpg
CW1012PN | 2 - Light Wall Sconce | Southold by Chapman & Myers for Generation Lighting pairs curves and lines to form a classic geometric silhouette. This new, contemporary lantern has a thin frame that gives it an airy feel, paired with a tight hub for the candelabra. For a more traditional look, Southold is available in Burnished Brass; for a more contemporary look, try Polished Nickel. This lantern series will make any space well-lit and elegant. | WALL SCONCE | Southold | Wall / Bath Lighting | Polished Nickel | PN | Steel |  |  |  |  | 2 Candelabra Torpedo 60w |  | 2 | No | [14 empty] | 0 | [12 empty] | 149.98 | 299.96 | 449.94 | W:10'' H:18'' E:7 1/4'' | 7 |  |  | 10 | 18 | Wall / Bath |  |  |  |  | 7.25 | [25 empty] | DP:11/16'' W:10'' H:12'' OB UP:12'' OB DOWN:6'' Irregular |  |  |  | 8 | Black/White |  |  | Hardwired | 0 | 0 | 0 | 0 | 0 | 0 | 0 | 0 | 0 | 0 | 0 | 014817594911 | 21 | 12.5 | 10 | 10.3 | 1.519 | 125 | Yes | [9 empty] | cETL Damp | SOUTHOLD 2L WALL SCNC PN | 2 - Light Wall Sconce |  | CW1012PN.jpg | CW1012PN.jpg
CW1021AI | 1 - Light Wall Sconce | An exposed candelabra pairs with an angular, Aged Iron frame to ensure the Keystone family casts a warm and inviting glow. This series of chandeliers, sconces and pendants designed by Chapman & Myers for Generation Lighting features very detailed construction including bobesches supporting each candle tube. The chandeliers highlight the popular wagon wheel silhouette. | WALL SCONCE | Keystone | Wall / Bath Lighting | Aged Iron | AI | Steel |  |  |  |  | 1 Candelabra Torpedo 60w |  | 1 | No | [14 empty] | 0 | [12 empty] | 89.48 | 178.96 | 268.44 | W:6 3/8'' H:22 3/8'' E:4 1/2'' | 3.6 |  |  | 6.375 | 22.375 | Wall / Bath |  |  |  |  | 4.5 | [25 empty] | DP:3/4'' W:5'' H:16 3/8'' OB UP:12 5/8'' OB DOWN:9 3/4'' Rectangular |  |  |  | 8 | Black/White |  |  | Hardwired | 0 | 0 | 0 | 0 | 0 | 0 | 0 | 0 | 0 | 0 | 0 | 014817595451 | 26 | 9.25 | 8 | 5.6 | 1.113 | 175 | Yes | [8 empty] | ETL Damp | cETL Damp | KEYSTONE 1L SCNC AI | 1 - Light Wall Sconce |  | CW1021AI.jpg | CW1021AI.jpg
CW1031ADB | 1 - Light Wall Sconce | A stunning addition to an entryway, great room, or above a large dining table, the Westerly tiered chandelier designed by Chapman & Myers for Generation Lighting features flowing arms and an exposed candelabra. The sculpted lines and hook with loop detail at the top and on the canopy lend designer flair and polish. Tailor the look with either Antique Gild for a chic, metallic feel or Smith Steel for a more rustic tone. | WALL SCONCE | Westerly | Wall / Bath Lighting | Antique Gild | ADB | Steel | White Linen Fabric | D:5" H:5" |  |  | 1 Candelabra Torpedo 60w |  | 1 | No | [14 empty] | 0 | [12 empty] | 58.98 | 117.96 | 176.94 | W:5'' H:20 3/4'' E:5 7/8'' | 1.65 |  |  | 5 | 20.75 | Wall / Bath |  |  |  |  | 5.875 | [25 empty] | D:4 1/2'' DP:3/4'' OB UP:13 1/4'' Round |  |  |  | 8 | Black/White |  |  | Hardwired | 0 | 0 | 0 | 0 | 0 | 0 | 0 | 0 | 0 | 0 | 0 | 014817597462 | 19.75 | 10.25 | 7.25 | 3.7 | 0.849 | 175 | Yes | [8 empty] | ETL Damp | cETL Damp | WESTERLY 1L SCONCE ADB | 1 - Light Wall Sconce |  | CW1031ADB.jpg | CW1031ADB.jpg
CW1031SMS | 1 - Light Wall Sconce | A stunning addition to an entryway, great room, or above a large dining table, the Westerly tiered chandelier designed by Chapman & Myers for Generation Lighting features flowing arms and an exposed candelabra. The sculpted lines and hook with loop detail at the top and on the canopy lend designer flair and polish. Tailor the look with either Antique Gild for a chic, metallic feel or Smith Steel for a more rustic tone. | WALL SCONCE | Westerly | Wall / Bath Lighting | Smith Steel | SMS | Steel | White Linen Fabric | D:5" H:5" |  |  | 1 Candelabra Torpedo 60w |  | 1 | No | [14 empty] | 0 | [12 empty] | 58.98 | 117.96 | 176.94 | W:5'' H:20 3/4'' E:5 7/8'' | 1.65 |  |  | 5 | 20.75 | Wall / Bath |  |  |  |  | 5.875 | [25 empty] | D:4 1/2'' DP:3/4'' OB UP:13 1/4'' Rectangular |  |  |  | 8 | Black/White |  |  | Hardwired | 0 | 0 | 0 | 0 | 0 | 0 | 0 | 0 | 0 | 0 | 0 | 014817597455 | 19.75 | 10.25 | 7.25 | 3.7 | 0.849 | 175 | Yes | [8 empty] | ETL Damp | cETL Damp | WESTERLY 1L SCONCE SMS | 1 - Light Wall Sconce |  | CW1031SMS.jpg | CW1031SMS.jpg
CW1032ADB | 2 - Light Wall Sconce | A stunning addition to an entryway, great room, or above a large dining table, the Westerly tiered chandelier designed by Chapman & Myers for Generation Lighting features flowing arms and an exposed candelabra. The sculpted lines and hook with loop detail at the top and on the canopy lend designer flair and polish. Tailor the look with either Antique Gild for a chic, metallic feel or Smith Steel for a more rustic tone. | WALL SCONCE | Westerly | Wall / Bath Lighting | Antique Gild | ADB | Steel | White Linen Linen | L:13.5" W:6.5" H:8" |  |  | 2 Candelabra B10 Torpedo 60w |  | 2 | No | [14 empty] | 0 | [12 empty] | 96.98 | 193.96 | 290.94 | W:13 1/2'' H:23 7/8'' E:6 7/8'' | 2.68 |  |  | 13.5 | 23.875 | Wall / Bath |  |  |  |  | 6.875 | [25 empty] | D:4 1/2'' DP:3/4'' OB UP:16 1/4'' Round |  |  |  | 8 | Black/White |  |  | Hardwired | 0 | 0 | 0 | 0 | 0 | 0 | 0 | 0 | 0 | 0 | 0 | 014817597486 | 19.5 | 11.25 | 14.25 | 6.3 | 1.809 | 250 | Yes | [8 empty] | ETL Damp | cETL Damp | WESTERLY 2L SCONCE ADB | 2 - Light Wall Sconce |  | CW1032ADB.jpg | CW1032ADB.jpg
CW1032SMS | 2 - Light Wall Sconce | A stunning addition to an entryway, great room, or above a large dining table, the Westerly tiered chandelier designed by Chapman & Myers for Generation Lighting features flowing arms and an exposed candelabra. The sculpted lines and hook with loop detail at the top and on the canopy lend designer flair and polish. Tailor the look with either Antique Gild for a chic, metallic feel or Smith Steel for a more rustic tone. | WALL SCONCE | Westerly | Wall / Bath Lighting | Smith Steel | SMS | Steel | White Linen Fabric | L:13.5" W:6.5" H:8" |  |  | 2 Candelabra B10 Torpedo 60w |  | 2 | No | [14 empty] | 0 | [12 empty] | 96.98 | 193.96 | 290.94 | W:13 1/2'' H:23 7/8'' E:6 7/8'' | 2.86 |  |  | 13.5 | 23.875 | Wall / Bath |  |  |  |  | 6.875 | [25 empty] | D:4 1/2'' DP:3/4'' OB UP:16 1/4'' Round |  |  |  | 8 | Black/White |  |  | Hardwired | 0 | 0 | 0 | 0 | 0 | 0 | 0 | 0 | 0 | 0 | 0 | 014817597479 | 19.75 | 11.25 | 14.5 | 5.9 | 1.864 | 250 | Yes | [8 empty] | ETL Damp | cETL Damp | WESTERLY 2L SCONCE SMS | 2 - Light Wall Sconce |  | CW1032SMS.jpg | CW1032SMS.jpg
CW1041WGV | 1 - Light Wall Sconce | A Weathered Galvanized finish forms the whimsical, twisted fixture on the eye-catching Richmond chandelier designed by Chapman & Myers for Generation Lighting. This exquisite piece features cream candle tubes and epitomizes the timeless French Country style. Since it is damp-rated, Richmond makes a great statement piece in indoor as well as covered outdoor spaces. | WALL SCONCE | Richmond | Wall / Bath Lighting | Weathered Galvanized | WGV | Steel | White Linen Fabric | D:4.5" H:4.75" | L:3.5" |  | 1 Candelabra Torpedo 60w |  | 1 | No | [14 empty] | 0 | [8 empty] | Damp |  |  |  | 62 | 124 | 186 | W:4 1/2'' H:20 5/8'' E:6 5/8'' | 1.6 |  |  | 4.5 | 20.625 | Wall / Bath |  |  |  |  | 6.625 | [25 empty] | D:4 1/2'' DP:1 3/8'' OB UP:16 7/8'' Round |  |  |  | 8 | Black/White |  |  | Hardwired | 0 | 0 | 0 | 0 | 0 | 0 | 0 | 0 | 0 | 0 | 0 | 014817605082 | [16 empty] | cETL Damp | RICHMOND 1L SCNC WGV | 1 - Light Wall Sconce |  | CW1041WGV.jpg | CW1041WGV.jpg
CW1042WGV | 2 - Light Wall Sconce | A Weathered Galvanized finish forms the whimsical, twisted fixture on the eye-catching Richmond chandelier designed by Chapman & Myers for Generation Lighting. This exquisite piece features cream candle tubes and epitomizes the timeless French Country style. Since it is damp-rated, Richmond makes a great statement piece in indoor as well as covered outdoor spaces. | WALL SCONCE | Richmond | Wall / Bath Lighting | Weathered Galvanized | WGV | Steel | White Linen Fabric | D:4.5" H:4.75" | L:3.5" |  | 2 Candelabra Torpedo 60w |  | 2 | No | [14 empty] | 0 | [8 empty] | Damp |  |  |  | 79.5 | 159 | 238.5 | W:10 1/8'' H:23 7/8'' E:6 3/4'' | 2.8 |  |  | 10.125 | 23.875 | Wall / Bath |  |  |  |  | 6.75 | [25 empty] | D:4 1/2'' DP:1 3/8'' OB UP:20 1/8'' Round |  |  |  | 8 | Black/White |  |  | Hardwired | 0 | 0 | 0 | 0 | 0 | 0 | 0 | 0 | 0 | 0 | 0 | 014817605099 | [16 empty] | cETL Damp | RICHMOND 2L SCNC WGV | 2 - Light Wall Sconce |  | CW1042WGV.jpg | CW1042WGV.jpg
CW1051IO | 1 - Light Wall Sconce |  | WALL SCONCE | Champlain | Wall / Bath Lighting | Iron Oxide | IO | Steel |  |  |  |  | 1 Candelabra Torpedo 60w |  | 1 | No | [14 empty] | 0 | [8 empty] | Damp |  |  |  | 44.5 | 89 | 133.5 | W:4 1/2'' H:13 5/8'' E:6 1/8'' | 1.5 |  |  | 4.5 | 13.625 | Wall / Bath |  |  |  |  | 6.125 | [25 empty] | D:4 1/2'' DP:1'' OB UP:6 5/8'' Round |  |  |  | 8 | Black/White |  |  | Hardwired | 0 | 0 | 0 | 0 | 0 | 0 | 0 | 0 | 0 | 0 | 0 | 014817605235 | [16 empty] | cETL Damp | CHAMPLAIN 1L SCONCE IO | 1 - Light Wall Sconce |  | CW1051IO.jpg | CW1051IO.jpg
CW1061BBS | 1 - Light Wall Sconce |  | WALL SCONCE | Arden | Wall / Bath Lighting | Burnished Brass | BBS | Steel |  |  |  |  | 1 Medium Torpedo 60w |  | 1 | No | [14 empty] | 0 | [12 empty] | 169.5 | 339 | 508.5 | W:10 1/8'' H:12 7/8'' E:6 7/8'' |  |  |  | 10.125 | 12.875 | Wall / Bath |  |  |  |  | 6.875 | [25 empty] | DP:5/8'' W:4 1/2'' H:9'' OB UP:4 1/2'' Rectangular |  |  |  | 8 | Black/White |  |  | Hardwired | 0 | 0 | 0 | 0 | 0 | 0 | 0 | 0 | 0 | 0 | 0 | 014817604863 | [15 empty] | ETL Damp | cETL Damp | ARDEN 1L SCONCE BBS | 1 - Light Wall Sconce |  | CW1061BBS.jpg | CW1061BBS.jpg
CW1061PN | 1 - Light Wall Sconce |  | WALL SCONCE | Arden | Wall / Bath Lighting | Polished Nickel | PN | Steel |  |  |  |  | 1 Medium Torpedo 60w |  | 1 | No | [14 empty] | 0 | [12 empty] | 169.5 | 339 | 508.5 | W:10 1/8'' H:12 7/8'' E:6 7/8'' |  |  |  | 10.125 | 12.875 | Wall / Bath |  |  |  |  | 6.875 | [25 empty] | DP:5/8'' W:4 1/2'' H:9'' OB UP:4 1/2'' Rectangular |  |  |  | 8 | Black/White |  |  | Hardwired | 0 | 0 | 0 | 0 | 0 | 0 | 0 | 0 | 0 | 0 | 0 | 014817604870 | [15 empty] | ETL Damp | cETL Damp | ARDEN 1L SCONCE PN | 1 - Light Wall Sconce |  | CW1061PN.jpg | CW1061PN.jpg
CW1071BBS | 1 - Light Wall Sconce |  | WALL SCONCE | Beckett | Wall / Bath Lighting | Burnished Brass | BBS | Steel | Undefined Glass | L:6" W:3.25" H:13" |  |  | 1 Medium T10 60w |  | 1 | No | [14 empty] | 0 | [12 empty] | 124.5 | 249 | 373.5 | W:8'' H:13'' E:5'' |  |  |  | 8 | 13 | Wall / Bath |  |  |  |  | 5 | [25 empty] | DP:3/4'' W:4 1/2'' H:9'' OB UP:6 1/2'' Rectangular |  |  |  | 8 | Black/White |  |  | Hardwired | 0 | 0 | 0 | 0 | 0 | 0 | 0 | 0 | 0 | 0 | 0 | 014817603880 | [15 empty] | ETL Damp | cETL Damp | BECKETT 1L SCONCE BBS | 1 - Light Wall Sconce |  | CW1071BBS.jpg | CW1071BBS.jpg
CW1071PN | 1 - Light Wall Sconce |  | WALL SCONCE | Beckett | Wall / Bath Lighting | Polished Nickel | PN | Steel | Undefined Glass | L:6" W:3.25" H:13" |  |  | 1 Medium T10 60w |  | 1 | No | [14 empty] | 0 | [12 empty] | 124.5 | 249 | 373.5 | W:8'' H:13'' E:5'' |  |  |  | 8 | 13 | Wall / Bath |  |  |  |  | 5 | [25 empty] | DP:3/4'' W:4 1/2'' H:9'' OB UP:6 1/2'' Rectangular |  |  |  | 8 | Black/White |  |  | Hardwired | 0 | 0 | 0 | 0 | 0 | 0 | 0 | 0 | 0 | 0 | 0 | 014817603897 | [15 empty] | ETL Damp | cETL Damp | BECKETT 1L SCONCE PN | 1 - Light Wall Sconce |  | CW1071PN.jpg | CW1071PN.jpg
CW1081BBS | 1 - Light Wall Sconce |  | WALL SCONCE | Hanover | Wall / Bath Lighting | Burnished Brass | BBS | Steel | White Linen Fabric | D:5" H:5" | L:3.5" |  | 1 Candelabra Torpedo 60w |  | 1 | No | [14 empty] | 0 | [8 empty] | Damp |  |  |  | 59.5 | 119 | 178.5 | L:5'' W:4 3/4'' H:24 3/8'' E:4 3/4'' | 2 |  | 5 | 4.75 | 24.375 | Wall / Bath |  |  |  |  | 4.75 | [25 empty] | D:4 1/2'' DP:5/8'' OB UP:8 1/8'' Round |  |  |  | 8 | Black/White |  |  | Hardwired | 0 | 0 | 0 | 0 | 0 | 0 | 0 | 0 | 0 | 0 | 0 | 014817605372 | [16 empty] | cETL Damp | HANOVER 1L SCONCE BBS | 1 - Light Wall Sconce |  | CW1081BBS.jpg | CW1081BBS.jpg
CW1081PN | 1 - Light Wall Sconce |  | WALL SCONCE | Hanover | Wall / Bath Lighting | Polished Nickel | PN | Steel | White Linen Fabric | D:5" H:5" | L:3.5" |  | 1 Candelabra Torpedo 60w |  | 1 | No | [14 empty] | 0 | [8 empty] | Damp |  |  |  | 59.5 | 119 | 178.5 | L:5'' W:4 3/4'' H:24 3/8'' E:4 3/4'' | 2 |  | 5 | 4.75 | 24.375 | Wall / Bath |  |  |  |  | 4.75 | [25 empty] | D:4 1/2'' DP:5/8'' OB UP:8 1/8'' Round |  |  |  | 8 | Black/White |  |  | Hardwired | 0 | 0 | 0 | 0 | 0 | 0 | 0 | 0 | 0 | 0 | 0 | 014817605389 | [16 empty] | cETL Damp | HANOVER 1L SCONC PN | 1 - Light Wall Sconce |  | CW1081PN.jpg | CW1081PN.jpg
CW1091AI | 1 - Light Wall Sconce |  | WALL SCONCE | Bayview | Wall / Bath Lighting | Aged Iron | AI | Steel |  |  |  |  | 1 Candelabra Torpedo 60w |  | 1 | No | [14 empty] | 0 | [8 empty] | Damp |  |  |  | 64.5 | 129 | 193.5 | W:5'' H:24 3/8'' E:4 3/4'' | 2 |  |  | 5 | 24.375 | Wall / Bath |  |  |  |  | 4.75 | [25 empty] | D:5'' DP:3/4'' OB UP:11 1/8'' Round |  |  |  | 8 | Black/White |  |  | Hardwired | 0 | 0 | 0 | 0 | 0 | 0 | 0 | 0 | 0 | 0 | 0 | 014817604962 | 16.25 | 7.5 | 7.25 | 2.9 | 0.511 | 175 | Yes | [9 empty] | cETL Damp | BAYVIEW 1L WALL SCONCE AI | 1 - Light Wall Sconce |  | CW1091AI.jpg | CW1091AI.jpg
CW1091PN | 1 - Light Wall Sconce |  | WALL SCONCE | Bayview | Wall / Bath Lighting | Polished Nickel | PN | Steel |  |  |  |  | 1 Candelabra Torpedo 60w |  | 1 | No | [14 empty] | 0 | [8 empty] | Damp |  |  |  | 64.5 | 129 | 193.5 | W:5'' H:24 3/8'' E:4 3/4'' | 2 |  |  | 5 | 24.375 | Wall / Bath |  |  |  |  | 4.75 | [25 empty] | D:5'' DP:3/4'' OB UP:11 1/8'' Round |  |  |  | 8 | Black/White |  |  | Hardwired | 0 | 0 | 0 | 0 | 0 | 0 | 0 | 0 | 0 | 0 | 0 | 014817605686 | 16.25 | 7.5 | 7.25 | 2.9 | 0.511 | 175 | Yes | [9 empty] | cETL Damp | BAYVIEW 1L WALL SCONCE PN | 1 - Light Wall Sconce |  | CW1091PN.jpg | CW1091PN.jpg
CW1102AI | 2 - Light Wall Sconce |  | WALL SCONCE | Bayview | Wall / Bath Lighting | Aged Iron | AI | Steel |  |  |  |  | 2 Candelabra Torpedo 60w |  | 2 | No | [14 empty] | 0 | [8 empty] | Damp |  |  |  | 84.5 | 169 | 253.5 | W:8 1/4'' H:17 5/8'' E:4 3/4'' | 2.4 |  |  | 8.25 | 17.625 | Wall / Bath |  |  |  |  | 4.75 | [25 empty] | D:5'' DP:3/4'' OB UP:15 1/8'' Round |  |  |  | 8 | Black/White |  |  | Hardwired | 0 | 0 | 0 | 0 | 0 | 0 | 0 | 0 | 0 | 0 | 0 | 014817604948 | 16.25 | 7.5 | 7.25 | 2.9 | 0.511 | 175 | Yes | [9 empty] | cETL Damp | BAYVIEW 2L LEFT SCONCE AI | 2 - Light Wall Sconce |  | CW1102AI.jpg | CW1102AI.jpg
CW1102PN | 2 - Light Wall Sconce |  | WALL SCONCE | Bayview | Wall / Bath Lighting | Polished Nickel | PN | Steel |  |  |  |  | 2 Candelabra Torpedo 60w |  | 2 | No | [14 empty] | 0 | [8 empty] | Damp |  |  |  | 84.5 | 169 | 253.5 | W:8 1/4'' H:17 5/8'' E:4 3/4'' | 2.4 |  |  | 8.25 | 17.625 | Wall / Bath |  |  |  |  | 4.75 | [25 empty] | D:5'' DP:3/4'' OB UP:15 1/8'' Round |  |  |  | 8 | Black/White |  |  | Hardwired | 0 | 0 | 0 | 0 | 0 | 0 | 0 | 0 | 0 | 0 | 0 | 014817604955 | 20.25 | 11 | 7.25 | 3.9 | 0.935 | 175 | Yes | [9 empty] | cETL Damp | BAYVIEW 2L LEFT SCONCE PN | 2 - Light Wall Sconce |  | CW1102PN.jpg | CW1102PN.jpg
CW1112AI | 2 - Light Wall Sconce |  | WALL SCONCE | Bayview | Wall / Bath Lighting | Aged Iron | AI | Steel |  |  |  |  | 2 Candelabra Torpedo 60w |  | 2 | No | [14 empty] | 0 | [8 empty] | Damp |  |  |  | 84.5 | 169 | 253.5 | W:8 1/4'' H:17 5/8'' E:4 3/4'' | 2.4 |  |  | 8.25 | 17.625 | Wall / Bath |  |  |  |  | 4.75 | [25 empty] | D:5'' DP:3/4'' OB UP:15 1/8'' Round |  |  |  | 8 | Black/White |  |  | Hardwired | 0 | 0 | 0 | 0 | 0 | 0 | 0 | 0 | 0 | 0 | 0 | 014817605662 | 20.25 | 11 | 7.25 | 3.9 | 0.935 | 175 | Yes | [9 empty] | cETL Damp | BAYVIEW 2L RT WALL SCNC AI | 2 - Light Wall Sconce |  | CW1112AI.jpg | CW1112AI.jpg
CW1112PN | 2 - Light Wall Sconce |  | WALL SCONCE | Bayview | Wall / Bath Lighting | Polished Nickel | PN | Steel |  |  |  |  | 2 Candelabra Torpedo 60w |  | 2 | No | [14 empty] | 0 | [8 empty] | Damp |  |  |  | 84.5 | 169 | 253.5 | W:8 1/4'' H:17 5/8'' E:4 3/4'' | 2.4 |  |  | 8.25 | 17.625 | Wall / Bath |  |  |  |  | 4.75 | [25 empty] | D:5'' DP:3/4'' OB UP:15 1/8'' Round |  |  |  | 8 | Black/White |  |  | Hardwired | 0 | 0 | 0 | 0 | 0 | 0 | 0 | 0 | 0 | 0 | 0 | 014817605679 | 20.25 | 11 | 7.25 | 3.9 | 0.935 | 175 | Yes | [9 empty] | cETL Damp | BAYVIEW 2L RT WALL SCNC PN | 2 - Light Wall Sconce |  | CW1112PN.jpg | CW1112PN.jpg

## Ellen DeGeneres
Item Number | Name | Collection Description | Class | Collection | Category | Finish | finish Code | Material | Glass/ Shade | Glass / Shade Size | GlassTop / ShadeTop Size | Diffuser | Bulb # 1 | Bulb # 2 | Total Bulbs | Bulbs Included | Bulb Lumens | Bulb Temperature | Bulb CRI | Bulb Watts | Bulb Volts | Bulb Base | Bulb Type | Bulb Beam Spread | Bulb Dimming Range Min | Bulb Dimming Range Max | Bulb Light Source Name | Bulb Watts Consumed | Bulb Watts Rated | Bulb Rated Life | Bulb Spot Type | Efficacy | L70 | Color Binning | Bug Rating | Cord Color | Transformer Mount | Output Type | Housing Type | Wet Listing | Max Tilt | Max Rotation | Max Ceiling Slope | 2/1/2020 DN Price | UMAP | MSRP | Dimensions | Weight | Diameter | Length | Width | Height | Mounting Procedure | Height (Downlight) | Height Semi-flush | Height Overall | Adjustable Height | Extends | Style | Light Kit Incl | Compatible Light Kits | Remote Incl | # of Blades | Blade Pitch | Blade Finish 1 | Blade Finish 2 | Motor Size | Fan Diameter | Capacitor Value | CFM (High) | Watts (High) | CFM/Watt (High) | CFM (Med) | Watts (Med) | CFM/Watt (Med) | CFM (Low) | Watts (Low) | CFM/Watt (Low) | Max Blade to Ceiling Height | Min Blade to Ceiling Height | Motor Type | Remote Control Type | Canopy | Backplate | Post | Mounting Plate | Base | Wire/Cord Length | Wire/Cord Color | Chain Length | Switch | Connection | ADA | Mount Up/Down | Fluorescent | Energy Star | T-24 | Photocell | LED | LED Convertible | Pre-laced Chain | Adjustable Arms | Mount Wall/Ceiling | UPC | IP Length | IP Width | IP Height | IP Weight | IP Cube | IP Frt. Class | IP UPSable | Pack Quantity | MP UPC | MP Length | MP Width | MP Height | MP Weight | MP Cube | MP UPSable | UL Listing | cUL Listing | PCS Name | Catalog Name | Engineering Notes | Web Image Name | Line Art
EC10015BBS | 15 - Light Chandelier | Brianna's graceful, seamless curvature and elongated tubular arms lend fluidity and modern appeal to this classic minimalist silhouette. Available in rich, gilded Burnished Brass and the more contemporary Polished Nickel finish. Brianna wall sconces include cylindrical shades in fresh White Linen. | CHANDELIERS | Brianna | Chandeliers | Burnished Brass | BBS | Steel |  |  |  |  | 15 Candelabra Torpedo 60w |  | 15 | No | [14 empty] | 0 | [12 empty] | 774.98 | 1549.96 | 2324.94 | D:48 3/4'' H:37 1/2'' O:92 5/8'' | 17.3 | 48.75 |  |  | 37.5 | Universal Mounting Plate |  |  | 92.625 | 44.625 - 92.625 | [25 empty] | D:5 1/2'' H:1 3/8'' Round |  |  |  |  | 240 | Clear Silver |  |  | Hardwired | 0 | 0 | 0 | 0 | 0 | 0 | 0 | 0 | 0 | 0 | 0 | 014817593723 | 46.75 | 45.5 | 32 | 44.4 | 39.391 | 300 | No | [9 empty] | cETL Damp | BRIANNA 15L CHAND BBS | 15 - Light Chandelier |  | EC10015BBS.jpg | EC10015BBS.jpg
EC10015PN | 15 - Light Chandelier | Brianna's graceful, seamless curvature and elongated tubular arms lend fluidity and modern appeal to this classic minimalist silhouette. Available in rich, gilded Burnished Brass and the more contemporary Polished Nickel finish. Brianna wall sconces include cylindrical shades in fresh White Linen. | CHANDELIERS | Brianna | Chandeliers | Polished Nickel | PN | Steel |  |  |  |  | 15 Candelabra Torpedo 60w |  | 15 | No | [14 empty] | 0 | [12 empty] | 774.98 | 1549.96 | 2324.94 | D:48 3/4'' H:37 1/2'' O:92 5/8'' | 17.3 | 48.75 |  |  | 37.5 | Universal Mounting Plate |  |  | 92.625 | 44.625 - 92.625 | [25 empty] | D:5 1/2'' H:1 3/8'' Round |  |  |  |  | 240 | Clear Silver |  |  | Hardwired | 0 | 0 | 0 | 0 | 0 | 0 | 0 | 0 | 0 | 0 | 0 | 014817593730 | 45.58 | 45.5 | 31.75 | 44 | 38.105 | 300 | No | [9 empty] | cETL Damp | BRIANNA 15L CHAND PN | 15 - Light Chandelier |  | EC10015PN.jpg | EC10015PN.jpg
EC1006BBS | 6 - Light Chandelier | Brianna's graceful, seamless curvature and elongated tubular arms lend fluidity and modern appeal to this classic minimalist silhouette. Available in rich, gilded Burnished Brass and the more contemporary Polished Nickel finish. Brianna wall sconces include cylindrical shades in fresh White Linen. | CHANDELIERS | Brianna | Chandeliers | Burnished Brass | BBS | Steel |  |  |  |  | 6 Candelabra Torpedo 60w |  | 6 | No | [14 empty] | 0 | [12 empty] | 249.98 | 499.96 | 749.94 | D:24'' H:21 3/8'' O:76 1/2'' | 7.3 | 24 |  |  | 21.375 | Universal Mounting Plate |  |  | 76.5 | 28.5 - 76.5 | [25 empty] | D:5 1/2'' H:1 3/8'' Round |  |  |  |  | 180 | Clear Silver |  |  | Hardwired | 0 | 0 | 0 | 0 | 0 | 0 | 0 | 0 | 0 | 0 | 0 | 014817593709 | 26.75 | 23.58 | 17.75 | 13.4 | 6.479 | 250 | Yes | [9 empty] | cETL Damp | BRIANNA 6L CHAND BBS | 6 - Light Chandelier |  | EC1006BBS.jpg | EC1006BBS.jpg
EC1006PN | 6 - Light Chandelier | Brianna's graceful, seamless curvature and elongated tubular arms lend fluidity and modern appeal to this classic minimalist silhouette. Available in rich, gilded Burnished Brass and the more contemporary Polished Nickel finish. Brianna wall sconces include cylindrical shades in fresh White Linen. | CHANDELIERS | Brianna | Chandeliers | Polished Nickel | PN | Steel |  |  |  |  | 6 Candelabra Torpedo 60w |  | 6 | No | [14 empty] | 0 | [12 empty] | 249.98 | 499.96 | 749.94 | D:24'' H:21 3/8'' O:76 1/2'' | 7.3 | 24 |  |  | 21.375 | Universal Mounting Plate |  |  | 76.5 | 28.5 - 76.5 | [25 empty] | D:5 1/2'' H:1 3/8'' Round |  |  |  |  | 180 | Clear Silver |  |  | Hardwired | 0 | 0 | 0 | 0 | 0 | 0 | 0 | 0 | 0 | 0 | 0 | 014817593716 | 26.78 | 24 | 17.5 | 13.8 | 6.509 | 250 | Yes | [9 empty] | cETL Damp | BRIANNA 6L CHAND PN | 6 - Light Chandelier |  | EC1006PN.jpg | EC1006PN.jpg
EC1009BBS | 9 - Light Chandelier | Brianna's graceful, seamless curvature and elongated tubular arms lend fluidity and modern appeal to this classic minimalist silhouette. Available in rich, gilded Burnished Brass and the more contemporary Polished Nickel finish. Brianna wall sconces include cylindrical shades in fresh White Linen. | CHANDELIERS | Brianna | Chandeliers | Burnished Brass | BBS | Steel |  |  |  |  | 9 Candelabra Torpedo 60w |  | 9 | No | [14 empty] | 0 | [12 empty] | 349.98 | 699.96 | 1049.94 | D:30'' H:25 3/4'' O:81 1/4'' | 13 | 30 |  |  | 25.75 | Universal Mounting Plate |  |  | 81.25 | 33.25 - 81.25 | [25 empty] | D:5 1/2'' H:1 3/8'' Round |  |  |  |  | 180 | Clear Silver |  |  | Hardwired | 0 | 0 | 0 | 0 | 0 | 0 | 0 | 0 | 0 | 0 | 0 | 014817588507 | 34.25 | 34.25 | 21 | 22.2 | 14.256 | 300 | Yes | [9 empty] | cETL Damp | BRIANNA 9L CHAND BBS | 9 - Light Chandelier |  | EC1009BBS_ALT1.jpg | EC1009BBS.jpg
EC1009PN | 9 - Light Chandelier | Brianna's graceful, seamless curvature and elongated tubular arms lend fluidity and modern appeal to this classic minimalist silhouette. Available in rich, gilded Burnished Brass and the more contemporary Polished Nickel finish. Brianna wall sconces include cylindrical shades in fresh White Linen. | CHANDELIERS | Brianna | Chandeliers | Polished Nickel | PN | Steel |  |  |  |  | 9 Candelabra Torpedo 60w |  | 9 | No | [14 empty] | 0 | [12 empty] | 349.98 | 699.96 | 1049.94 | D:30'' H:25 3/4'' O:81 1/4'' | 13 | 30 |  |  | 25.75 | Universal Mounting Plate |  |  | 81.25 | 33.25 - 81.25 | [25 empty] | D:5 1/2'' H:1 3/8'' Round |  |  |  |  | 180 | Clear Silver |  |  | Hardwired | 0 | 0 | 0 | 0 | 0 | 0 | 0 | 0 | 0 | 0 | 0 | 014817588514 | 34.5 | 34.125 | 20.75 | 22.7 | 14.137 | 300 | Yes | [9 empty] | cETL Damp | BRIANNA 9L CHAND PN | 9 - Light Chandelier |  | EC1009PN_ALT1.jpg | EC1009PN.jpg
EC1015MBK | 5 - Light Chandelier | Pairing a rich, two-tone finish with bold, geometric lines give Joan luxe appeal. Warm Burnished Brass joins with either Midnight Black or Matte White in a thoughtful juxtaposition of contrasting finishes on the 5-light chandeliers, the 1-light wall sconces and the 1-light table lamps. Each iconic, hourglass-inspired shade features small perforations towards its crown, allowing a soft glow to shine through, further articulating the distinctive details of this chic collection. | CHANDELIERS | Joan | Chandeliers | Midnight Black / Burnished Brass | MBK / BBS | Steel | Midnight Black Steel | D:6.25" H:6.375" |  |  | 5 Medium A19 75w |  | 5 | No | [14 empty] | 0 | [12 empty] | 424.98 | 849.96 | 1274.94 | D:32'' H:27 1/2'' O:82 7/8'' | 13.7 | 32 |  |  | 27.5 | Universal Mounting Plate |  |  | 82.875 | 34.875 - 82.875 | [25 empty] | D:5 1/2'' H:1 3/8'' Round |  |  |  |  | 180 | Clear Silver |  |  | Hardwired | 0 | 0 | 0 | 0 | 0 | 0 | 0 | 0 | 0 | 0 | 0 | 014817588569 | 34.5 | 34.5 | 31.125 | 27.8 | 21.439 | 300 | No | [9 empty] | cETL Damp | JOAN 5L CHAND MBK | 5 - Light Chandelier |  | EC1015MBK.jpg | EC1015MBK.jpg
EC1015MWT | 5 - Light Chandelier | Pairing a rich, two-tone finish with bold, geometric lines give Joan luxe appeal. Warm Burnished Brass joins with either Midnight Black or Matte White in a thoughtful juxtaposition of contrasting finishes on the 5-light chandeliers, the 1-light wall sconces and the 1-light table lamps. Each iconic, hourglass-inspired shade features small perforations towards its crown, allowing a soft glow to shine through, further articulating the distinctive details of this chic collection. | CHANDELIERS | Joan | Chandeliers | Matte White / Burnished Brass | MWT / BBS | Steel | Matte White Steel |  |  |  | 5 Medium A19 75w |  | 5 | No | [14 empty] | 0 | [12 empty] | 424.98 | 849.96 | 1274.94 | D:32'' H:27 1/2'' O:82 7/8'' | 13.7 | 32 |  |  | 27.5 | Universal Mounting Plate |  |  | 82.875 | 34.875 - 82.875 | [25 empty] | D:5 1/2'' H:1 3/8'' Round |  |  |  |  | 180 | Clear Silver |  |  | Hardwired | 0 | 0 | 0 | 0 | 0 | 0 | 0 | 0 | 0 | 0 | 0 | 014817588576 | 34.5 | 34.25 | 31.125 | 27.8 | 21.284 | 300 | Yes | [9 empty] | cETL Damp | JOAN 5L CHAND MWT | 5 - Light Chandelier |  | EC1015MWT.jpg | EC1015MWT.jpg
EC1025MBK | 5 - Light Chandelier | The retro-inspired Jane collection features a luxe two-tone finish of Burnished Brass with Midnight Black or Matte White accents. Adjustable shades on Jane chandeliers enable illumination that perfectly suits your space. Elongated arms and soft curves add dimension and drama to each fixture. | CHANDELIERS | Jane | Chandeliers | Midnight Black / Burnished Brass | MBK / BBS | Steel | Midnight Black Steel | L:9" W:7" H:3.5" |  |  | 5 Candelabra G16-1/2 60w |  | 5 | No | [14 empty] | 0 | [12 empty] | 374.98 | 749.96 | 1124.94 | D:47 5/8'' H:12 5/8'' O:68'' | 11 | 47.625 |  |  | 12.625 | Universal Mounting Plate |  |  | 68 | 20 - 68 | [25 empty] | D:5 1/2'' H:1 3/8'' Round |  |  |  |  | 180 | Clear Silver |  |  | Hardwired | 0 | 0 | 0 | 0 | 0 | 0 | 0 | 0 | 0 | 0 | 0 | 014817588583 | 50.5 | 26.375 | 17.125 | 23 | 13.2 | 300 | Yes | [9 empty] | cETL Damp | JANE 5L CHAND MBK | 5 - Light Chandelier |  | EC1025MBK_alt.jpg | EC1025MBK.jpg
EC1025MWT | 5 - Light Chandelier | The retro-inspired Jane collection features a luxe two-tone finish of Burnished Brass with Midnight Black or Matte White accents. Adjustable shades on Jane chandeliers enable illumination that perfectly suits your space. Elongated arms and soft curves add dimension and drama to each fixture. | CHANDELIERS | Jane | Chandeliers | Matte White / Burnished Brass | MWT / BBS | Steel | Matte White Steel |  |  |  | 5 Candelabra G16-1/2 60w |  | 5 | No | [14 empty] | 0 | [12 empty] | 374.98 | 749.96 | 1124.94 | D:47 5/8'' H:12 5/8'' O:68'' | 11 | 47.625 |  |  | 12.625 | Universal Mounting Plate |  |  | 68 | 20 - 68 | [25 empty] | D:5 1/2'' H:1 3/8'' Round |  |  |  |  | 180 | Clear Silver |  |  | Hardwired | 0 | 0 | 0 | 0 | 0 | 0 | 0 | 0 | 0 | 0 | 0 | 014817588590 | 50.5 | 26.5 | 17.25 | 23.4 | 13.359 | 300 | Yes | [9 empty] | cETL Damp | JANE 5L CHAND MWT | 5 - Light Chandelier |  | EC1025MWT_alt.jpg | EC1025MWT.jpg
EC10310BBS | 10 - Light Chandelier | Jax channels the celestial allure of a starburst silhouette, celebrating its iconic status within classic art deco design. Three finish options - including Burnished Brass, Polished Nickel and a stunning two-tone Midnight Black/Burnished Brass combination - make a refreshingly modern statement. | CHANDELIERS | Jax | Chandeliers | Burnished Brass | BBS | Steel |  |  |  |  | 10 Candelabra G16-1/2 60w |  | 10 | No | [14 empty] | 0 | [12 empty] | 224.98 | 449.96 | 674.94 | D:27 1/4'' H:16 3/4'' O:66 3/4'' | 5.5 | 27.25 |  |  | 16.75 | Universal Mounting Plate |  |  | 66.75 | 30.75 - 66.75 | [25 empty] | D:5 1/2'' H:1 3/8'' Round |  |  |  |  | 180 | Clear Silver |  |  | Hardwired | 0 | 0 | 0 | 0 | 0 | 0 | 0 | 0 | 0 | 0 | 0 | 014817588644 | 29.5 | 28.78 | 21 | 14.2 | 10.318 | 300 | Yes | [9 empty] | cETL Damp | JAX 10L CHAND BBS | 10 - Light Chandelier |  | EC10310BBS.jpg | EC10310BBS.jpg
EC10310MBK | 10 - Light Chandelier | Jax channels the celestial allure of a starburst silhouette, celebrating its iconic status within classic art deco design. Three finish options - including Burnished Brass, Polished Nickel and a stunning two-tone Midnight Black/Burnished Brass combination - make a refreshingly modern statement. | CHANDELIERS | Jax | Chandeliers | Midnight Black / Burnished Brass | MBK / BBS | Steel |  |  |  |  | 10 Candelabra G16-1/2 60w |  | 10 | No | [14 empty] | 0 | [12 empty] | 224.98 | 449.96 | 674.94 | D:27 1/4'' H:16 3/4'' O:66 3/4'' | 5.5 | 27.25 |  |  | 16.75 | Universal Mounting Plate |  |  | 66.75 | 30.75 - 66.75 | [25 empty] | D:5 1/2'' H:1 3/8'' Round |  |  |  |  | 180 | Clear Silver |  |  | Hardwired | 0 | 0 | 0 | 0 | 0 | 0 | 0 | 0 | 0 | 0 | 0 | 014817588620 | 30 | 28.25 | 20.75 | 14.2 | 10.177 | 300 | Yes | [9 empty] | cETL Damp | JAX 10L CHAND MBK | 10 - Light Chandelier |  | EC10310MBK.jpg | EC10310MBK.jpg
EC10310PN | 10 - Light Chandelier | Jax channels the celestial allure of a starburst silhouette, celebrating its iconic status within classic art deco design. Three finish options - including Burnished Brass, Polished Nickel and a stunning two-tone Midnight Black/Burnished Brass combination - make a refreshingly modern statement. | CHANDELIERS | Jax | Chandeliers | Polished Nickel | PN | Steel |  |  |  |  | 10 Candelabra G16-1/2 60w |  | 10 | No | [14 empty] | 0 | [12 empty] | 224.98 | 449.96 | 674.94 | D:27 1/4'' H:16 3/4'' O:66 3/4'' | 5.5 | 27.25 |  |  | 16.75 | Universal Mounting Plate |  |  | 66.75 | 30.75 - 66.75 | [25 empty] | D:5 1/2'' H:1 3/8'' Round |  |  |  |  | 180 | Clear Silver |  |  | Hardwired | 0 | 0 | 0 | 0 | 0 | 0 | 0 | 0 | 0 | 0 | 0 | 014817588637 | 29.5 | 28.78 | 21 | 14.2 | 10.318 | 300 | Yes | [9 empty] | cETL Damp | JAX 10L CHAND PN | 10 - Light Chandelier |  | EC10310PN.jpg | EC10310PN.jpg
EC10312BBS | 12 - Light Chandelier | Jax channels the celestial allure of a starburst silhouette, celebrating its iconic status within classic art deco design. Three finish options - including Burnished Brass, Polished Nickel and a stunning two-tone Midnight Black/Burnished Brass combination - make a refreshingly modern statement. | CHANDELIERS | Jax | Chandeliers | Burnished Brass | BBS | Steel |  |  |  |  | 12 Candelabra G16-1/2 60w |  | 12 | No | [14 empty] | 0 | [11 empty] | 23 | 399.98 | 799.96 | 1199.94 | D:38'' H:23'' | 6 | 38 |  |  | 23 | Screw Collar - Stem |  |  |  | 27.875 - 69.875 | [25 empty] | D:5 1/2'' H:1 3/8'' Round |  |  |  |  | 180 | Clear Silver |  |  | Hardwired | 0 | 0 | 0 | 0 | 0 | 0 | 0 | 0 | 0 | 0 | 0 | 014817597561 | 48.25 | 11.75 | 8 | 12.7 | 2.625 | 175 | Yes | [9 empty] | cETL Damp | JAX 12L CHAND BBS | 12 - Light Chandelier |  | EC10312BBS.jpg | EC10312BBS.jpg
EC10312MBK | 12 - Light Chandelier | Jax channels the celestial allure of a starburst silhouette, celebrating its iconic status within classic art deco design. Three finish options - including Burnished Brass, Polished Nickel and a stunning two-tone Midnight Black/Burnished Brass combination - make a refreshingly modern statement. | CHANDELIERS | Jax | Chandeliers | Midnight Black | MBK | Steel |  |  |  |  | 12 Candelabra G16-1/2 60w |  | 12 | No | [14 empty] | 0 | [11 empty] | 23 | 399.98 | 799.96 | 1199.94 | D:38'' H:23'' | 6 | 38 |  |  | 23 | Screw Collar - Stem |  |  |  | 27.875 - 69.875 | [25 empty] | D:5 1/2'' H:1 3/8'' Round |  |  |  |  | 180 | Clear Silver |  |  | Hardwired | 0 | 0 | 0 | 0 | 0 | 0 | 0 | 0 | 0 | 0 | 0 | 014817597554 | 48.25 | 11.75 | 8.25 | 12.7 | 2.707 | 175 | Yes | [9 empty] | cETL Damp | JAX 12L CHAND MBK | 12 - Light Chandelier |  | EC10312MBK.jpg | EC10312MBK.jpg
EC10312PN | 12 - Light Chandelier | Jax channels the celestial allure of a starburst silhouette, celebrating its iconic status within classic art deco design. Three finish options - including Burnished Brass, Polished Nickel and a stunning two-tone Midnight Black/Burnished Brass combination - make a refreshingly modern statement. | CHANDELIERS | Jax | Chandeliers | Polished Nickel | PN | Steel |  |  |  |  | 12 Candelabra G16-1/2 60w |  | 12 | No | [14 empty] | 0 | [11 empty] | 23 | 399.98 | 799.96 | 1199.94 | D:38'' H:23'' | 6 | 38 |  |  | 23 | Screw Collar - Stem |  |  |  | 27.875 - 69.875 | [25 empty] | D:5 1/2'' H:1 3/8'' Round |  |  |  |  | 180 | Clear Silver |  |  | Hardwired | 0 | 0 | 0 | 0 | 0 | 0 | 0 | 0 | 0 | 0 | 0 | 014817597578 | 48.75 | 11.75 | 8.25 | 12.5 | 2.735 | 175 | Yes | [9 empty] | cETL Damp | JAX 12L CHAND PN | 12 - Light Chandelier |  | EC10312PN.jpg | EC10312PN.jpg
EC1048AI | 8 - Light Chandelier | Pastoral references like sculptural, hand-carved goats and birds grace the rustic Caroline collection. A textured Aged Iron finish gives an artisanal, hard-forged feel on each piece, including the 8-light chandelier, a table lamp and a floor lamp. The Aged Iron finish is considered a living finish and will develop an increasingly beautiful patina over time. | CHANDELIERS | Caroline | Chandeliers | Aged Iron | AI | Steel |  |  |  |  | 8 Candelabra G16-1/2 60w |  | 8 | No | [14 empty] | 0 | [12 empty] | 349.98 | 699.96 | 1049.94 | D:30'' H:33'' O:95 3/8'' | 10.3 | 30 |  |  | 33 | Center Lock-Up |  |  | 95.375 | 35.375 - 95.375 | [25 empty] | D:5'' H:1'' Round |  |  |  |  | 180 | Black | 60 |  | Hardwired | 0 | 0 | 0 | 0 | 0 | 0 | 0 | 0 | 0 | 0 | 0 | 014817588811 | 34.75 | 33.5 | 8.18 | 19.2 | 5.511 | 250 | Yes | [9 empty] | cETL Damp | CAROLINE 8L CHAND AI | 8 - Light Chandelier |  | EC1048AI.jpg | EC1048AI.jpg
EC1055BBS | 5 - Light Chandelier | The modernist Apollo impresses with perfectly balanced White Opal Etched Glass globes that gently rest within a spherical Burnished Brass or Polished Nickel frame. Apollo's cosmic appeal and artistic mid-century design is sure to become the focal point of any space. | CHANDELIERS | Apollo | Chandeliers | Burnished Brass | BBS | Steel | White Opal Etched Glass | D:6.3125" H:6.25" |  |  | 5 G9 T4 60w |  | 5 | No | [14 empty] | 0 | [12 empty] | 299.98 | 599.96 | 899.94 | D:32'' H:16 1/2'' O:71 7/8'' | 12.8 | 32 |  |  | 16.5 | Universal Mounting Plate |  |  | 71.875 | 23.875 - 71.875 | [25 empty] | D:5 1/2'' H:1 3/8'' Round |  |  |  |  | 180 | Clear Silver |  |  | Hardwired | 0 | 0 | 0 | 0 | 0 | 0 | 0 | 0 | 0 | 0 | 0 | 014817588668 | 34.75 | 33.25 | 9.5 | 18.4 | 6.352 | 250 | Yes | [9 empty] | cETL Damp | APOLLO 5L CHAND BBS | 5 - Light Chandelier |  | EC1055BBS.jpg | EC1055BBS.jpg
EC1055PN | 5 - Light Chandelier | The modernist Apollo impresses with perfectly balanced White Opal Etched Glass globes that gently rest within a spherical Burnished Brass or Polished Nickel frame. Apollo's cosmic appeal and artistic mid-century design is sure to become the focal point of any space. | CHANDELIERS | Apollo | Chandeliers | Polished Nickel | PN | Steel | White Opal Etched Glass | D:6.3125" H:6.25" |  |  | 5 G9 T4 60w |  | 5 | No | [14 empty] | 0 | [12 empty] | 299.98 | 599.96 | 899.94 | D:32'' H:16 1/2'' O:71 7/8'' | 12.8 | 32 |  |  | 16.5 | Universal Mounting Plate |  |  | 71.875 | 23.875 - 71.875 | [25 empty] | D:5 1/2'' H:1 3/8'' Round |  |  |  |  | 180 | Clear Silver |  |  | Hardwired | 0 | 0 | 0 | 0 | 0 | 0 | 0 | 0 | 0 | 0 | 0 | 014817588675 | 34.5 | 33.5 | 9.75 | 19.3 | 6.521 | 250 | Yes | [9 empty] | cETL Damp | APOLLO 5L CHAND PN | 5 - Light Chandelier |  | EC1055PN.jpg | EC1055PN.jpg
EC10614BBS | 14 - Light Linear Chandelier | Brianna's graceful, seamless curvature and elongated tubular arms lend fluidity and modern appeal to this classic minimalist silhouette. Available in rich, gilded Burnished Brass and the more contemporary Polished Nickel finish. Brianna wall sconces include cylindrical shades in fresh White Linen. | CHANDELIERS | Brianna | Chandeliers | Burnished Brass | BBS | Steel |  |  |  |  | 14 Candelabra Torpedo 60w |  | 14 | No | [14 empty] | 0 | [11 empty] | 45 | 474.98 | 949.96 | 1424.94 | L:47 3/4'' W:9 3/4'' H:12 1/2'' | 15.9 |  | 47.75 | 9.75 | 12.5 | Universal Mounting Plate |  |  |  | 28.25 - 76.25 | [25 empty] | DP:3/4'' W:5 1/8'' H:11 3/4'' Rectangular |  |  |  |  | 180 | Clear Silver |  |  | Hardwired | 0 | 0 | 0 | 0 | 0 | 0 | 0 | 0 | 0 | 0 | 0 | 014817597639 | 50.75 | 14 | 17 | 23.9 | 6.99 | 250 | Yes | [9 empty] | cETL Damp | BRIANNA 14L LINEAR CHAND BBS | 14 - Light Linear Chandelier |  | EC10614BBS.jpg | EC10614BBS.jpg
EC10614PN | 14 - Light Linear Chandelier | Brianna's graceful, seamless curvature and elongated tubular arms lend fluidity and modern appeal to this classic minimalist silhouette. Available in rich, gilded Burnished Brass and the more contemporary Polished Nickel finish. Brianna wall sconces include cylindrical shades in fresh White Linen. | CHANDELIERS | Brianna | Chandeliers | Polished Nickel | PN | Steel |  |  |  |  | 14 Candelabra Torpedo 60w |  | 14 | No | [14 empty] | 0 | [11 empty] | 45 | 474.98 | 949.96 | 1424.94 | L:47 3/4'' W:9 3/4'' H:12 1/2'' | 15.9 |  | 47.75 | 9.75 | 12.5 | Universal Mounting Plate |  |  |  | 28.25 - 76.25 | [25 empty] | DP:3/4'' W:5 1/8'' H:11 3/4'' Rectangular |  |  |  |  | 180 | Clear Silver |  |  | Hardwired | 0 | 0 | 0 | 0 | 0 | 0 | 0 | 0 | 0 | 0 | 0 | 014817597622 | 50.75 | 14 | 17 | 24 | 6.99 | 250 | Yes | [9 empty] | cETL Damp | BRIANNA 14L LINEAR CHAND PN | 14 - Light Linear Chandelier |  | EC10614PN.jpg | EC10614PN.jpg
EC10912BBS | 12 - Light Chandelier |  | CHANDELIERS | Verne | Chandeliers | Burnished Brass | BBS | Steel | Clear Glass | D:4.625" H:4.75" |  |  | 12 Candelabra T8 40w |  | 12 | No | [14 empty] | 0 | [11 empty] | 22 | 599.5 | 1199 | 1798.5 | L:40'' W:40'' H:23 1/4'' | 14.3 |  | 40 | 40 | 23.25 | Screw Collar - Stem |  |  |  | 30.625 - 78.625 | [25 empty] | DP:5 1/2'' W:5 1/2'' H:7/8'' Round |  |  |  |  | 180 | Clear Silver |  |  | Hardwired | 0 | 0 | 0 | 0 | 0 | 0 | 0 | 0 | 0 | 0 | 0 | 014817603903 | 27.5 | 25.75 | 25.25 | 18.7 | 10.347 | 300 | Yes | [9 empty] | cETL Damp | VERNE 12L CHANDELIER | 12 - Light Chandelier |  | EC10912BBS.jpg | EC10912BBS.jpg
EC10912PN | 12 - Light Chandelier |  | CHANDELIERS | Verne | Chandeliers | Polished Nickel | PN | Steel | Clear Glass | D:4.625" H:4.75" |  |  | 12 Candelabra T8 40w |  | 12 | No | [14 empty] | 0 | [11 empty] | 22 | 599.5 | 1199 | 1798.5 | L:40'' W:40'' H:23 1/4'' | 14.3 |  | 40 | 40 | 23.25 | Swivel |  |  |  | 30.625 - 78.625 | [25 empty] | DP:5 1/2'' W:5 1/2'' H:7/8'' Round |  |  |  |  | 180 | Clear Silver |  |  | Hardwired | 0 | 0 | 0 | 0 | 0 | 0 | 0 | 0 | 0 | 0 | 0 | 014817603910 | 27.5 | 25.75 | 25.25 | 18.7 | 10.347 | 300 | Yes | [9 empty] | cETL Damp | VERNE 12L CHANDELIER | 12 - Light Chandelier |  | EC10912PN.jpg | EC10912PN.jpg
EC1108MBK | 8 - Light Chandelier |  | CHANDELIERS | Hopton | Chandeliers | Midnight Black | MBK | Steel |  |  |  |  | 8 Candelabra T8 60w |  | 8 | No | [14 empty] | 0 | [12 empty] | 374.5 | 749 | 1123.5 | L:32'' W:32'' H:15 3/8'' |  |  | 32 | 32 | 15.375 | Universal Mounting Plate | [29 empty] | D:5 1/2'' H:1 3/8'' Round |  |  |  |  | 180 | Clear Silver |  |  | Hardwired | 0 | 0 | 0 | 0 | 0 | 0 | 0 | 0 | 0 | 0 | 0 | 014817603972 | 29.5 | 28.78 | 21 | 14.2 | 10.318 | 300 | Yes | [9 empty] | cETL Damp | HOPTON 8L CHAND MBK | 8 - Light Chandelier |  | EC1108MBK.jpg | EC1108MBK.jpg
EC1108PN | 8 - Light Chandelier |  | CHANDELIERS | Hopton | Chandeliers | Polished Nickel | PN | Steel |  |  |  |  | 8 Candelabra T8 60w |  | 8 | No | [14 empty] | 0 | [12 empty] | 374.5 | 749 | 1123.5 | L:32'' W:32'' H:15 3/8'' |  |  | 32 | 32 | 15.375 | Universal Mounting Plate | [29 empty] | D:5 1/2'' H:1 3/8'' Round |  |  |  |  | 180 | Clear Silver |  |  | Hardwired | 0 | 0 | 0 | 0 | 0 | 0 | 0 | 0 | 0 | 0 | 0 | 014817603965 | 29.5 | 28.78 | 21 | 14.2 | 10.318 | 300 | Yes | [9 empty] | cETL Damp | HOPTON 8L CHAND PN | 8 - Light Chandelier |  | EC1108PN.jpg | EC1108PN.jpg
EC1118MBK | 8 - Light Linear Chandelier |  | CHANDELIERS | Hopton | Chandeliers | Midnight Black | MBK | Steel |  |  |  |  | 8 Candelabra Torpedo 60w |  | 8 | No | [14 empty] | 0 | [8 empty] | Damp |  |  | 22 | 424.5 | 849 | 1273.5 | L:47 1/2'' W:18'' H:20 1/4'' | 10.8 |  | 47.5 | 18 | 20.25 | Screw Collar - Stem |  |  |  | 27.125 - 63.125 | [25 empty] | D:5 1/2'' H:7/8'' Round |  |  |  |  | 180 | Clear Silver |  |  | Hardwired | 0 | 0 | 0 | 0 | 0 | 0 | 0 | 0 | 0 | 0 | 0 | 014817603996 | 29.5 | 28.78 | 21 | 14.2 | 10.318 | 300 | Yes | [9 empty] | cETL Damp | HOPTON 8L LNR MBK | 8 - Light Linear Chandelier |  | EC1118MBK.jpg | EC1118MBK.jpg
EC1118PN | 8 - Light Linear Chandelier |  | CHANDELIERS | Hopton | Chandeliers | Polished Nickel | PN | Steel |  |  |  |  | 8 Candelabra Torpedo 60w |  | 8 | No | [14 empty] | 0 | [8 empty] | Damp |  |  | 22 | 424.5 | 849 | 1273.5 | L:47 1/2'' W:18'' H:20 1/4'' | 10.8 |  | 47.5 | 18 | 20.25 | Universal Mounting Plate |  |  |  | 27.125 - 63.125 | [25 empty] | D:5 1/2'' H:7/8'' Round |  |  |  |  | 180 | Clear Silver |  |  | Hardwired | 0 | 0 | 0 | 0 | 0 | 0 | 0 | 0 | 0 | 0 | 0 | 014817603989 | 29.5 | 28.78 | 21 | 14.2 | 10.318 | 300 | Yes | [9 empty] | cETL Damp | HOPTON 8L LNR PN | 8 - Light Linear Chandelier |  | EC1118PN.jpg | EC1118PN.jpg
EC1128MBKBBS | 8 - Light Chandelier |  | CHANDELIERS | Piro | Chandeliers | Midnight Black | MBK | Steel |  |  |  |  | 8 Candelabra G16-1/2 60w |  | 8 | No | [14 empty] | 0 | [11 empty] | 22 | 249.5 | 499 | 748.5 | L:21 1/4'' W:21 1/4'' H:13 3/8'' | 10.3 |  | 21.25 | 21.25 | 13.375 | Screw Collar - Stem |  |  |  | 21.625 - 63.625 | [25 empty] | DP:5 1/2'' W:5 1/2'' H:1 3/8'' Round |  |  |  |  | 180 | Clear Silver |  |  | Hardwired | 0 | 0 | 0 | 0 | 0 | 0 | 0 | 0 | 0 | 0 | 0 | 014817604061 | 27.5 | 25.75 | 25.25 | 18.7 | 10.347 | 300 | Yes | [9 empty] | cETL Damp | PIRO 8L CHAND BBS MBK | 8 - Light Chandelier |  | EC1128MBKBBS.jpg | EC1128MBKBBS.jpg
EC11320MBKBBS | 20 - Light Chandelier |  | CHANDELIERS | Piro | Chandeliers | Burnished Brass | BBS | Steel |  |  |  |  | 20 Candelabra G16-1/2 60w |  | 20 | No | [14 empty] | 0 | [11 empty] | 22 | 549.5 | 1099 | 1648.5 | L:33 3/8'' W:33 3/8'' H:15 1/2'' | 14.8 |  | 33.375 | 33.375 | 15.5 | Swivel |  |  |  | 22 - 64 | [25 empty] | DP:5 1/2'' W:5 1/2'' H:1 3/8'' Round |  |  |  |  | 180 | Clear Silver |  |  | Hardwired | 0 | 0 | 0 | 0 | 0 | 0 | 0 | 0 | 0 | 0 | 0 | 014817604078 | 27.5 | 25.75 | 25.25 | 18.7 | 10.347 | 300 | Yes | [9 empty] | cETL Damp | PIRO 20L CHAND BBS MBK | 20 - Light Chandelier |  | EC11320MBKBBS.jpg | EC11320MBKBBS.jpg
EF1003MBK | 3 - Light Flush Mount | The Asher is contemporary with time-honored appeal in a low profile, yet large-scale silhouette that exudes understated elegance. Available in either a Midnight Black or Matte White exterior finish, both versions utilize an artisanal, hand-applied treatment of real gold leaf that lines the interior of the shade while a silk screen glass diffuser softens the illumination. | CEILING | Asher | Ceiling Lights | Midnight Black | MBK | Steel | Silk Screen White Inside Clear Outside Glass | D:13.75" H:0.625" |  |  | 3 Candelabra Torpedo 60w |  | 3 | No | [14 empty] | 0 | [12 empty] | 124.98 | 249.96 | 374.94 | D:14 1/2'' H:4 5/8'' | 5.7 | 14.5 |  |  | 4.625 | Cap Nuts | [29 empty] | D:10'' H:3/4'' Round |  |  |  |  | 8 | Black/White |  |  | Hardwired | 0 | 0 | 0 | 0 | 0 | 0 | 0 | 0 | 0 | 0 | 0 | 014817588798 | 18 | 10.5 | 17.5 | 8.6 | 1.914 | 175 | Yes | [9 empty] | cETL Damp | ASHER 3L FLSHMNT MBK | 3 - Light Flush Mount |  | EF1003MBK.jpg | EF1003MBK.jpg
EF1003MWT | 3 - Light Flush Mount | The Asher is contemporary with time-honored appeal in a low profile, yet large-scale silhouette that exudes understated elegance. Available in either a Midnight Black or Matte White exterior finish, both versions utilize an artisanal, hand-applied treatment of real gold leaf that lines the interior of the shade while a silk screen glass diffuser softens the illumination. | CEILING | Asher | Ceiling Lights | Matte White | MWT | Steel | Silk Screen White Inside Clear Outside Glass | D:13.75" H:0.625" |  |  | 3 Candelabra Torpedo 60w |  | 3 | No | [14 empty] | 0 | [12 empty] | 124.98 | 249.96 | 374.94 | D:14 1/2'' H:4 5/8'' | 5.7 | 14.5 |  |  | 4.625 | Cap Nuts | [29 empty] | D:10'' H:3/4'' Round |  |  |  |  | 8 | Black/White |  |  | Hardwired | 0 | 0 | 0 | 0 | 0 | 0 | 0 | 0 | 0 | 0 | 0 | 014817588804 | 18 | 18 | 10.5 | 8.7 | 1.969 | 175 | Yes | [9 empty] | cETL Damp | ASHER 3L FLSHMNT MWT | 3 - Light Flush Mount |  | EF1003MWT.jpg | EF1003MWT.jpg
EF1011MBK | 1 - Light Flush Mount | Carter is a two-tone beauty with a modern Matte White finish paired with sleek Burnished Brass that brightens up any space. Fine perforated details on the conical shades heighten visual impact on both the pendant and flushmount fixtures. | CEILING | Carter | Ceiling Lights | Midnight Black / Burnished Brass | MBK / BBS | Steel | Midnight Black Steel |  |  |  | 1 Medium A19 75w |  | 1 | No | [14 empty] | 0 | [12 empty] | 95.98 | 191.96 | 287.94 | D:11'' H:8 3/8'' | 3.5 | 11 |  |  | 8.375 | Cap Nuts | [29 empty] | D:5'' H:1'' Round |  |  |  |  | 8 | Black/White |  |  | Hardwired | 0 | 0 | 0 | 0 | 0 | 0 | 0 | 0 | 0 | 0 | 0 | 014817597530 | 13.75 | 13.75 | 11.75 | 4.3 | 1.286 | 250 | Yes | [9 empty] | cETL Damp | CARTER 1L FLSHMNT MBK | 1 - Light Flush Mount |  | EF1011MBK.jpg | EF1011MBK.jpg
EF1011MWT | 1 - Light Flush Mount | Carter is a two-tone beauty with a modern Matte White finish paired with sleek Burnished Brass that brightens up any space. Fine perforated details on the conical shades heighten visual impact on both the pendant and flushmount fixtures. | CEILING | Carter | Ceiling Lights | Matte White / Burnished Brass | MWT / BBS | Steel | Matte White Steel |  |  |  | 1 Medium A19 75w |  | 1 | No | [14 empty] | 0 | [12 empty] | 95.98 | 191.96 | 287.94 | D:11'' H:8 3/8'' | 3.5 | 11 |  |  | 8.375 | Cap Nuts | [29 empty] | D:5'' H:1'' Round |  |  |  |  | 8 | Black/White |  |  | Hardwired | 0 | 0 | 0 | 0 | 0 | 0 | 0 | 0 | 0 | 0 | 0 | 014817588767 | 14 | 13.75 | 12 | 4.5 | 1.337 | 250 | Yes | [9 empty] | cETL Damp | CARTER 1L FLSHMNT MWT | 1 - Light Flush Mount |  | EF1011MWT.jpg | EF1011MWT.jpg
EF1023MBK | 3 - Light Flush Mount | The retro-inspired Jane collection features a luxe two-tone finish of Burnished Brass with Midnight Black or Matte White accents. Adjustable shades on Jane chandeliers enable illumination that perfectly suits your space. Elongated arms and soft curves add dimension and drama to each fixture. | CEILING | Jane | Ceiling Lights | Midnight Black / Burnished Brass | MBK / BBS | Steel | Midnight Black Steel |  |  |  | 3 Candelabra G16-1/2 60w |  | 3 | No | [14 empty] | 0 | [12 empty] | 111.48 | 222.96 | 334.44 | D:24'' H:6'' | 5.2 | 24 |  |  | 6 | Screw(s) | [29 empty] | D:5'' H:1 1/8'' Round |  |  |  |  | 8 | Black/White |  |  | Hardwired | 0 | 0 | 0 | 0 | 0 | 0 | 0 | 0 | 0 | 0 | 0 | 014817588606 | 23.75 | 23 | 9.25 | 8.6 | 2.924 | 250 | Yes | [9 empty] | cETL Damp | JANE 3L FLSHMNT MBK | 3 - Light Flush Mount |  | EF1023MBK.jpg | EF1023MBK.jpg
EF1023MWT | 3 - Light Flush Mount | The retro-inspired Jane collection features a luxe two-tone finish of Burnished Brass with Midnight Black or Matte White accents. Adjustable shades on Jane chandeliers enable illumination that perfectly suits your space. Elongated arms and soft curves add dimension and drama to each fixture. | CEILING | Jane | Ceiling Lights | Matte White / Burnished Brass | MWT / BBS | Steel | Matte White Steel |  |  |  | 3 Candelabra G16-1/2 60w |  | 3 | No | [14 empty] | 0 | [12 empty] | 111.48 | 222.96 | 334.44 | D:24'' H:6'' | 5.2 | 24 |  |  | 6 | Screw(s) | [29 empty] | D:5'' H:1 1/8'' Round |  |  |  |  | 8 | Black/White |  |  | Hardwired | 0 | 0 | 0 | 0 | 0 | 0 | 0 | 0 | 0 | 0 | 0 | 014817588613 | 24 | 23 | 9.5 | 7.9 | 3.035 | 250 | Yes | [9 empty] | cETL Damp | JANE 3L FLSHMNT MWT | 3 - Light Flush Mount |  | EF1023MWT.jpg | EF1023MWT.jpg
EF1036BBS | 6 - Light Semi-Flush Mount |  | CEILING | Verne | Ceiling Lights | Burnished Brass / Burnished Brass | BBS / BBS | Steel | Clear Glass | D:4.625" H:4.75" |  |  | 6 Candelabra T8 40w |  | 6 | No | [14 empty] | 0 | [12 empty] | 189.5 | 379 | 568.5 | L:20'' W:20'' H:11 3/8'' | 7.3 |  | 20 | 20 | 11.375 | Screw(s) | [29 empty] | D:5 1/8'' H:1'' Round |  |  |  |  | 8 | Black/White |  |  | Hardwired | 0 | 0 | 0 | 0 | 0 | 0 | 0 | 0 | 0 | 0 | 0 | 014817603941 | 24 | 23 | 9.5 | 7.9 | 3.035 | 250 | Yes | [9 empty] | cETL Damp | VERNE 6L SF BBS | 6 - Light Semi-Flush Mount |  | EF1036BBS.jpg | EF1036BBS.jpg
EF1036PN | 6 - Light Semi-Flush Mount |  | CEILING | Verne | Ceiling Lights | Polished Nickel / Burnished Brass | PN / BBS | Steel | Clear Glass | D:4.625" H:4.75" |  |  | 6 Candelabra T8 40w |  | 6 | No | [14 empty] | 0 | [12 empty] | 189.5 | 379 | 568.5 | L:20'' W:20'' H:11 3/8'' | 7.3 |  | 20 | 20 | 11.375 | Screw(s) | [29 empty] | D:5 1/8'' H:1'' Round |  |  |  |  | 8 | Black/White |  |  | Hardwired | 0 | 0 | 0 | 0 | 0 | 0 | 0 | 0 | 0 | 0 | 0 | 014817603958 | 24 | 23 | 9.5 | 7.9 | 3.035 | 250 | Yes | [9 empty] | cETL Damp | VERNE 6L SF PN | 6 - Light Semi-Flush Mount |  | EF1036PN.jpg | EF1036PN.jpg
EF1044MBKBBS | 4 - Light Flush Mount |  | CEILING | Piro | Ceiling Lights | Burnished Brass | BBS | Steel |  |  |  |  | 4 Candelabra G16-1/2 60w |  | 4 | No | [14 empty] | 0 | [12 empty] | 124.5 | 249 | 373.5 | L:14 3/4'' W:14 3/4'' H:10 1/8'' | 3.3 |  | 14.75 | 14.75 | 10.125 | Screw(s) | [29 empty] | DP:5 1/2'' W:5 1/2'' H:7/8'' Round |  |  |  |  | 8 | Black/White |  |  | Hardwired | 0 | 0 | 0 | 0 | 0 | 0 | 0 | 0 | 0 | 0 | 0 | 014817604085 | 18 | 10.5 | 17.5 | 8.6 | 1.914 | 175 | Yes | [9 empty] | cETL Damp | PIRO 4L SEMIFLUSH BBSMBK | 4 - Light Flush Mount |  | EF1044MBKBBS.jpg | EF1044MBKBBS.jpg
EP1001WGV | 1 - Light Pendant | Mid-century design meets touches of rustic and industrial in the handsome Haymarket pendant. Layered concentric tiers constructed of cast metal add depth and dimension while a painted white interior catches the light. The artisanal hand-applied Weathered Galvanized finish recreates the authenticity of vintage industrial fixtures. | LINE VOLTAGE PENDANT | Haymarket | Pendants | Weathered Galvanized | WGV | Steel | Weathered Galvanized Steel |  |  |  | 1 Medium A19 75w |  | 1 | No | [14 empty] | 0 | [12 empty] | 159.48 | 318.96 | 478.44 | D:18 1/8'' H:10 1/8'' O:74 1/2'' | 6.6 | 18.125 |  |  | 10.125 | Center Lock-Up |  |  | 74.5 | 13.5 - 74.5 | [25 empty] | D:5'' H:1 1/8'' Round |  |  |  |  | 180 | Clear Silver |  |  | Hardwired | 0 | 0 | 0 | 0 | 0 | 0 | 0 | 0 | 0 | 0 | 0 | 014817588927 | 21.5 | 21 | 13.125 | 13.2 | 3.429 | 250 | Yes | [9 empty] | cETL Damp | HAYMARKET 1L PENDANT WGV | 1 - Light Pendant |  | EP1001WGV.jpg | EP1001WGV.jpg
EP1011MWT | Large 1 - Light Pendant | Darwin thoughtfully blends classic elements of urban and rustic styles, featuring a modern and dramatic Matte White metal shades accented by the warm, earthy tones of natural wood crowns. The ultra-sleek metal pendant shades come in three sizes - 8" diameter, 12" diameter, and a generous, larger-scale 19" diameter. | LINE VOLTAGE PENDANT | Darwin | Pendants | Matte White / Natural Wood | MWT / NW | Steel | Matte White Steel | D:19" H:11.5" |  |  | 1 Medium A19 75w |  | 1 | No | [14 empty] | 0 | [12 empty] | 141.98 | 283.96 | 425.94 | D:19'' H:13 3/8'' O:68 3/4'' | 5.5 | 19 |  |  | 13.375 | Universal Mounting Plate |  |  | 68.75 | 20.75 - 68.75 | [25 empty] | D:5 1/2'' H:1 3/8'' Round |  |  |  |  | 180 | Clear Silver |  |  | Hardwired | 0 | 0 | 0 | 0 | 0 | 0 | 0 | 0 | 0 | 0 | 0 | 014817588705 | 22 | 22 | 17.75 | 11.7 | 4.972 | 250 | Yes | [9 empty] | cETL Damp | DARWIN 1L LG PENDANT MWT | Large 1 - Light Pendant |  | EP1011MWT_ALT1.jpg | EP1011MWT.jpg
EP1021BBS | Medium 1 - Light Pendant | Brisbin is a three-tiered masterpiece inspired by classic mid-century design featuring the dramatic interplay of layered concentric rounds. Stacked, symmetrical shades are painted white on the interior, gently diffusing the light as it grazes each layer. Brisbin pendants come in 18" and 24" diameters and three finish options - Burnished Brass, Matte White and Polished Nickel. | LINE VOLTAGE PENDANT | Brisbin | Pendants | Burnished Brass / Matte White | BBS / MWT | Steel | Burnished Brass Steel |  |  |  | 1 Medium A19 75w |  | 1 | No | [14 empty] | 0 | [12 empty] | 199.98 | 399.96 | 599.94 | D:18'' H:8 1/8'' O:63 1/2'' | 7.7 | 18 |  |  | 8.125 | Universal Mounting Plate |  |  | 63.5 | 15.5 - 63.5 | [25 empty] | D:5 1/2'' H:1 3/8'' Round |  |  |  |  | 180 | Clear Silver |  |  | Hardwired | 0 | 0 | 0 | 0 | 0 | 0 | 0 | 0 | 0 | 0 | 0 | 014817588712 | 21.5 | 21.5 | 13 | 12.2 | 3.478 | 250 | Yes | [9 empty] | cETL Damp | BRISBIN 1L MD PENDANT BBS | Medium 1 - Light Pendant |  | EP1021BBS.jpg | EP1021BBS.jpg
EP1021MWT | Medium 1 - Light Pendant | Brisbin is a three-tiered masterpiece inspired by classic mid-century design featuring the dramatic interplay of layered concentric rounds. Stacked, symmetrical shades are painted white on the interior, gently diffusing the light as it grazes each layer. Brisbin pendants come in 18" and 24" diameters and three finish options - Burnished Brass, Matte White and Polished Nickel. | LINE VOLTAGE PENDANT | Brisbin | Pendants | Matte White | MWT | Steel | Matte White Steel |  |  |  | 1 Medium A19 75w |  | 1 | No | [14 empty] | 0 | [12 empty] | 199.98 | 399.96 | 599.94 | D:18'' H:8 1/8'' O:63 1/2'' | 7.7 | 18 |  |  | 8.125 | Universal Mounting Plate |  |  | 63.5 | 15.5 - 63.5 | [25 empty] | D:5 1/2'' H:1 3/8'' Round |  |  |  |  | 180 | Clear Silver |  |  | Hardwired | 0 | 0 | 0 | 0 | 0 | 0 | 0 | 0 | 0 | 0 | 0 | 014817588736 | 21.5 | 21.5 | 12.75 | 12.6 | 3.411 | 250 | Yes | [9 empty] | cETL Damp | BRISBIN 1L MD PENDANT MWT | Medium 1 - Light Pendant |  | EP1021MWT.jpg | EP1021MWT.jpg
EP1021PN | Medium 1 - Light Pendant | Brisbin is a three-tiered masterpiece inspired by classic mid-century design featuring the dramatic interplay of layered concentric rounds. Stacked, symmetrical shades are painted white on the interior, gently diffusing the light as it grazes each layer. Brisbin pendants come in 18" and 24" diameters and three finish options - Burnished Brass, Matte White and Polished Nickel. | LINE VOLTAGE PENDANT | Brisbin | Pendants | Polished Nickel / Matte White | PN / MWT | Steel | Polished Nickel Steel |  |  |  | 1 Medium A19 75w |  | 1 | No | [14 empty] | 0 | [12 empty] | 199.98 | 399.96 | 599.94 | D:18'' H:8 1/8'' O:63 1/2'' | 7.7 | 18 |  |  | 8.125 | Universal Mounting Plate |  |  | 63.5 | 15.5 - 63.5 | [25 empty] | D:5 1/2'' H:1 3/8'' Round |  |  |  |  | 180 | Clear Silver |  |  | Hardwired | 0 | 0 | 0 | 0 | 0 | 0 | 0 | 0 | 0 | 0 | 0 | 014817588729 | 21.5 | 21.5 | 12.75 | 12.7 | 3.411 | 250 | Yes | [9 empty] | cETL Damp | BRISBIN 1L MD PENDANT PN | Medium 1 - Light Pendant |  | EP1021PN.jpg | EP1021PN.jpg
EP1031MWT | 1 - Light Pendant | The Candor pendant is every bit as industrial as it is modern, channeling vintage "rise & fall" pendants that utilize a pulley system and counterweight with adjustability that delivers the perfect concentration of downlight for your space. A metal-spun shade in Matte White pairs with a black cord and Burnished Brass hardware and counterweight. | LINE VOLTAGE PENDANT | Candor | Pendants | Matte White / Burnished Brass | MWT / BBS | Steel | Matte White Steel |  |  |  | 1 Medium A19 75w |  | 1 | No | [14 empty] | 0 | [12 empty] | 174.98 | 349.96 | 524.94 | D:17'' H:7 5/8'' O:144'' | 9.6 | 17 |  |  | 7.625 | Screw(s) |  |  | 144 | 36 - 144 | [25 empty] | D:5'' H:2'' Round |  |  |  |  | 180 | Black |  |  | Hardwired | 0 | 0 | 0 | 0 | 0 | 0 | 0 | 0 | 0 | 0 | 0 | 014817588743 | 20.25 | 19.5 | 12.75 | 13.7 | 2.914 | 175 | Yes | [9 empty] | cETL Damp | CANDOR 1L PENDANT MWT | 1 - Light Pendant |  | EP1031MWT.jpg | EP1031MWT.jpg
EP1041MBK | Wide 1 - Light Pendant | Carter is a two-tone beauty with a modern Matte White finish paired with sleek Burnished Brass that brightens up any space. Fine perforated details on the conical shades heighten visual impact on both the pendant and flushmount fixtures. | LINE VOLTAGE PENDANT | Carter | Pendants | Midnight Black / Burnished Brass | MBK / BBS | Steel | Midnight Black Steel |  |  |  | 1 Medium A19 75w |  | 1 | No | [14 empty] | 0 | [11 empty] | 23 | 164.48 | 328.96 | 493.44 | D:12 1/2'' H:14 1/2'' O:69 7/8'' | 6.6 | 12.5 |  |  | 14.5 | Universal Mounting Plate |  |  | 69.875 | [26 empty] | D:5 1/2'' H:1 3/8'' Round |  |  |  |  | 180 | Clear Silver |  |  | Hardwired | 0 | 0 | 0 | 0 | 0 | 0 | 0 | 0 | 0 | 0 | 0 | 014817597516 | 17.75 | 15.75 | 15.5 | 10.1 | 2.508 | 175 | Yes | [9 empty] | cETL Damp | CARTER 1L WIDE PENDANT MBK | Wide 1 - Light Pendant |  | EP1041MBK.jpg | EP1041MBK.jpg
EP1041MWT | Wide 1 - Light Pendant | Carter is a two-tone beauty with a modern Matte White finish paired with sleek Burnished Brass that brightens up any space. Fine perforated details on the conical shades heighten visual impact on both the pendant and flushmount fixtures. | LINE VOLTAGE PENDANT | Carter | Pendants | Matte White / Burnished Brass | MWT / BBS | Steel | Matte White Steel |  |  |  | 1 Medium A19 75w |  | 1 | No | [14 empty] | 0 | [12 empty] | 164.48 | 328.96 | 493.44 | D:12 1/2'' H:14 1/2'' O:69 7/8'' | 6.6 | 12.5 |  |  | 14.5 | Universal Mounting Plate |  |  | 69.875 | 21.875 - 69.875 | [25 empty] | D:5 1/2'' H:1 3/8'' Round |  |  |  |  | 180 | Clear Silver |  |  | Hardwired | 0 | 0 | 0 | 0 | 0 | 0 | 0 | 0 | 0 | 0 | 0 | 014817588750 | 17.75 | 15.875 | 15.875 | 10 | 2.589 | 250 | Yes | [9 empty] | cETL Damp | CARTER 1L WIDE PENDANT MWT | Wide 1 - Light Pendant |  | EP1041MWT.jpg | EP1041MWT.jpg
EP1055MBK | 5 - Light Pendant | The Asher is contemporary with time-honored appeal in a low profile, yet large-scale silhouette that exudes understated elegance. Available in either a Midnight Black or Matte White exterior finish, both versions utilize an artisanal, hand-applied treatment of real gold leaf that lines the interior of the shade while a silk screen glass diffuser softens the illumination. | LINE VOLTAGE PENDANT | Asher | Pendants | Midnight Black | MBK | Steel | Silk Screen White Inside Clear Outside Glass | D:18.125" H:1" |  |  | 5 Candelabra Torpedo 60w |  | 5 | No | [14 empty] | 0 | [12 empty] | 162.98 | 325.96 | 488.94 | D:19'' H:5 3/8'' O:60 3/4'' | 8.2 | 19 |  |  | 5.375 | Universal Mounting Plate |  |  | 60.75 | 12.75 - 60.75 | [25 empty] | D:5 1/2'' H:1 3/8'' Round |  |  |  |  | 180 | Clear Silver |  |  | Hardwired | 0 | 0 | 0 | 0 | 0 | 0 | 0 | 0 | 0 | 0 | 0 | 014817588774 | 22.5 | 22.25 | 11.25 | 16.2 | 3.259 | 175 | Yes | [9 empty] | cETL Damp | ASHER 5L PENDANT MBK | 5 - Light Pendant |  | EP1055MBK.jpg | EP1055MBK.jpg
EP1055MWT | 5 - Light Pendant | The Asher is contemporary with time-honored appeal in a low profile, yet large-scale silhouette that exudes understated elegance. Available in either a Midnight Black or Matte White exterior finish, both versions utilize an artisanal, hand-applied treatment of real gold leaf that lines the interior of the shade while a silk screen glass diffuser softens the illumination. | LINE VOLTAGE PENDANT | Asher | Pendants | Matte White | MWT | Steel | Silk Screen White Inside Clear Outside Glass | D:18.125" H:1" |  |  | 5 Candelabra Torpedo 60w |  | 5 | No | [14 empty] | 0 | [12 empty] | 162.98 | 325.96 | 488.94 | D:19'' H:5 3/8'' O:60 3/4'' | 8.2 | 19 |  |  | 5.375 | Universal Mounting Plate |  |  | 60.75 | 12.75 - 60.75 | [25 empty] | D:5 1/2'' H:1 3/8'' Round |  |  |  |  | 180 | Clear Silver |  |  | Hardwired | 0 | 0 | 0 | 0 | 0 | 0 | 0 | 0 | 0 | 0 | 0 | 014817588781 | 22.75 | 22.25 | 11 | 16.8 | 3.222 | 175 | Yes | [9 empty] | cETL Damp | ASHER 5L PENDANT MWT | 5 - Light Pendant |  | EP1055MWT.jpg | EP1055MWT.jpg
EP1061AI | 1 - Light Pendant | Dunne channels vintage lamps of yesteryear, with a rustic Aged Iron frame and an hand-sewn Natural Linen fabric shade that diffuses the light for a perfect glow. Soft, gently curved metal work on the crown gives an extra layer of airiness for maximum visual impact. Dunne is available in a 1-light pendant, a 34" diameter 4-light pendant, a 34.5" tall 4-light pendant, and a 4-light floor lamp. | LINE VOLTAGE PENDANT | Dunne | Pendants | Aged Iron | AI | Steel | Natural Linen Fabric |  |  |  | 1 Medium A19 75w |  | 1 | No | [14 empty] | 0 | [12 empty] | 186.48 | 372.96 | 559.44 | D:17 1/8'' H:20'' O:194 5/8'' | 3.96 | 17.125 |  |  | 20 | Cap Nuts |  |  | 194.625 | 22.625 - 194.625 | [25 empty] | D:5'' H:5/8'' Round |  |  |  |  | 180 | Black |  |  | Hardwired | 0 | 0 | 0 | 0 | 0 | 0 | 0 | 0 | 0 | 0 | 0 | 014817588934 | 23.75 | 19 | 19 | 8.4 | 4.962 | 300 | Yes | [9 empty] | cETL Damp | DUNNE 1L PENDANT AI | 1 - Light Pendant |  | EP1061AI.jpg | EP1061AI.jpg
EP1071MWT | Medium 1 - Light Pendant | Darwin thoughtfully blends classic elements of urban and rustic styles, featuring a modern and dramatic Matte White metal shades accented by the warm, earthy tones of natural wood crowns. The ultra-sleek metal pendant shades come in three sizes - 8" diameter, 12" diameter, and a generous, larger-scale 19" diameter. | LINE VOLTAGE PENDANT | Darwin | Pendants | Matte White / Natural Wood | MWT / NW | Steel | Matte White Steel |  |  |  | 1 Medium A19 75w |  | 1 | No | [14 empty] | 0 | [12 empty] | 117.98 | 235.96 | 353.94 | D:12'' H:14 5/8'' O:70'' | 2.9 | 12 |  |  | 14.625 | Universal Mounting Plate |  |  | 70 | 22 - 70 | [25 empty] | D:5 1/2'' H:1 3/8'' Round |  |  |  |  | 180 | Clear Silver |  |  | Hardwired | 0 | 0 | 0 | 0 | 0 | 0 | 0 | 0 | 0 | 0 | 0 | 014817593877 | 18.25 | 15 | 15 | 6.7 | 2.376 | 250 | Yes | [9 empty] | cETL Damp | DARWIN 1L MD PENDANT MWT | Medium 1 - Light Pendant |  | EP1071MWT.jpg | EP1071MWT.jpg
EP1081BBS | Large 1 - Light Pendant | Brisbin is a three-tiered masterpiece inspired by classic mid-century design featuring the dramatic interplay of layered concentric rounds. Stacked, symmetrical shades are painted white on the interior, gently diffusing the light as it grazes each layer. Brisbin pendants come in 18" and 24" diameters and three finish options - Burnished Brass, Matte White and Polished Nickel. | LINE VOLTAGE PENDANT | Brisbin | Pendants | Burnished Brass / Matte White | BBS / MWT | Steel | Burnished Brass Steel |  |  |  | 1 Medium A19 75w |  | 1 | No | [14 empty] | 0 | [12 empty] | 324.98 | 649.96 | 974.94 | D:24'' H:10 3/4'' O:65 1/8'' | 12.6 | 24 |  |  | 10.75 | Universal Mounting Plate |  |  | 65.125 | 17.125 - 65.125 | [25 empty] | D:5 1/2'' H:1 3/8'' Round |  |  |  |  | 180 | Clear Silver |  |  | Hardwired | 0 | 0 | 0 | 0 | 0 | 0 | 0 | 0 | 0 | 0 | 0 | 014817593884 | 27.5 | 27.25 | 13.78 | 19.6 | 5.976 | 250 | Yes | [9 empty] | cETL Damp | BRISBIN 1L LG PENDANT BBS | Large 1 - Light Pendant |  | EP1081BBS.jpg | EP1081BBS.jpg
EP1081MWT | Large 1 - Light Pendant | Brisbin is a three-tiered masterpiece inspired by classic mid-century design featuring the dramatic interplay of layered concentric rounds. Stacked, symmetrical shades are painted white on the interior, gently diffusing the light as it grazes each layer. Brisbin pendants come in 18" and 24" diameters and three finish options - Burnished Brass, Matte White and Polished Nickel. | LINE VOLTAGE PENDANT | Brisbin | Pendants | Matte White / Matte White | MWT / MWT | Steel | Matte White Steel |  |  |  | 1 Medium A19 75w |  | 1 | No | [14 empty] | 0 | [12 empty] | 324.98 | 649.96 | 974.94 | D:24'' H:10 3/4'' O:65 1/8'' | 12.6 | 24 |  |  | 10.75 | Universal Mounting Plate |  |  | 65.125 | 17.125 - 65.125 | [25 empty] | D:5 1/2'' H:1 3/8'' Round |  |  |  |  | 180 | Clear Silver |  |  | Hardwired | 0 | 0 | 0 | 0 | 0 | 0 | 0 | 0 | 0 | 0 | 0 | 014817593907 | 27.75 | 27.25 | 14 | 20.7 | 6.127 | 250 | Yes | [9 empty] | cETL Damp | BRISBIN 1L LG PENDANT MWT | Large 1 - Light Pendant |  | EP1081MWT.jpg | EP1081MWT.jpg
EP1081PN | Large 1 - Light Pendant | Brisbin is a three-tiered masterpiece inspired by classic mid-century design featuring the dramatic interplay of layered concentric rounds. Stacked, symmetrical shades are painted white on the interior, gently diffusing the light as it grazes each layer. Brisbin pendants come in 18" and 24" diameters and three finish options - Burnished Brass, Matte White and Polished Nickel. | LINE VOLTAGE PENDANT | Brisbin | Pendants | Polished Nickel / Matte White | PN / MWT | Steel | Polished Nickel Steel |  |  |  | 1 Medium A19 75w |  | 1 | No | [14 empty] | 0 | [12 empty] | 324.98 | 649.96 | 974.94 | D:24'' H:10 3/4'' O:65 1/8'' | 12.6 | 24 |  |  | 10.75 | Universal Mounting Plate |  |  | 65.125 | 17.125 - 65.125 | [25 empty] | D:5 1/2'' H:1 3/8'' Round |  |  |  |  | 180 | Clear Silver |  |  | Hardwired | 0 | 0 | 0 | 0 | 0 | 0 | 0 | 0 | 0 | 0 | 0 | 014817593891 | 27.5 | 27.18 | 14 | 20 | 6.056 | 250 | Yes | [9 empty] | cETL Damp | BRISBIN 1L LG PENDANT PN | Large 1 - Light Pendant |  | EP1081PN.jpg | EP1081PN.jpg
EP1091MBK | Tall 1 - Light Pendant | Carter is a two-tone beauty with a modern Matte White finish paired with sleek Burnished Brass that brightens up any space. Fine perforated details on the conical shades heighten visual impact on both the pendant and flushmount fixtures. | LINE VOLTAGE PENDANT | Carter | Pendants | Midnight Black / Burnished Brass | MBK / BBS | Steel | Midnight Black Steel |  |  |  | 1 Medium A19 75w |  | 1 | No | [14 empty] | 0 | [11 empty] | 23 | 199.98 | 399.96 | 599.94 | D:8'' H:17 7/8'' | 4.9 | 8 |  |  | 17.875 | Universal Mounting Plate |  |  |  | 25.25 - 61.25 | [25 empty] | D:5 1/2'' H:1 3/8'' Round |  |  |  |  | 180 | Clear Silver |  |  | Hardwired | 0 | 0 | 0 | 0 | 0 | 0 | 0 | 0 | 0 | 0 | 0 | 014817597523 | 21.25 | 11 | 11 | 7.7 | 1.488 | 175 | Yes | [9 empty] | cETL Damp | CARTER 1L TALL PENDANT MBK | Tall 1 - Light Pendant |  | EP1091MBK.jpg | EP1091MBK.jpg
EP1091MWT | Tall 1 - Light Pendant | Carter is a two-tone beauty with a modern Matte White finish paired with sleek Burnished Brass that brightens up any space. Fine perforated details on the conical shades heighten visual impact on both the pendant and flushmount fixtures. | LINE VOLTAGE PENDANT | Carter | Pendants | Matte White / Burnished Brass | MWT / BBS | Steel | Matte White Steel |  |  |  | 1 Medium A19 75w |  | 1 | No | [14 empty] | 0 | [12 empty] | 199.98 | 399.96 | 599.94 | D:8'' H:17 7/8'' O:61 1/4'' | 4.9 | 8 |  |  | 17.875 | Universal Mounting Plate |  |  | 61.25 | 25.25 - 61.25 | [25 empty] | D:5 1/2'' H:1 3/8'' Round |  |  |  |  | 180 | Clear Silver |  |  | Hardwired | 0 | 0 | 0 | 0 | 0 | 0 | 0 | 0 | 0 | 0 | 0 | 014817593914 | 21.5 | 11.5 | 11.5 | 7.7 | 1.645 | 175 | Yes | [9 empty] | cETL Damp | CARTER 1L TALL PENDANT MWT | Tall 1 - Light Pendant |  | EP1091MWT.jpg | EP1091MWT.jpg
EP1101AI | 1 - Light Pendant | The Atlas Floor Lamp, standing boldly on four legs, and the Atlas Pendant exude touches of mid-century modern style with rustic undertones. A hand-forged Aged Iron finish pairs with a hand-blown Clear Seeded Glass globe shade to complete this minimalist design that's sure to make a statement. | LINE VOLTAGE PENDANT | Atlas | Pendants | Aged Iron | AI | Steel | Clear Seeded Glass | D:11.75" H:11.5" |  |  | 1 Medium A19 60w |  | 1 | No | [14 empty] | 0 | [12 empty] | 149.98 | 299.96 | 449.94 | D:12 1/2'' H:20 3/4'' O:75 3/8'' | 7.8 | 12.5 |  |  | 20.75 | Universal Mounting Plate |  |  | 75.375 | 27.375 - 75.375 | [25 empty] | D:5 1/2'' H:1 3/8'' Round |  |  |  |  | 180 | Black |  |  | Hardwired | 0 | 0 | 0 | 0 | 0 | 0 | 0 | 0 | 0 | 0 | 0 | 014817593945 | 27.5 | 15.25 | 15.18 | 10 | 3.684 | 250 | Yes | [9 empty] | cETL Damp | ATLAS 1L PENDANT AI | 1 - Light Pendant |  | EP1101AI.jpg | EP1101AI.jpg
EP1114AI | 4 - Light Pendant | Dunne channels vintage lamps of yesteryear, with a rustic Aged Iron frame and an hand-sewn Natural Linen fabric shade that diffuses the light for a perfect glow. Soft, gently curved metal work on the crown gives an extra layer of airiness for maximum visual impact. Dunne is available in a 1-light pendant, a 34" diameter 4-light pendant, a 34.5" tall 4-light pendant, and a 4-light floor lamp. | LINE VOLTAGE PENDANT | Dunne | Pendants | Aged Iron | AI | Steel | Natural Linen Fabric | D:34" H:16" |  |  | 4 Medium A19 60w |  | 4 | No | [14 empty] | 0 |  |  |  |  | Black | [7 empty] | 324.98 | 649.96 | 974.94 | D:34'' H:16 3/8'' O:190'' | 8 | 34 |  |  | 16.375 | Cap Nuts |  |  | 190 | [26 empty] | D:5'' H:5/8'' Round |  |  |  |  | 180 | Black |  |  | Hardwired | 0 | 0 | 0 | 0 | 0 | 0 | 0 | 0 | 0 | 0 | 0 | 014817593921 | 36.58 | 36.38 | 19.78 | 19.8 | 15.233 | 300 | Yes | [9 empty] | cETL Damp | DUNNE 4L PENDANT AI | 4 - Light Pendant |  | EP1114AI.jpg | EP1114AI.jpg
EP1124AI | 4 - Light Pendant | Dunne channels vintage lamps of yesteryear, with a rustic Aged Iron frame and an hand-sewn Natural Linen fabric shade that diffuses the light for a perfect glow. Soft, gently curved metal work on the crown gives an extra layer of airiness for maximum visual impact. Dunne is available in a 1-light pendant, a 34" diameter 4-light pendant, a 34.5" tall 4-light pendant, and a 4-light floor lamp. | LINE VOLTAGE PENDANT | Dunne | Pendants | Aged Iron | AI | Steel | Natural Linen Fabric |  |  |  | 4 Medium A19 60w |  | 4 | No | [14 empty] | 0 | [12 empty] | 324.98 | 649.96 | 974.94 | D:21 7/8'' H:34 1/2'' O:208 1/2'' | 8.8 | 21.875 |  |  | 34.5 | Cap Nuts |  |  | 208.5 | [26 empty] | D:5'' H:5/8'' Round |  |  |  |  | 180 | Black |  |  | Hardwired | 0 | 0 | 0 | 0 | 0 | 0 | 0 | 0 | 0 | 0 | 0 | 014817593938 | 38.25 | 24.375 | 24.375 | 18.2 | 13.152 | 300 | Yes | [9 empty] | cETL Damp | DUNNE 4L PENDANT AI | 4 - Light Pendant |  | EP1124AI.jpg | EP1124AI.jpg
EP1131MWT | Small 1 - Light Pendant | Darwin thoughtfully blends classic elements of urban and rustic styles, featuring a modern and dramatic Matte White metal shades accented by the warm, earthy tones of natural wood crowns. The ultra-sleek metal pendant shades come in three sizes - 8" diameter, 12" diameter, and a generous, larger-scale 19" diameter. | LINE VOLTAGE PENDANT | Darwin | Pendants | Matte White / Natural Wood | MWT / NW | Steel | Matte White Steel |  |  |  | 1 Medium A19 60w |  | 1 | No | [14 empty] | 0 | [12 empty] | 99.98 | 199.96 | 299.94 | D:7 7/8'' H:17'' O:72 3/8'' | 2.2 | 7.875 |  |  | 17 | Universal Mounting Plate |  |  | 72.375 | 24.375 - 72.375 | [25 empty] | D:5 1/2'' H:1 3/8'' Round |  |  |  |  | 180 | Clear Silver |  |  | Hardwired | 0 | 0 | 0 | 0 | 0 | 0 | 0 | 0 | 0 | 0 | 0 | 014817593860 | 20.38 | 10.78 | 10.78 | 5.3 | 1.371 | 250 | Yes | [9 empty] | cETL Damp | DARWIN 1L SM PENDANT MWT | Small 1 - Light Pendant |  | EP1131MWT.jpg | EP1131MWT.jpg
EP1141MBK | 1 - Light Mini-Pendant | Pairing a rich, two-tone finish with bold, geometric lines give Joan luxe appeal. Warm Burnished Brass joins with either Midnight Black or Matte White in a thoughtful juxtaposition of contrasting finishes on the 5-light chandeliers, the 1-light wall sconces and the 1-light table lamps. Each iconic, hourglass-inspired shade features small perforations towards its crown, allowing a soft glow to shine through, further articulating the distinctive details of this chic collection. | LINE VOLTAGE PENDANT | Joan | Pendants | Midnight Black | MBK | Steel |  |  |  |  | 1 Medium A19 75w |  | 1 | No | [14 empty] | 0 |  |  |  |  | Black | [6 empty] | 45 | 63.98 | 127.96 | 191.94 | D:6 1/4'' H:11 1/4'' | 2.2 | 6.25 |  |  | 11.25 | Set Screw(s) | [29 empty] | D:5'' H:3/4'' Round |  |  |  |  | 180 |  |  |  | Hardwired | 0 | 0 | 0 | 0 | 0 | 0 | 0 | 0 | 0 | 0 | 0 | 014817597653 | 16.25 | 9.25 | 9 | 3.7 | 0.783 | 175 | Yes | [9 empty] | cETL Damp | 1L JOAN MINI PDT MBK | 1 - Light Mini-Pendant |  | EP1141MBK.jpg | EP1141MBK.jpg
EP1141MWT | 1 - Light Mini-Pendant | Pairing a rich, two-tone finish with bold, geometric lines give Joan luxe appeal. Warm Burnished Brass joins with either Midnight Black or Matte White in a thoughtful juxtaposition of contrasting finishes on the 5-light chandeliers, the 1-light wall sconces and the 1-light table lamps. Each iconic, hourglass-inspired shade features small perforations towards its crown, allowing a soft glow to shine through, further articulating the distinctive details of this chic collection. | LINE VOLTAGE PENDANT | Joan | Pendants | Matte White | MWT | Steel |  |  |  |  | 1 Medium A19 75w |  | 1 | No | [14 empty] | 0 |  |  |  |  | Black | [6 empty] | 45 | 63.98 | 127.96 | 191.94 | D:6 1/4'' H:11 1/4'' | 2.2 | 6.25 |  |  | 11.25 | Set Screw(s) | [29 empty] | D:5'' H:3/4'' Round |  |  |  |  | 180 |  |  |  | Hardwired | 0 | 0 | 0 | 0 | 0 | 0 | 0 | 0 | 0 | 0 | 0 | 014817597646 | 16.5 | 9.25 | 9 | 3.8 | 0.795 | 175 | Yes | [9 empty] | cETL Damp | 1L JOAN MINI PDT MWT | 1 - Light Mini-Pendant |  | EP1141MWT.jpg | EP1141MWT.jpg
EP1151MBK | 1 - Light Large Pendant | Pairing a rich, two-tone finish with bold, geometric lines give Joan luxe appeal. Warm Burnished Brass joins with either Midnight Black or Matte White in a thoughtful juxtaposition of contrasting finishes on the 5-light chandeliers, the 1-light wall sconces and the 1-light table lamps. Each iconic, hourglass-inspired shade features small perforations towards its crown, allowing a soft glow to shine through, further articulating the distinctive details of this chic collection. | LINE VOLTAGE PENDANT | Joan | Pendants | Midnight Black | MBK | Steel |  |  |  |  | 1 Medium A19 75w |  | 1 | No | [14 empty] | 0 | [11 empty] | 23 | 99.98 | 199.96 | 299.94 | D:12'' H:16 5/8'' | 3.75 | 12 |  |  | 16.625 | Screw Collar - Stem |  |  |  | 25 - 61 | [25 empty] | D:5 1/2'' H:7/8'' Round |  |  |  |  | 180 | Clear Silver |  |  | Hardwired | 0 | 0 | 0 | 0 | 0 | 0 | 0 | 0 | 0 | 0 | 0 | 014817597677 | 17.25 | 14.5 | 14.75 | 7.3 | 2.135 | 250 | Yes | [9 empty] | cETL Damp | 1L JOAN LG PDT MBK | 1 - Light Large Pendant |  | EP1151MBK.jpg | EP1151MBK.jpg
EP1151MWT | 1 - Light Large Pendant | Pairing a rich, two-tone finish with bold, geometric lines give Joan luxe appeal. Warm Burnished Brass joins with either Midnight Black or Matte White in a thoughtful juxtaposition of contrasting finishes on the 5-light chandeliers, the 1-light wall sconces and the 1-light table lamps. Each iconic, hourglass-inspired shade features small perforations towards its crown, allowing a soft glow to shine through, further articulating the distinctive details of this chic collection. | LINE VOLTAGE PENDANT | Joan | Pendants | Matte White | MWT | Steel |  |  |  |  | 1 Medium A19 75w |  | 1 | No | [14 empty] | 0 | [11 empty] | 23 | 99.98 | 199.96 | 299.94 | D:12'' H:16 5/8'' | 3.75 | 12 |  |  | 16.625 | Screw Collar - Stem |  |  |  | 25 - 61 | [25 empty] | D:5 1/2'' H:7/8'' Round |  |  |  |  | 180 | Clear Silver |  |  | Hardwired | 0 | 0 | 0 | 0 | 0 | 0 | 0 | 0 | 0 | 0 | 0 | 014817597660 | 17.5 | 14.75 | 14.5 | 7.2 | 2.166 | 250 | Yes | [9 empty] | cETL Damp | 1L JOAN LG PDT MWT | 1 - Light Large Pendant |  | EP1151MWT.jpg | EP1151MWT.jpg
EP1161WGV | 1 - Light Large Pendant | Mid-century design meets touches of rustic and industrial in the handsome Haymarket pendant. Layered concentric tiers constructed of cast metal add depth and dimension while a painted white interior catches the light. The artisanal hand-applied Weathered Galvanized finish recreates the authenticity of vintage industrial fixtures. | LINE VOLTAGE PENDANT | Haymarket | Pendants | Weathered Galvanized | WGV | Steel | Weathered Galvanized Steel |  |  |  | 1 Medium A19 75w |  | 1 | No | [14 empty] | 0 |  |  |  |  | Clear Silver | [6 empty] | 45 | 263.98 | 527.96 | 791.94 | D:24'' H:13 1/2'' O:74'' | 6.3 | 24 |  |  | 13.5 | Center Lock-Up |  |  | 74 | [26 empty] | D:5'' H:1 1/8'' Round |  |  |  |  | 180 | Clear Silver |  |  | Hardwired | 0 | 0 | 0 | 0 | 0 | 0 | 0 | 0 | 0 | 0 | 0 | 014817597608 | 26.75 | 27 | 15.5 | 21.7 | 6.479 | 250 | Yes | [9 empty] | cETL Damp | HAYMARKET 1L LARGE PENDANT WGV | 1 - Light Large Pendant |  | EP1161WGV.jpg | EP1161WGV.jpg
EP1172BBS | 2 - Light Pendant |  | LINE VOLTAGE PENDANT | Verne | Pendants | Burnished Brass | BBS | Steel | Clear Glass | D:4.625" H:4.75" |  |  | 2 Candelabra T8 40w |  | 2 | No | [14 empty] | 0 | [11 empty] | 22 | 124.5 | 249 | 373.5 | L:12 1/4'' W:7 7/8'' H:17 1/8'' | 2.5 |  | 12.25 | 7.875 | 17.125 | Swivel |  |  |  | 24.5 - 72.5 | [25 empty] | DP:5 1/2'' W:5 1/2'' H:7/8'' Round |  |  |  |  | 180 | Clear Silver |  |  | Hardwired | 0 | 0 | 0 | 0 | 0 | 0 | 0 | 0 | 0 | 0 | 0 | 014817603927 | 27.5 | 25.75 | 25.25 | 18.7 | 10.347 | 300 | Yes | [9 empty] | cETL Damp | VERNE 2L PENDANT BBS | 2 - Light Pendant |  | EP1172BBS.jpg | EP1172BBS.jpg
EP1172PN | 2 - Light Pendant |  | LINE VOLTAGE PENDANT | Verne | Pendants | Polished Nickel | PN | Steel | Clear Glass | D:4.625" H:4.75" |  |  | 2 Candelabra T8 40w |  | 2 | No | [14 empty] | 0 | [11 empty] | 22 | 124.5 | 249 | 373.5 | L:12 1/4'' W:7 7/8'' H:17 1/8'' | 2.5 |  | 12.25 | 7.875 | 17.125 | Swivel |  |  |  | 24.75 - 72.75 | [25 empty] | DP:5 1/2'' W:5 1/2'' H:7/8'' Round |  |  |  |  | 180 | Clear Silver |  |  | Hardwired | 0 | 0 | 0 | 0 | 0 | 0 | 0 | 0 | 0 | 0 | 0 | 014817603934 | 27.5 | 25.75 | 25.25 | 18.7 | 10.347 | 300 | Yes | [9 empty] | cETL Damp | VERNE 2L PENDANT PN | 2 - Light Pendant |  | EP1172PN.jpg | EP1172PN.jpg
EP1221MWTBBS | 1 - Light Pendant |  | LINE VOLTAGE PENDANT | Heath | Pendants | Burnished Brass / Burnished Brass | BBS / BBS | Steel | Matte White Steel | D:8.125" H:14.625" |  |  | 1 Medium A19 60w |  | 1 | No | [14 empty] | 0 | [11 empty] | 23 | 149.5 | 299 | 448.5 | L:8 1/8'' W:8 1/8'' H:14 5/8'' |  |  | 8.125 | 8.125 | 14.625 | Universal Mounting Plate | [29 empty] | D:5 1/2'' H:1 3/8'' Round |  |  |  |  | 180 | Clear Silver |  |  | Hardwired | 0 | 0 | 0 | 0 | 0 | 0 | 0 | 0 | 0 | 0 | 0 | 014817604207 | 17.75 | 15.75 | 15.5 | 10.1 | 2.508 | 175 | Yes | [9 empty] | cETL Damp | HEATH TALL PDT BBS MWT | 1 - Light Pendant |  | EP1221MWTBBS.jpg | EP1221MWTBBS.jpg
EP1221MWTPN | 1 - Light Pendant |  | LINE VOLTAGE PENDANT | Heath | Pendants | Polished Nickel / Burnished Brass | PN / BBS | Steel | Matte White Steel | D:8.125" H:14.625" |  |  | 1 Medium A19 60w |  | 1 | No | [14 empty] | 0 | [11 empty] | 23 | 149.5 | 299 | 448.5 | L:8 1/8'' W:8 1/8'' H:14 5/8'' |  |  | 8.125 | 8.125 | 14.625 | Universal Mounting Plate | [29 empty] | D:5 1/2'' H:1 3/8'' Round |  |  |  |  | 180 | Clear Silver |  |  | Hardwired | 0 | 0 | 0 | 0 | 0 | 0 | 0 | 0 | 0 | 0 | 0 | 014817604214 | 17.75 | 15.75 | 15.5 | 10.1 | 2.508 | 175 | Yes | [9 empty] | cETL Damp | HEATH TALL PDT PN MWT | 1 - Light Pendant |  | EP1221MWTPN.jpg | EP1221MWTPN.jpg
EP1231MWTBBS | 1 - Light Wide Pendant |  | LINE VOLTAGE PENDANT | Heath | Pendants | Burnished Brass / Matte White | BBS / MWT | Steel | Matte White Steel | D:18.5" H:7.5" |  |  | 1 Medium A19 60w |  | 1 | No | [14 empty] | 0 | [11 empty] | 23 | 149.5 | 299 | 448.5 | L:18 1/2'' W:18 1/2'' H:7 1/2'' |  |  | 18.5 | 18.5 | 7.5 | Universal Mounting Plate | [29 empty] | D:5 1/2'' H:1 3/8'' Round |  |  |  |  | 180 | Clear Silver |  |  | Hardwired | 0 | 0 | 0 | 0 | 0 | 0 | 0 | 0 | 0 | 0 | 0 | 014817604184 | 17.75 | 15.75 | 15.5 | 10.1 | 2.508 | 175 | Yes | [9 empty] | cETL Damp | HEATH WIDE PDT BBS MWT | 1 - Light Wide Pendant |  | EP1231MWTBBS.jpg | EP1231MWTBBS.jpg
EP1231MWTPN | 1 - Light Wide Pendant |  | LINE VOLTAGE PENDANT | Heath | Pendants | Polished Nickel / Matte White | PN / MWT | Steel | Matte White Steel | D:18.5" H:7.5" |  |  | 1 Medium A19 60w |  | 1 | No | [14 empty] | 0 | [11 empty] | 23 | 149.5 | 299 | 448.5 | L:18 1/2'' W:18 1/2'' H:7 1/2'' |  |  | 18.5 | 18.5 | 7.5 | Universal Mounting Plate | [29 empty] | D:5 1/2'' H:1 3/8'' Round |  |  |  |  | 180 | Clear Silver |  |  | Hardwired | 0 | 0 | 0 | 0 | 0 | 0 | 0 | 0 | 0 | 0 | 0 | 014817604191 | 17.75 | 15.75 | 15.5 | 10.1 | 2.508 | 175 | Yes | [9 empty] | cETL Damp | HEATH WIDE PDT PN MWT | 1 - Light Wide Pendant |  | EP1231MWTPN.jpg | EP1231MWTPN.jpg
EP1241BBS | 1 - Light Pendant |  | LINE VOLTAGE PENDANT | Whare | Pendants | Burnished Brass | BBS | Steel |  |  |  |  | 1 Medium A19 75w |  | 1 | No | [14 empty] | 0 |  |  |  |  | Clear Silver | [7 empty] | 134.5 | 269 | 403.5 | L:15'' W:15'' H:10 3/8'' |  |  | 15 | 15 | 10.375 | Screw Collar - Chain | [29 empty] | DP:5'' W:5'' H:7/8'' Round |  |  |  |  | 180 |  | 60 |  | Hardwired | 0 | 0 | 0 | 0 | 0 | 0 | 0 | 0 | 0 | 0 | 0 | 014817604269 | 27.5 | 25.75 | 25.25 | 18.7 | 10.347 | 300 | Yes | [9 empty] | cETL Damp | WHARE SM PDT 15IN BBS | 1 - Light Pendant |  | EP1241BBS.jpg | EP1241BBS.jpg
EP1241PN | 1 - Light Pendant |  | LINE VOLTAGE PENDANT | Whare | Pendants | Polished Nickel | PN | Steel |  |  |  |  | 1 Medium A19 75w |  | 1 | No | [14 empty] | 0 |  |  |  |  | Clear Silver | [7 empty] | 134.5 | 269 | 403.5 | L:15'' W:15'' H:10 3/8'' |  |  | 15 | 15 | 10.375 | Screw Collar - Chain | [29 empty] | DP:5'' W:5'' H:7/8'' Round |  |  |  |  | 180 |  | 60 |  | Hardwired | 0 | 0 | 0 | 0 | 0 | 0 | 0 | 0 | 0 | 0 | 0 | 014817604276 | 27.5 | 25.75 | 25.25 | 18.7 | 10.347 | 300 | Yes | [9 empty] | cETL Damp | WHARE SM PDT 15IN PN | 1 - Light Pendant |  | EP1241PN.jpg | EP1241PN.jpg
EP1251BBS | 1 - Light Pendant |  | LINE VOLTAGE PENDANT | Whare | Pendants | Burnished Brass | BBS | Steel |  |  |  |  | 1 Medium A19 75w |  | 1 | No | [14 empty] | 0 |  |  |  |  | Clear Silver | [7 empty] | 299.5 | 599 | 898.5 | L:24'' W:24'' H:16 1/4'' |  |  | 24 | 24 | 16.25 | Screw Collar - Chain | [29 empty] | DP:5'' W:5'' H:7/8'' Round |  |  |  |  | 180 |  | 60 |  | Hardwired | 0 | 0 | 0 | 0 | 0 | 0 | 0 | 0 | 0 | 0 | 0 | 014817604283 | 27.5 | 25.75 | 25.25 | 18.7 | 10.347 | 300 | Yes | [9 empty] | cETL Damp | WHARE LG PDT 24IN BBS | 1 - Light Pendant |  | EP1251BBS.jpg | EP1251BBS.jpg
EP1251PN | 1 - Light Pendant |  | LINE VOLTAGE PENDANT | Whare | Pendants | Polished Nickel | PN | Steel |  |  |  |  | 1 Medium A19 75w |  | 1 | No | [14 empty] | 0 |  |  |  |  | Clear Silver | [7 empty] | 299.5 | 599 | 898.5 | L:24'' W:24'' H:16 1/4'' |  |  | 24 | 24 | 16.25 | Screw Collar - Chain | [29 empty] | DP:5'' W:5'' H:7/8'' Round |  |  |  |  | 180 |  | 60 |  | Hardwired | 0 | 0 | 0 | 0 | 0 | 0 | 0 | 0 | 0 | 0 | 0 | 014817604290 | 27.5 | 25.75 | 25.25 | 18.7 | 10.347 | 300 | Yes | [9 empty] | cETL Damp | WHARE LG PDT 24IN PN | 1 - Light Pendant |  | EP1251PN.jpg | EP1251PN.jpg
ET1001AI1 | 1 - Light Table Lamp | The rustic Aged Iron finish of the Indo Collection is modernized by a timeless oval motif on its body and bold White Linen shade. Indo has a hand-crafted feel with a finish that is textured and tactile like real hand-forged ironwork. | PORTABLE | Indo | Portable Lamps | Aged Iron | AI | Steel | White Linen Linen | L:16.875" W:12.25" H:10.625" | L:13" W:9.375" |  | 1 Medium A19 9.5w |  | 1 | Yes | [14 empty] | 0 | [12 empty] | 149.98 | 299.96 | 449.94 | L:16 7/8'' W:12 1/4'' H:26 5/8'' O:26 5/8'' | 7.3 |  | 16.875 | 12.25 | 26.625 |  |  |  | 26.625 | [30 empty] | W:5 1/8'' H:7'' Oval | 72 | Black |  | On/Off Switch | Plug In | 0 | 0 | 0 | 0 | 0 | 0 | 0 | 0 | 0 | 0 | 0 | 014817588903 | 23.25 | 17.5 | 15.25 | 11 | 3.591 | 250 | Yes | [9 empty] | cETL Dry | INDO 1L TBLELAMP AI | 1 - Light Table Lamp |  | ET1001AI1.jpg | ET1001AI1.jpg
ET1011AI1 | 1 - Light Floor Lamp | The Mabel Floor Lamp features a dramatic, oversized White Linen shade atop a rustic base finished in Aged Iron. The base has a slightly textured appearance akin to artisanal, hand forged ironwork and presents a playful interpretation of a classic tripod base. | PORTABLE | Mabel | Portable Lamps | Aged Iron | AI | Steel | White Linen Linen | D:16.75" H:24.75" | D:9.25" |  | 1 Medium A19 9.5w |  | 1 | Yes | [14 empty] | 0 | [12 empty] | 261.98 | 523.96 | 785.94 | D:16 3/4'' H:62 1/2'' O:62 1/2'' | 7.1 | 16.75 |  |  | 62.5 |  |  |  | 62.5 | [30 empty] | D:17'' Tripod | 96 | Black |  | Floor Switch | Plug In | 0 | 0 | 0 | 0 | 0 | 0 | 0 | 0 | 0 | 0 | 0 | 014817589078 | 59 | 20.5 | 20.25 | 20.1 | 14.174 | 300 | Yes | [9 empty] | cETL Dry | MABEL 1L FLRLAMP AI | 1 - Light Floor Lamp |  | ET1011AI1.jpg | ET1011AI1.jpg
ET1021AI1 | 1 - Light Floor Lamp | The elongated steel legs of the Francis floor lamp originate from their tripod base then quietly join in the middle, only to deviate once again, culminating into an elegant loop detail for an unexpected playful twist. A rustic Aged Iron finish is textured by hand to resemble hand-forged metal, while a crisp, tapered White Linen shade completes this chic, modern fixture. | PORTABLE | Francis | Portable Lamps | Aged Iron | AI | Steel | White Linen Linen | D:19.875" H:11.5" | D:13.5" |  | 1 Medium A19 9.5w |  | 1 | Yes | [14 empty] | 0 | [12 empty] | 249.98 | 499.96 | 749.94 | D:19 7/8'' H:56 1/8'' O:56 1/8'' | 6.6 | 19.875 |  |  | 56.125 |  |  |  | 56.125 | [30 empty] | D:22 3/8'' Tripod | 96 | Black |  | On/Off Switch | Plug In | 0 | 0 | 0 | 0 | 0 | 0 | 0 | 0 | 0 | 0 | 0 | 014817589092 | 54 | 24.58 | 24 | 22.5 | 18.435 | 300 | Yes | [9 empty] | cETL Dry | FRANCIS 1L FLRLAMP AI | 1 - Light Floor Lamp |  | ET1021AI1.jpg | ET1021AI1.jpg
ET1031AI1 | 1 - Light Floor Lamp | Pastoral references like sculptural, hand-carved goats and birds grace the rustic Caroline collection. A textured Aged Iron finish gives an artisanal, hard-forged feel on each piece, including the 8-light chandelier, a table lamp and a floor lamp. The Aged Iron finish is considered a living finish and will develop an increasingly beautiful patina over time. | PORTABLE | Caroline | Portable Lamps | Aged Iron | AI | Steel | White Linen Linen | L:20" W:14" H:13" | L:19" W:13" |  | 1 Medium A19 9.5w |  | 1 | Yes | [14 empty] | 0 | [12 empty] | 236.98 | 473.96 | 710.94 | L:20'' W:14'' H:60 1/4'' O:60 1/4'' | 7.8 |  | 20 | 14 | 60.25 |  |  |  | 60.25 | [30 empty] | H:15 3/8'' Square | 96 | Black |  | Floor Switch | Plug In | 0 | 0 | 0 | 0 | 0 | 0 | 0 | 0 | 0 | 0 | 0 | 014817588828 | 44.75 | 19.5 | 19 | 19.8 | 9.595 | 250 | Yes | [9 empty] | cETL Dry | CAROLINE 1L FLRLAMP AI | 1 - Light Floor Lamp |  | ET1031AI1.jpg | ET1031AI1.jpg
ET1041AI1 | 1 - Light Table Lamp | Pastoral references like sculptural, hand-carved goats and birds grace the rustic Caroline collection. A textured Aged Iron finish gives an artisanal, hard-forged feel on each piece, including the 8-light chandelier, a table lamp and a floor lamp. The Aged Iron finish is considered a living finish and will develop an increasingly beautiful patina over time. | PORTABLE | Caroline | Portable Lamps | Aged Iron | AI | Steel | White Linen Linen | D:14" H:10.5" | D:8" |  | 1 Medium A19 9.5w |  | 1 | Yes | [14 empty] | 0 | [12 empty] | 114.48 | 228.96 | 343.44 | D:14'' H:26 1/4'' O:26 1/4'' | 5.5 | 14 |  |  | 26.25 |  |  |  | 26.25 | [30 empty] | D:7'' Round | 72 | Black |  | On/Off Switch | Plug In | 0 | 0 | 0 | 0 | 0 | 0 | 0 | 0 | 0 | 0 | 0 | 014817588842 | 24.25 | 18 | 17 | 10.3 | 4.294 | 250 | Yes | [9 empty] | cETL Dry | CAROLINE 1L TBLELAMP AI | 1 - Light Table Lamp |  | ET1041AI1.jpg | ET1041AI1.jpg
ET1061AI1 | 1 - Light Floor Lamp | The Atlas Floor Lamp, standing boldly on four legs, and the Atlas Pendant exude touches of mid-century modern style with rustic undertones. A hand-forged Aged Iron finish pairs with a hand-blown Clear Seeded Glass globe shade to complete this minimalist design that's sure to make a statement. | PORTABLE | Atlas | Portable Lamps | Aged Iron | AI | Steel | Clear Seeded Glass | D:13" H:13" |  |  | 1 Medium A19 9.5w |  | 1 | Yes | [14 empty] | 0 | [12 empty] | 249.98 | 499.96 | 749.94 | D:21 3/8'' H:52 1/2'' O:52 1/2'' | 14.2 | 21.375 |  |  | 52.5 |  |  |  | 52.5 | [30 empty] | H:15 1/8'' Square | 96 | Black |  | Floor Switch | Plug In | 0 | 0 | 0 | 0 | 0 | 0 | 0 | 0 | 0 | 0 | 0 | 014817589115 | 50.5 | 17.5 | 17.25 | 20.7 | 8.822 | 250 | Yes | [9 empty] | cETL Dry | ATLAS 1L FLRLAMP AI | 1 - Light Floor Lamp |  | ET1061AI1.jpg | ET1061AI1.jpg
ET1071AI1 | 1 - Light Floor Lamp | The Penny Floor Lamps are timeless and sleek, with a mid-century-inspired tripod base and elongated legs that meet at a tailored point. Penny Floor Lamps include a fabric shade in White Linen. | PORTABLE | Penny | Portable Lamps | Aged Iron | AI | Steel | White Linen Linen | D:17" H:10.5" | D:13" |  | 1 Medium A19 9.5w |  | 1 | Yes | [14 empty] | 0 | [12 empty] | 249.98 | 499.96 | 749.94 | D:17'' H:55 1/8'' O:55 1/8'' | 8.5 | 17 |  |  | 55.125 |  |  |  | 55.125 | [30 empty] | D:17 3/8'' Tripod | 96 | Black |  | On/Off Switch | Plug In | 0 | 0 | 0 | 0 | 0 | 0 | 0 | 0 | 0 | 0 | 0 | 014817588972 | 56.125 | 20.5 | 20.5 | 19.3 | 13.65 | 300 | Yes | [9 empty] | cETL Dry | PENNY 1L FLRLAMP AI | 1 - Light Floor Lamp |  | ET1071AI1.jpg | ET1071AI1.jpg
ET1071BBS1 | 1 - Light Floor Lamp | The Penny Floor Lamps are timeless and sleek, with a mid-century-inspired tripod base and elongated legs that meet at a tailored point. Penny Floor Lamps include a fabric shade in White Linen. | PORTABLE | Penny | Portable Lamps | Burnished Brass | BBS | Steel | White Linen Linen | D:17" H:10.5" | D:13" |  | 1 Medium A19 9.5w |  | 1 | Yes | [14 empty] | 0 | [12 empty] | 249.98 | 499.96 | 749.94 | D:17'' H:55 1/8'' O:55 1/8'' | 8.5 | 17 |  |  | 55.125 |  |  |  | 55.125 | [30 empty] | D:17 3/8'' Tripod | 96 | Clear Silver |  | On/Off Switch | Plug In | 0 | 0 | 0 | 0 | 0 | 0 | 0 | 0 | 0 | 0 | 0 | 014817588958 | 56 | 20.5 | 20.25 | 18.9 | 13.453 | 300 | Yes | [9 empty] | cETL Dry | PENNY 1L FLRLAMP BBS | 1 - Light Floor Lamp |  | ET1071BBS1.jpg | ET1071BBS1.jpg
ET1071PN1 | 1 - Light Floor Lamp | The Penny Floor Lamps are timeless and sleek, with a mid-century-inspired tripod base and elongated legs that meet at a tailored point. Penny Floor Lamps include a fabric shade in White Linen. | PORTABLE | Penny | Portable Lamps | Polished Nickel | PN | Steel | White Linen Linen | D:17" H:10.5" | D:13" |  | 1 Medium A19 9.5w |  | 1 | Yes | [14 empty] | 0 | [12 empty] | 249.98 | 499.96 | 749.94 | D:17'' H:55 1/8'' O:55 1/8'' | 8.5 | 17 |  |  | 55.125 |  |  |  | 55.125 | [30 empty] | D:17 3/8'' Tripod | 96 | Clear Silver |  | On/Off Switch | Plug In | 0 | 0 | 0 | 0 | 0 | 0 | 0 | 0 | 0 | 0 | 0 | 014817588965 | 55.75 | 20.5 | 20.25 | 19 | 13.393 | 300 | Yes | [9 empty] | cETL Dry | PENNY 1L FLRLAMP PN | 1 - Light Floor Lamp |  | ET1071PN1.jpg | ET1071PN1.jpg
ET1081WDO1 | 1 - Light Table Lamp | Redmond delights with a bold, rectangular base in warm Weathered Oak Wood, accompanied by Aged Pewter hardware and a White Linen rectangular shade. Strong angles throughout are softened by the natural wood tones in the base for a juxtaposition of contemporary and rustic appeal. | PORTABLE | Redmond | Portable Lamps | Weathered Oak Wood / Aged Pewter | WDO / AGP | Wood | White Linen Linen | L:15.5" W:7.5" H:10.25" |  |  | 1 Medium A19 9.5w |  | 1 | Yes | [14 empty] | 0 | [12 empty] | 149.98 | 299.96 | 449.94 | L:15 1/2'' W:7 1/2'' H:19 3/4'' O:19 3/4'' | 11.2 |  | 15.5 | 7.5 | 19.75 |  |  |  | 19.75 | [30 empty] | W:15'' H:7'' Rectangular | 72 | Black |  | In-Line On-Off Switch | Plug In | 0 | 0 | 0 | 0 | 0 | 0 | 0 | 0 | 0 | 0 | 0 | 014817589122 | 25.25 | 19.75 | 11 | 10.5 | 3.175 | 250 | Yes | [9 empty] | cETL Dry | REDMOND 1L TBLELAMP WDO | 1 - Light Table Lamp |  | ET1081WDO1.jpg | ET1081WDO1.jpg
ET1101WDO1 | 1 - Light Floor Lamp | Ferrelli's rustic, two-toned finish combination of Aged Pewter metal with warm Weathered Oak Wood accents draws from the warmth of nature with a bit of rustic flair. These sleek statement lamps are available in two sizes: a 61" floor lamp or a 18" table lamp, and include a White Linen shade. | PORTABLE | Ferrelli | Portable Lamps | Weathered Oak Wood / Aged Pewter | WDO / AGP | Steel | White Linen Linen | D:17" H:11" | D:15" |  | 1 Medium A19 9.5w |  | 1 | Yes | [14 empty] | 0 | [12 empty] | 189.98 | 379.96 | 569.94 | D:17'' H:61 5/8'' O:61 5/8'' | 11.5 | 17 |  |  | 61.625 |  |  |  | 61.625 | [30 empty] | D:10 1/2'' Round | 96 | Black |  | On/Off Switch | Plug In | 0 | 0 | 0 | 0 | 0 | 0 | 0 | 0 | 0 | 0 | 0 | 014817589030 | 33.5 | 20 | 18.25 | 22.5 | 7.076 | 250 | Yes | [9 empty] | cETL Dry | FERRELLI 1L FLRLAMP WDO | 1 - Light Floor Lamp |  | ET1101WDO1.jpg | ET1101WDO1.jpg
ET1124AI1 | 4 - Light Floor Lamp | Dunne channels vintage lamps of yesteryear, with a rustic Aged Iron frame and an hand-sewn Natural Linen fabric shade that diffuses the light for a perfect glow. Soft, gently curved metal work on the crown gives an extra layer of airiness for maximum visual impact. Dunne is available in a 1-light pendant, a 34" diameter 4-light pendant, a 34.5" tall 4-light pendant, and a 4-light floor lamp. | PORTABLE | Dunne | Portable Lamps | Aged Iron | AI | Steel | Natural Linen Fabric |  |  |  | 4 Medium A19 9.5w |  | 4 | Yes | [14 empty] | 0 | [12 empty] | 243.95 | 487.9 | 731.85 | D:16 7/8'' H:57'' O:57'' | 16.5 | 16.875 |  |  | 57 |  |  |  | 57 | [30 empty] | D:10'' Round | 96 | Black |  | Floor Switch | Plug In | 0 | 0 | 0 | 0 | 0 | 0 | 0 | 0 | 0 | 0 | 0 | 014817588941 | 41.25 | 19.75 | 19.25 | 27.6 | 9.076 | 250 | Yes | [9 empty] | cETL Dry | DUNNE 4L FLRLAMP AI | 4 - Light Floor Lamp |  | ET1124AI1.jpg | ET1124AI1.jpg
ET1131AI1 | 1 - Light Table Lamp | The Anhdao Table Lamp channels the natural beauty and texture of the exotic durian fruit, adoringly designated in Southeast Asia as the "king of fruits". An instant conversation starter, Anhdao's milky Matte White resin base is paired with a neutral, perfectly-tailored White Linen shade. Metal accents are available in two finish options: the more rustic Aged Iron or classic Burnished Brass. | PORTABLE | Anhdao | Portable Lamps | Aged Iron / Matte White | AI / MWT | Resin | White Linen Linen | D:20" H:13.5" | D:18" |  | 1 Medium A19 9.5w |  | 1 | Yes | [14 empty] | 0 | [12 empty] | 249.98 | 499.96 | 749.94 | D:20'' H:29 1/2'' O:30 3/8'' | 15.6 | 20 |  |  | 29.5 |  |  |  | 30.375 | [30 empty] | D:7'' Round | 72 | Black |  | On/Off Switch | Plug In | 0 | 0 | 0 | 0 | 0 | 0 | 0 | 0 | 0 | 0 | 0 | 014817589146 | 30.125 | 23.5 | 23.25 | 21.5 | 9.525 | 250 | Yes | [9 empty] | cETL Dry | ANHDAO 1L TBLELAMP AI | 1 - Light Table Lamp |  | ET1131AI1.jpg | ET1131AI1.jpg
ET1131BBS1 | 1 - Light Table Lamp | The Anhdao Table Lamp channels the natural beauty and texture of the exotic durian fruit, adoringly designated in Southeast Asia as the "king of fruits". An instant conversation starter, Anhdao's milky Matte White resin base is paired with a neutral, perfectly-tailored White Linen shade. Metal accents are available in two finish options: the more rustic Aged Iron or classic Burnished Brass. | PORTABLE | Anhdao | Portable Lamps | Burnished Brass / Matte White | BBS / MWT | Resin | White Linen Linen | D:20" H:13.5" | D:18" |  | 1 Medium A19 9.5w |  | 1 | Yes | [14 empty] | 0 | [12 empty] | 249.98 | 499.96 | 749.94 | D:20'' H:29 1/2'' O:30 3/8'' | 15.6 | 20 |  |  | 29.5 |  |  |  | 30.375 | [30 empty] | D:7'' Round | 72 | Clear Silver |  | On/Off Switch | Plug In | 0 | 0 | 0 | 0 | 0 | 0 | 0 | 0 | 0 | 0 | 0 | 014817589153 | 30 | 23.5 | 23 | 21.8 | 9.384 | 250 | Yes | [9 empty] | cETL Dry | ANHDAO 1L TBLELAMP BBS | 1 - Light Table Lamp |  | ET1131BBS1.jpg | ET1131BBS1.jpg
ET1141STN1 | 1 - Light Table Lamp | The Augie Table Lamp draws inspiration from a vintage hand-chiseled horse hitching stone. This large-scale table lamp has a resin base in our Stone finish, with Aged Iron hardware and a crisp, drum-shaped White Linen shade. | PORTABLE | Augie | Portable Lamps | Stone / Aged Iron | STN / AI | Resin | White Linen Linen | D:16.5" H:13" | D:15.5" |  | 1 Medium A19 9.5w |  | 1 | Yes | [14 empty] | 0 | [12 empty] | 249.98 | 499.96 | 749.94 | D:16 1/2'' H:27 3/8'' O:27 3/8'' | 12.2 | 16.5 |  |  | 27.375 |  |  |  | 27.375 | [30 empty] | D:8'' Round | 72 | Black |  | On/Off Switch | Plug In | 0 | 0 | 0 | 0 | 0 | 0 | 0 | 0 | 0 | 0 | 0 | 014817589177 | 28.75 | 20 | 20 | 17.2 | 6.655 | 250 | Yes | [9 empty] | cETL Dry | AUGIE 1L TBLELAMP STN | 1 - Light Table Lamp |  | ET1141STN1.jpg | ET1141STN1.jpg
ET1161WDO1 | 1 - Light Table Lamp | Ferrelli's rustic, two-toned finish combination of Aged Pewter metal with warm Weathered Oak Wood accents draws from the warmth of nature with a bit of rustic flair. These sleek statement lamps are available in two sizes: a 61" floor lamp or a 18" table lamp, and include a White Linen shade. | PORTABLE | Ferrelli | Portable Lamps | Weathered Oak Wood / Aged Pewter | WDO / AGP | Steel | White Linen Linen | D:15" H:10" | D:11" |  | 1 Medium A19 9.5w |  | 1 | Yes | [14 empty] | 0 | [12 empty] | 112.48 | 224.96 | 337.44 | D:15'' H:27 1/4'' O:27 1/4'' | 3.9 | 15 |  |  | 27.25 |  |  |  | 27.25 | [30 empty] | D:6'' Round | 72 | Black |  | On/Off Switch | Plug In | 0 | 0 | 0 | 0 | 0 | 0 | 0 | 0 | 0 | 0 | 0 | 014817589054 | 25.25 | 17.75 | 17.25 | 9.9 | 4.474 | 250 | Yes | [9 empty] | cETL Dry | FERRELLI 1L TBLELAMP WDO | 1 - Light Table Lamp |  | ET1161WDO1.jpg | ET1161WDO1.jpg
ET1171MBK1 | 1 - Light Table Lamp | Pairing a rich, two-tone finish with bold, geometric lines give Joan luxe appeal. Warm Burnished Brass joins with either Midnight Black or Matte White in a thoughtful juxtaposition of contrasting finishes on the 5-light chandeliers, the 1-light wall sconces and the 1-light table lamps. Each iconic, hourglass-inspired shade features small perforations towards its crown, allowing a soft glow to shine through, further articulating the distinctive details of this chic collection. | PORTABLE | Joan | Portable Lamps | Midnight Black / Burnished Brass | MBK / BBS | Steel | Midnight Black Steel | D:6.25" H:10.75" |  |  | 1 Medium A19 9.5w |  | 1 | Yes | [14 empty] | 0 | [12 empty] | 89.98 | 179.96 | 269.94 | L:8 5/8'' W:7'' H:25'' O:25'' | 5.5 |  | 8.625 | 7 | 25 |  |  |  | 25 | [30 empty] | D:7'' H:1'' Round | 72 | Clear Silver |  | In-Line On-Off Switch | Plug In | 0 | 0 | 0 | 0 | 0 | 0 | 0 | 0 | 0 | 0 | 0 | 014817593761 | 28.5 | 12.5 | 10.5 | 6.8 | 2.165 | 250 | Yes | [9 empty] | cETL Dry | JOAN 1L TBLELAMP MBK | 1 - Light Table Lamp |  | ET1171MBK1.jpg | ET1171MBK1.jpg
ET1171MWT1 | 1 - Light Table Lamp | Pairing a rich, two-tone finish with bold, geometric lines give Joan luxe appeal. Warm Burnished Brass joins with either Midnight Black or Matte White in a thoughtful juxtaposition of contrasting finishes on the 5-light chandeliers, the 1-light wall sconces and the 1-light table lamps. Each iconic, hourglass-inspired shade features small perforations towards its crown, allowing a soft glow to shine through, further articulating the distinctive details of this chic collection. | PORTABLE | Joan | Portable Lamps | Matte White / Burnished Brass | MWT / BBS | Steel | Matte White Steel | D:6.25" H:10.75" |  |  | 1 Medium A19 9.5w |  | 1 | Yes | [14 empty] | 0 | [12 empty] | 89.98 | 179.96 | 269.94 | L:8 5/8'' W:7'' H:25'' O:25'' | 5.5 |  | 8.625 | 7 | 25 |  |  |  | 25 | [30 empty] | D:7'' H:1'' Round | 72 | Clear Silver |  | In-Line On-Off Switch | Plug In | 0 | 0 | 0 | 0 | 0 | 0 | 0 | 0 | 0 | 0 | 0 | 014817593778 | 28.5 | 12 | 10.18 | 6.8 | 2.015 | 250 | Yes | [9 empty] | cETL Dry | JOAN 1L TBLELAMP MWT | 1 - Light Table Lamp |  | ET1171MWT1.jpg | ET1171MWT1.jpg
ET1212MBK3 | 2 - Light Floor Lamp |  | PORTABLE | Hopton | Portable Lamps | Midnight Black | MBK | Steel |  |  |  |  | 2 Candelabra B10 Torpedo 3.5w |  | 2 | Yes |  | 2700 | [12 empty] | 0 | [12 empty] | 189.5 | 379 | 568.5 | L:14 7/8'' W:14 1/2'' H:55 7/8'' |  |  | 14.875 | 14.5 | 55.875 | [34 empty] | DP:14 1/2'' W:14 1/2'' H:4 1/2'' Square | 96 | Black |  | Floor Switch | Plug In | 0 | 0 | 0 | 0 | 0 | 0 | 0 | 0 | 0 | 0 | 0 | 014817604054 | 44.75 | 19.5 | 19 | 19.8 | 9.595 | 250 | Yes | [9 empty] | cETL Dry | HOPTON 2L FLR MBK | 2 - Light Floor Lamp |  | ET1212MBK3.jpg | ET1212MBK3.jpg
ET1212PN3 | 2 - Light Floor Lamp |  | PORTABLE | Hopton | Portable Lamps | Polished Nickel | PN | Steel |  |  |  |  | 2 Candelabra B10 Torpedo 3.5w |  | 2 | Yes | [14 empty] | 0 | [12 empty] | 189.5 | 379 | 568.5 | L:14 7/8'' W:14 1/2'' H:55 7/8'' |  |  | 14.875 | 14.5 | 55.875 | [34 empty] | DP:14 1/2'' W:14 1/2'' H:4 1/2'' Square | 96 | Black |  | Floor Switch | Plug In | 0 | 0 | 0 | 0 | 0 | 0 | 0 | 0 | 0 | 0 | 0 | 014817604047 | 44.75 | 19.5 | 19 | 19.8 | 9.595 | 250 | Yes | [9 empty] | cETL Dry | HOPTON 2L FLR PN | 2 - Light Floor Lamp |  | ET1212PN3.jpg | ET1212PN3.jpg
ET1222EWPN1 | 2 - Light Table Lamp |  | PORTABLE | Arbur | Portable Lamps | Ebony Wood / Polished Nickel | EW / PN | Steel | White Linen Fabric | D:18" H:8" | D:16.375" |  | 2 Medium A19 9.5w |  | 2 | Yes | [14 empty] | 0 | [12 empty] | 199.5 | 399 | 598.5 | L:18'' W:18'' H:26 5/8'' |  |  | 18 | 18 | 26.625 | [34 empty] | W:12 1/2'' Tripod | 72 | Black |  | Pull Chain | Plug In | 0 | 0 | 0 | 0 | 0 | 0 | 0 | 0 | 0 | 0 | 0 | 014817604108 | 25.25 | 19.75 | 11 | 10.5 | 3.175 | 250 | Yes | [9 empty] | cETL Dry | ARBUR TBL PN WITH EBONY WOOD | 2 - Light Table Lamp |  | ET1222EWPN1.jpg | ET1222EWPN1.jpg
ET1222WWBBS1 | 2 - Light Table Lamp |  | PORTABLE | Arbur | Portable Lamps | Burnished Brass / Walnut Wood | BBS / WW | Steel | White Linen Fabric | D:18" H:8" | D:16.375" |  | 2 Medium A19 9.5w |  | 2 | Yes | [14 empty] | 0 | [12 empty] | 199.5 | 399 | 598.5 | L:18'' W:18'' H:26 5/8'' |  |  | 18 | 18 | 26.625 | [34 empty] | W:12 1/2'' Tripod | 72 | Black |  | Pull Chain | Plug In | 0 | 0 | 0 | 0 | 0 | 0 | 0 | 0 | 0 | 0 | 0 | 014817604115 | 25.25 | 19.75 | 11 | 10.5 | 3.175 | 250 | Yes | [9 empty] | cETL Dry | ARBUR TBL BBS WITH WALNUT WOOD | 2 - Light Table Lamp |  | ET1222WWBBS1.jpg | ET1222WWBBS1.jpg
ET1241BBS1 | 1 - Light Table Lamp |  | PORTABLE | Jacobsen | Portable Lamps | Burnished Brass | BBS | Steel | White Parchment Paper | D:10" H:8.75" |  |  | 1 Medium A19 9.5w |  | 1 | Yes | [14 empty] | 0 | [12 empty] | 174.5 | 349 | 523.5 | L:14 1/4'' W:10'' H:26'' |  |  | 14.25 | 10 | 26 | [34 empty] | W:12 1/4'' Tripod | 72 | Black |  | In-Line On-Off Switch | Plug In | 0 | 0 | 0 | 0 | 0 | 0 | 0 | 0 | 0 | 0 | 0 | 014817604153 | 25.25 | 19.75 | 11 | 10.5 | 3.175 | 250 | Yes | [9 empty] | cETL Dry | JACOBSEN TBL BBS | 1 - Light Table Lamp |  | ET1241BBS1.jpg | ET1241BBS1.jpg
ET1241PN1 | 1 - Light Table Lamp |  | PORTABLE | Jacobsen | Portable Lamps | Polished Nickel | PN | Steel | White Parchment Paper | D:10" H:8.75" |  |  | 1 Medium A19 9.5w |  | 1 | Yes | [14 empty] | 0 | [12 empty] | 174.5 | 349 | 523.5 | L:14 1/4'' W:10'' H:26'' |  |  | 14.25 | 10 | 26 | [34 empty] | W:12 1/4'' Tripod | 72 | Black |  | In-Line On-Off Switch | Plug In | 0 | 0 | 0 | 0 | 0 | 0 | 0 | 0 | 0 | 0 | 0 | 014817604146 | 25.25 | 19.75 | 11 | 10.5 | 3.175 | 250 | Yes | [9 empty] | cETL Dry | JACOBSEN TBL PN | 1 - Light Table Lamp |  | ET1241PN1.jpg | ET1241PN1.jpg
ET1252BBS1 | 2 - Light Floor Lamp |  | PORTABLE | Jacobsen | Portable Lamps | Burnished Brass | BBS | Steel | Undefined Paper | D:18" H:10.25" |  |  | 2 Medium A19 9.5w |  | 2 | Yes | [14 empty] | 0 | [12 empty] | 374.5 | 749 | 1123.5 | L:21 5/8'' W:18'' H:57'' |  |  | 21.625 | 18 | 57 | [34 empty] | W:18 1/2'' Tripod | 96 | Black |  | Floor Switch | Plug In | 0 | 0 | 0 | 0 | 0 | 0 | 0 | 0 | 0 | 0 | 0 | 014817604177 | 25.25 | 19.75 | 11 | 10.5 | 3.175 | 250 | Yes | [9 empty] | cETL Dry | JACOBSEN FLR BBS | 2 - Light Floor Lamp |  | ET1252BBS1.jpg | ET1252BBS1.jpg
ET1252PN1 | 2 - Light Floor Lamp |  | PORTABLE | Jacobsen | Portable Lamps | Polished Nickel | PN | Steel | Undefined Paper | D:18" H:10.25" |  |  | 2 Medium A19 9.5w |  | 2 | Yes | [14 empty] | 0 | [12 empty] | 374.5 | 749 | 1123.5 | L:21 5/8'' W:18'' H:57'' |  |  | 21.625 | 18 | 57 | [34 empty] | W:18 1/2'' Tripod | 96 | Black |  | Floor Switch | Plug In | 0 | 0 | 0 | 0 | 0 | 0 | 0 | 0 | 0 | 0 | 0 | 014817604160 | 25.25 | 19.75 | 11 | 10.5 | 3.175 | 250 | Yes | [9 empty] | cETL Dry | JACOBSEN FLR PN | 2 - Light Floor Lamp |  | ET1252PN1.jpg | ET1252PN1.jpg
ET1292BBS1 | 2 - Light Table Lamp |  | PORTABLE | Whare | Portable Lamps | Burnished Brass | BBS | Steel | Burnished Brass Steel | D:15" H:7.625" |  |  | 2 Medium A19 9.5w |  | 2 | Yes | [14 empty] | 0 | [12 empty] | 179.5 | 359 | 538.5 | L:15'' W:15'' H:21'' |  |  | 15 | 15 | 21 | [34 empty] | D:8'' H:1'' Round | 72 | Black |  | In-Line On-Off Switch | Plug In | 0 | 0 | 0 | 0 | 0 | 0 | 0 | 0 | 0 | 0 | 0 | 014817604245 | 25.25 | 19.75 | 11 | 10.5 | 3.175 | 250 | Yes | [9 empty] | cETL Dry | WHARE TBL BBS | 2 - Light Table Lamp |  | ET1292BBS1.jpg | ET1292BBS1.jpg
ET1292PN1 | 2 - Light Table Lamp |  | PORTABLE | Whare | Portable Lamps | Polished Nickel | PN | Steel | Polished Nickel Steel | D:15" H:7.625" |  |  | 2 Medium A19 9.5w |  | 2 | Yes | [14 empty] | 0 | [12 empty] | 179.5 | 359 | 538.5 | L:15'' W:15'' H:21'' |  |  | 15 | 15 | 21 | [34 empty] | D:8'' H:1'' Round | 72 | Black |  | In-Line On-Off Switch | Plug In | 0 | 0 | 0 | 0 | 0 | 0 | 0 | 0 | 0 | 0 | 0 | 014817604252 | 25.25 | 19.75 | 11 | 10.5 | 3.175 | 250 | Yes | [9 empty] | cETL Dry | WHARE TBL PN | 2 - Light Table Lamp |  | ET1292PN1.jpg | ET1292PN1.jpg
ET1341BBS1 | 1 - Light Floor Lamp |  | PORTABLE | Dean | Portable Lamps | Burnished Brass | BBS | Steel | White Linen Fabric | D:16" H:9" |  |  | 1 Medium A19 9.5w |  | 1 | Yes | [14 empty] | 0 | [12 empty] | 249.5 | 499 | 748.5 | L:20'' W:16'' H:64'' |  |  | 20 | 16 | 64 | [34 empty] | D:12'' H:1 1/2'' Round | 96 | Black |  | Floor Switch | Plug In | 0 | 0 | 0 | 0 | 0 | 0 | 0 | 0 | 0 | 0 | 0 | 014817604306 | 25.25 | 19.75 | 11 | 10.5 | 3.175 | 250 | Yes | [9 empty] | cETL Dry | DEAN FLR BBS | 1 - Light Floor Lamp |  | ET1341BBS1.jpg | ET1341BBS1.jpg
ET1341PN1 | 1 - Light Floor Lamp |  | PORTABLE | Dean | Portable Lamps | Polished Nickel | PN | Steel | White Linen Fabric | D:16" H:9" |  |  | 1 Medium A19 9.5w |  | 1 | Yes | [14 empty] | 0 | [12 empty] | 249.5 | 499 | 748.5 | L:20'' W:16'' H:64'' |  |  | 20 | 16 | 64 | [34 empty] | D:12'' H:1 1/2'' Round | 96 | Black |  | Floor Switch | Plug In | 0 | 0 | 0 | 0 | 0 | 0 | 0 | 0 | 0 | 0 | 0 | 014817604313 | 25.25 | 19.75 | 11 | 10.5 | 3.175 | 250 | Yes | [9 empty] | cETL Dry | DEAN FLR PN | 1 - Light Floor Lamp |  | ET1341PN1.jpg | ET1341PN1.jpg
ET1351BBS1 | 1 - Light Floor Lamp |  | PORTABLE | Jamie | Portable Lamps | Midnight Black / Burnished Brass | MBK / BBS | Steel | Midnight Black Steel | D:9" H:12.5" | D:3" |  | 1 Medium A19 9.5w |  | 1 | Yes | [14 empty] | 0 | [12 empty] | 249.5 | 499 | 748.5 | L:14 5/8'' W:12'' H:61'' |  |  | 14.625 | 12 | 61 | [34 empty] | D:12'' H:1 1/2'' Round | 96 | Black |  | Floor Switch | Plug In | 0 | 0 | 0 | 0 | 0 | 0 | 0 | 0 | 0 | 0 | 0 | 014817605747 | 25.25 | 19.75 | 11 | 10.5 | 3.175 | 250 | Yes | [9 empty] | cETL Dry | JAMIE FLR BBS MBK | 1 - Light Floor Lamp |  | ET1351BBS1.jpg | ET1351BBS1.jpg
ET1351PN1 | 1 - Light Floor Lamp |  | PORTABLE | Jamie | Portable Lamps | Midnight Black / Polished Nickel | MBK / PN | Steel | Midnight Black Steel | D:9" H:12.5" | D:3" |  | 1 Medium A19 9.5w |  | 1 | Yes | [14 empty] | 0 | [12 empty] | 249.5 | 499 | 748.5 | L:14 5/8'' W:12'' H:61'' |  |  | 14.625 | 12 | 61 | [34 empty] | D:12'' H:1 1/2'' Round | 96 | Black |  | Floor Switch | Plug In | 0 | 0 | 0 | 0 | 0 | 0 | 0 | 0 | 0 | 0 | 0 | 014817605754 | 25.25 | 19.75 | 11 | 10.5 | 3.175 | 250 | Yes | [9 empty] | cETL Dry | JAMIE FLR PN MBK | 1 - Light Floor Lamp |  | ET1351PN1.jpg | ET1351PN1.jpg
ET1361BBS1 | 1 - Light Floor Lamp |  | PORTABLE | Lune | Portable Lamps | Burnished Brass | BBS | Steel |  |  |  |  | 1 Medium A19 9.5w |  | 1 | Yes | [14 empty] | 0 | [12 empty] | 249.5 | 499 | 748.5 | L:12'' W:12'' H:66'' |  |  | 12 | 12 | 66 | [34 empty] | D:6 1/2'' H:13'' Round | 96 | Black |  | Floor Switch | Plug In | 0 | 0 | 0 | 0 | 0 | 0 | 0 | 0 | 0 | 0 | 0 | 014817605761 | 25.25 | 19.75 | 11 | 10.5 | 3.175 | 250 | Yes | [9 empty] | cETL Dry | LUNE FLR BBS | 1 - Light Floor Lamp |  | ET1361BBS1.jpg | ET1361BBS1.jpg
ET1361PN1 | 1 - Light Floor Lamp |  | PORTABLE | Lune | Portable Lamps | Polished Nickel | PN | Steel |  |  |  |  | 1 Medium A19 9.5w |  | 1 | Yes | [14 empty] | 0 | [12 empty] | 249.5 | 499 | 748.5 | L:12'' W:12'' H:66'' |  |  | 12 | 12 | 66 | [34 empty] | D:6 1/2'' H:13'' Round | 96 | Black |  | Floor Switch | Plug In | 0 | 0 | 0 | 0 | 0 | 0 | 0 | 0 | 0 | 0 | 0 | 014817605778 | 25.25 | 19.75 | 11 | 10.5 | 3.175 | 250 | Yes | [9 empty] | cETL Dry | LUNE FLR PN | 1 - Light Floor Lamp |  | ET1361PN1.jpg | ET1361PN1.jpg
EW1001BBS | 1 - Light Wall Sconce | Brianna's graceful, seamless curvature and elongated tubular arms lend fluidity and modern appeal to this classic minimalist silhouette. Available in rich, gilded Burnished Brass and the more contemporary Polished Nickel finish. Brianna wall sconces include cylindrical shades in fresh White Linen. | WALL SCONCE | Brianna | Wall / Bath Lighting | Burnished Brass | BBS | Steel | White Linen Linen | D:4" H:6" |  |  | 1 Candelabra Torpedo 60w |  | 1 | No | [14 empty] | 0 | [12 empty] | 46.98 | 93.96 | 140.94 | W:4'' H:14 1/8'' E:5 5/8'' | 1.22 |  |  | 4 | 14.125 | Wall / Bath |  |  |  |  | 5.625 | [25 empty] | DP:7/8'' W:3'' H:5'' OB UP:11 5/8'' Rectangular |  |  |  | 8 | Black/White |  |  | Hardwired | 0 | 0 | 0 | 0 | 0 | 0 | 0 | 0 | 0 | 0 | 0 | 014817588521 | 15.375 | 8.25 | 7.25 | 2 | 0.532 | 250 | Yes | [9 empty] | cETL Damp | BRIANNA 1L SCONCE BBS | 1 - Light Wall Sconce |  | EW1001BBS_ALT.jpg | EW1001BBS.jpg
EW1001PN | 1 - Light Wall Sconce | Brianna's graceful, seamless curvature and elongated tubular arms lend fluidity and modern appeal to this classic minimalist silhouette. Available in rich, gilded Burnished Brass and the more contemporary Polished Nickel finish. Brianna wall sconces include cylindrical shades in fresh White Linen. | WALL SCONCE | Brianna | Wall / Bath Lighting | Polished Nickel | PN | Steel | White Linen Linen | D:4" H:6" |  |  | 1 Candelabra Torpedo 60w |  | 1 | No | [14 empty] | 0 | [12 empty] | 46.98 | 93.96 | 140.94 | W:4'' H:14 1/8'' E:5 5/8'' | 1.22 |  |  | 4 | 14.125 | Wall / Bath |  |  |  |  | 5.625 | [25 empty] | DP:7/8'' W:3'' H:5'' OB UP:11 5/8'' Rectangular |  |  |  | 8 | Black/White |  |  | Hardwired | 0 | 0 | 0 | 0 | 0 | 0 | 0 | 0 | 0 | 0 | 0 | 014817588538 | 15.5 | 8.25 | 7 | 2 | 0.518 | 250 | Yes | [9 empty] | cETL Damp | BRIANNA 1L SCONCE PN | 1 - Light Wall Sconce |  | EW1001PN_ALT.jpg | EW1001PN.jpg
EW1002BBS | 2 - Light Wall Sconce | Brianna's graceful, seamless curvature and elongated tubular arms lend fluidity and modern appeal to this classic minimalist silhouette. Available in rich, gilded Burnished Brass and the more contemporary Polished Nickel finish. Brianna wall sconces include cylindrical shades in fresh White Linen. | WALL SCONCE | Brianna | Wall / Bath Lighting | Burnished Brass | BBS | Steel | White Linen Linen | D:4" H:6" |  |  | 2 Candelabra Torpedo 60w |  | 2 | No | [14 empty] | 0 | [12 empty] | 74.98 | 149.96 | 224.94 | W:11 3/8'' H:14 1/8'' E:6 1/2'' | 2.65 |  |  | 11.375 | 14.125 | Wall / Bath |  |  |  |  | 6.5 | [25 empty] | DP:7/8'' W:4 1/2'' H:6 7/8'' OB UP:10 5/8'' Rectangular |  |  |  | 8 | Black/White |  |  | Hardwired | 0 | 0 | 0 | 0 | 0 | 0 | 0 | 0 | 0 | 0 | 0 | 014817588545 | 15 | 11.375 | 9.75 | 4.6 | 0.963 | 175 | Yes | [9 empty] | cETL Damp | BRIANNA 2L SCONCE BBS | 2 - Light Wall Sconce |  | EW1002BBS_ALT.jpg | EW1002BBS.jpg
EW1002PN | 2 - Light Wall Sconce | Brianna's graceful, seamless curvature and elongated tubular arms lend fluidity and modern appeal to this classic minimalist silhouette. Available in rich, gilded Burnished Brass and the more contemporary Polished Nickel finish. Brianna wall sconces include cylindrical shades in fresh White Linen. | WALL SCONCE | Brianna | Wall / Bath Lighting | Polished Nickel | PN | Steel | White Linen Linen | D:4" H:6" |  |  | 2 Candelabra Torpedo 60w |  | 2 | No | [14 empty] | 0 | [12 empty] | 74.98 | 149.96 | 224.94 | W:11 3/8'' H:14 1/8'' E:6 1/2'' | 2.65 |  |  | 11.375 | 14.125 | Wall / Bath |  |  |  |  | 6.5 | [25 empty] | DP:7/8'' W:4 1/2'' H:6 7/8'' OB UP:10 5/8'' Rectangular |  |  |  | 8 | Black/White |  |  | Hardwired | 0 | 0 | 0 | 0 | 0 | 0 | 0 | 0 | 0 | 0 | 0 | 014817588552 | 15.25 | 11.25 | 9.5 | 4.4 | 0.943 | 175 | Yes | [9 empty] | cETL Damp | BRIANNA 2L SCONCE PN | 2 - Light Wall Sconce |  | EW1002PN_ALT.jpg | EW1002PN.jpg
EW1011AI | 1 - Light Wall Sconce | The Georgia Wall Sconce channels the natural beauty of flourishing leaves with perfect symmetry balanced by a circular backplate and a rectangular shade in fresh White Linen. Superior craftsmanship using a lost-cast wax technique results in a textured Aged Iron finish that resembles hand-forged iron. | WALL SCONCE | Georgia | Wall / Bath Lighting | Aged Iron | AI | Steel | White Linen Linen | L:11" W:6.5" H:8" | L:10" W:5.875" |  | 1 Medium A19 60w |  | 1 | No | [14 empty] | 0 | [12 empty] | 92.48 | 184.96 | 277.44 | W:11'' H:16 7/8'' E:6 1/2'' | 2.9 |  |  | 11 | 16.875 | Screw(s) |  |  |  |  | 6.5 | [25 empty] | D:4 5/8'' DP:3/4'' OB UP:12 1/2'' Round |  |  |  | 8 | Black/White |  |  | Hardwired | 0 | 0 | 0 | 0 | 0 | 0 | 0 | 0 | 0 | 0 | 0 | 014817588866 | 14.375 | 14.375 | 13.5 | 5.3 | 1.614 | 250 | Yes | [9 empty] | cETL Damp | GEORGIA 1L SCONCE AI | 1 - Light Wall Sconce |  | EW1011AI.jpg | EW1011AI.jpg
EW1021AI | 1 - Light Wall Sconce | The rustic Aged Iron finish of the Indo Collection is modernized by a timeless oval motif on its body and bold White Linen shade. Indo has a hand-crafted feel with a finish that is textured and tactile like real hand-forged ironwork. | WALL SCONCE | Indo | Wall / Bath Lighting | Aged Iron | AI | Steel | White Linen Linen | L:10.875" W:5.375" H:8" | L:10" W:4.875" |  | 1 Medium A19 60w |  | 1 | No | [14 empty] | 0 | [12 empty] | 86.98 | 173.96 | 260.94 | W:10 7/8'' H:14 3/4'' E:5 1/2'' | 1.8 |  |  | 10.875 | 14.75 | Screw(s) |  |  |  |  | 5.5 | [25 empty] | D:5'' DP:3/4'' OB UP:6 5/8'' Round |  |  |  | 8 | Black/White |  |  | Hardwired | 0 | 0 | 0 | 0 | 0 | 0 | 0 | 0 | 0 | 0 | 0 | 014817588880 | 16.25 | 13.5 | 10 | 3.9 | 1.27 | 250 | Yes | [9 empty] | cETL Damp | INDO 1L SCONCE AI | 1 - Light Wall Sconce |  | EW1021AI.jpg | EW1021AI.jpg
EW1031BBS | 1 - Light Wall Sconce | The modernist Apollo impresses with perfectly balanced White Opal Etched Glass globes that gently rest within a spherical Burnished Brass or Polished Nickel frame. Apollo's cosmic appeal and artistic mid-century design is sure to become the focal point of any space. | WALL SCONCE | Apollo | Wall / Bath Lighting | Burnished Brass | BBS | Steel | White Opal Etched Glass | D:6.3125" H:6.25" |  |  | 1 G9 T4 60w |  | 1 | No | [14 empty] | 0 | [12 empty] | 68.48 | 136.96 | 205.44 | W:7 1/8'' H:6 3/4'' E:8 1/4'' | 2.1 |  |  | 7.125 | 6.75 | Screw(s) |  |  |  |  | 8.25 | [25 empty] | D:5'' DP:7/8'' OB UP:3'' Rectangular |  |  |  | 8 | Black/White |  |  | Hardwired | 0 | 0 | 0 | 0 | 0 | 0 | 0 | 0 | 0 | 0 | 0 | 014817588682 | 14.125 | 11.75 | 10.5 | 4 | 1.008 | 175 | Yes | [9 empty] | cETL Damp | APOLLO 1L SCONCE BBS | 1 - Light Wall Sconce |  | EW1031BBS.jpg | EW1031BBS.jpg
EW1031PN | 1 - Light Wall Sconce | The modernist Apollo impresses with perfectly balanced White Opal Etched Glass globes that gently rest within a spherical Burnished Brass or Polished Nickel frame. Apollo's cosmic appeal and artistic mid-century design is sure to become the focal point of any space. | WALL SCONCE | Apollo | Wall / Bath Lighting | Polished Nickel | PN | Steel | White Opal Etched Glass | D:6.3125" H:6.25" |  |  | 1 G9 T4 60w |  | 1 | No | [14 empty] | 0 | [12 empty] | 68.48 | 136.96 | 205.44 | W:7 1/8'' H:6 3/4'' E:8 1/4'' | 2.1 |  |  | 7.125 | 6.75 | Screw(s) |  |  |  |  | 8.25 | [25 empty] | DP:7/8'' OB UP:5'' OB DOWN:3'' Round |  |  |  | 8 | Black/White |  |  | Hardwired | 0 | 0 | 0 | 0 | 0 | 0 | 0 | 0 | 0 | 0 | 0 | 014817588699 | 14.125 | 11.75 | 10.5 | 4.1 | 1.008 | 175 | Yes | [9 empty] | cETL Damp | APOLLO 1L SCONCE PN | 1 - Light Wall Sconce |  | EW1031PN.jpg | EW1031PN.jpg
EW1041BBS | 1 - Light Wall Sconce | Simon is a task-oriented wall sconce, with swivel functionality to shine light where you need it. A luxe two-tone finish of Midnight Black with Burnished Brass accents gives a modern update to this vintage-inspired silhouette. | WALL SCONCE | Simon | Wall / Bath Lighting | Burnished Brass / Burnished Brass | BBS / BBS | Steel | Burnished Brass Steel |  |  |  | 1 Medium A19 60w |  | 1 | No | [14 empty] | 0 |  |  |  |  | Clear Silver | [7 empty] | 99.98 | 199.96 | 299.94 | W:5 3/8'' H:17 1/4'' E:24 3/8'' | 2.9 |  |  | 5.375 | 17.25 | Wall / Bath |  |  |  |  | 24.375 | [25 empty] | DP:7/8'' W:4 7/8'' H:6 7/8'' OB UP:11 1/8'' Rectangular |  |  |  | 72 |  |  | On/Off Switch | Plug In | 0 | 0 | 0 | 0 | 0 | 0 | 0 | 0 | 0 | 0 | 0 | 014817597493 | 28 | 18.5 | 8.25 | 8.5 | 2.473 | 250 | Yes | [9 empty] | cETL Damp | SIMON 1L SCONCE BBS | 1 - Light Wall Sconce |  | EW1041BBS.jpg | EW1041BBS.jpg
EW1041MBK | 1 - Light Wall Sconce | Simon is a task-oriented wall sconce, with swivel functionality to shine light where you need it. A luxe two-tone finish of Midnight Black with Burnished Brass accents gives a modern update to this vintage-inspired silhouette. | WALL SCONCE | Simon | Wall / Bath Lighting | Midnight Black / Burnished Brass | MBK / BBS | Steel | Midnight Black Steel |  |  |  | 1 Medium A19 60w |  | 1 | No | [14 empty] | 0 |  |  |  |  | Black | [7 empty] | 99.98 | 199.96 | 299.94 | W:5 3/8'' H:17 1/4'' E:24 3/8'' | 2.9 |  |  | 5.375 | 17.25 | Wall / Bath |  |  |  |  | 24.375 | [25 empty] | DP:7/8'' W:4 7/8'' H:6 7/8'' OB UP:11 1/8'' Rectangular |  |  |  | 72 |  |  | On/Off Switch | Plug In | 0 | 0 | 0 | 0 | 0 | 0 | 0 | 0 | 0 | 0 | 0 | 014817588651 | 28.125 | 18.25 | 8.5 | 7.3 | 2.525 | 250 | Yes | [9 empty] | cETL Damp | SIMON 1L SCONCE MBK | 1 - Light Wall Sconce |  | EW1041MBK.jpg | EW1041MBK.jpg
EW1041MWT | 1 - Light Wall Sconce | Simon is a task-oriented wall sconce, with swivel functionality to shine light where you need it. A luxe two-tone finish of Midnight Black with Burnished Brass accents gives a modern update to this vintage-inspired silhouette. | WALL SCONCE | Simon | Wall / Bath Lighting | Matte White / Burnished Brass | MWT / BBS | Steel | Matte White Steel |  |  |  | 1 Medium A19 60w |  | 1 | No | [14 empty] | 0 |  |  |  |  | Clear Silver | [7 empty] | 99.98 | 199.96 | 299.94 | W:5 3/8'' H:17 1/4'' E:24 3/8'' | 2.9 |  |  | 5.375 | 17.25 | Wall / Bath |  |  |  |  | 24.375 | [25 empty] | DP:7/8'' W:4 7/8'' H:6 7/8'' OB UP:11 1/8'' Rectangular |  |  |  | 72 |  |  | On/Off Switch | Plug In | 0 | 0 | 0 | 0 | 0 | 0 | 0 | 0 | 0 | 0 | 0 | 014817597509 | 28 | 18.5 | 8.25 | 8.4 | 2.473 | 250 | Yes | [9 empty] | cETL Damp | SIMON 1L SCONCE MWT | 1 - Light Wall Sconce |  | EW1041MWT.jpg | EW1041MWT.jpg
EW1061MBK | 1 - Light Wall Sconce | Pairing a rich, two-tone finish with bold, geometric lines give Joan luxe appeal. Warm Burnished Brass joins with either Midnight Black or Matte White in a thoughtful juxtaposition of contrasting finishes on the 5-light chandeliers, the 1-light wall sconces and the 1-light table lamps. Each iconic, hourglass-inspired shade features small perforations towards its crown, allowing a soft glow to shine through, further articulating the distinctive details of this chic collection. | WALL SCONCE | Joan | Wall / Bath Lighting | Midnight Black / Burnished Brass | MBK / BBS | Steel | Midnight Black Steel |  |  |  | 1 Medium A19 75w |  | 1 | No | [14 empty] | 0 | [12 empty] | 71.48 | 142.96 | 214.44 | W:6 1/4'' H:10 3/4'' E:12'' | 2 |  |  | 6.25 | 10.75 | Screw(s) |  |  |  |  | 12 | [25 empty] | DP:3/4'' W:3'' H:4 3/4'' OB UP:5 3/4'' Rectangular |  |  |  | 8 | Black/White |  |  | Hardwired | 0 | 0 | 0 | 0 | 0 | 0 | 0 | 0 | 0 | 0 | 0 | 014817593747 | 15.25 | 14 | 9.5 | 4.2 | 1.174 | 250 | Yes | [9 empty] | cETL Damp | JOAN 1L SCONCE MBK | 1 - Light Wall Sconce |  | EW1061MBK.jpg | EW1061MBK.jpg
EW1061MWT | 1 - Light Wall Sconce | Pairing a rich, two-tone finish with bold, geometric lines give Joan luxe appeal. Warm Burnished Brass joins with either Midnight Black or Matte White in a thoughtful juxtaposition of contrasting finishes on the 5-light chandeliers, the 1-light wall sconces and the 1-light table lamps. Each iconic, hourglass-inspired shade features small perforations towards its crown, allowing a soft glow to shine through, further articulating the distinctive details of this chic collection. | WALL SCONCE | Joan | Wall / Bath Lighting | Matte White / Burnished Brass | MWT / BBS | Steel | Matte White Steel | D:6.25" H:10.75" |  |  | 1 Medium A19 75w |  | 1 | No | [14 empty] | 0 | [12 empty] | 71.48 | 142.96 | 214.44 | W:6 1/4'' H:10 3/4'' E:12'' | 2 |  |  | 6.25 | 10.75 | Screw(s) |  |  |  |  | 12 | [25 empty] | DP:3/4'' W:3'' H:4 3/4'' OB UP:5 3/4'' Rectangular |  |  |  | 8 | Black/White |  |  | Hardwired | 0 | 0 | 0 | 0 | 0 | 0 | 0 | 0 | 0 | 0 | 0 | 014817593754 | 15 | 13.78 | 9.5 | 4.2 | 1.136 | 250 | Yes | [9 empty] | cETL Damp | JOAN 1L SCONCE MWT | 1 - Light Wall Sconce |  | EW1061MWT.jpg | EW1061MWT.jpg
EW1071MBK | 1 - Light Wall Sconce | The retro-inspired Jane collection features a luxe two-tone finish of Burnished Brass with Midnight Black or Matte White accents. Adjustable shades on Jane chandeliers enable illumination that perfectly suits your space. Elongated arms and soft curves add dimension and drama to each fixture. | WALL SCONCE | Jane | Wall / Bath Lighting | Midnight Black / Burnished Brass | MBK / BBS | Steel | Midnight Black Steel | L:9" W:7" H:3.5" |  |  | 1 Candelabra G16-1/2 60w |  | 1 | No | [14 empty] | 0 | [12 empty] | 94.48 | 188.96 | 283.44 | W:7'' H:13 1/2'' E:24 1/8'' | 2.6 |  |  | 7 | 13.5 | Screw(s) |  |  |  |  | 24.125 | [25 empty] | D:4 3/4'' DP:3/4'' OB UP:2 3/8'' Round |  |  |  | 8 | Black/White |  |  | Hardwired | 0 | 0 | 0 | 0 | 0 | 0 | 0 | 0 | 0 | 0 | 0 | 014817593785 | 27.25 | 17.18 | 10.18 | 4.8 | 2.758 | 300 | Yes | [9 empty] | cETL Dry | JANE 1L SCONCE MBK | 1 - Light Wall Sconce |  | EW1071MBK.jpg | EW1071MBK.jpg
EW1071MWT | 1 - Light Wall Sconce | The retro-inspired Jane collection features a luxe two-tone finish of Burnished Brass with Midnight Black or Matte White accents. Adjustable shades on Jane chandeliers enable illumination that perfectly suits your space. Elongated arms and soft curves add dimension and drama to each fixture. | WALL SCONCE | Jane | Wall / Bath Lighting | Matte White / Burnished Brass | MWT / BBS | Steel | Matte White Steel | L:9" W:7" H:3.5" |  |  | 1 Candelabra G16-1/2 60w |  | 1 | No | [14 empty] | 0 | [12 empty] | 94.48 | 188.96 | 283.44 | W:7'' H:13 1/2'' E:24 1/8'' | 2.6 |  |  | 7 | 13.5 | Screw(s) |  |  |  |  | 24.125 | [25 empty] | D:4 3/4'' DP:3/4'' OB UP:2 3/8'' Round |  |  |  | 8 | Black/White |  |  | Hardwired | 0 | 0 | 0 | 0 | 0 | 0 | 0 | 0 | 0 | 0 | 0 | 014817593792 | 27.25 | 17.18 | 10.18 | 4.8 | 2.758 | 300 | Yes | [9 empty] | cETL Dry | JANE 1L SCONCE MWT | 1 - Light Wall Sconce |  | EW1071MWT.jpg | EW1071MWT.jpg
EW1072MBK | 2 - Light Wall Sconce | The retro-inspired Jane collection features a luxe two-tone finish of Burnished Brass with Midnight Black or Matte White accents. Adjustable shades on Jane chandeliers enable illumination that perfectly suits your space. Elongated arms and soft curves add dimension and drama to each fixture. | WALL SCONCE | Jane | Wall / Bath Lighting | Midnight Black / Burnished Brass | MBK / BBS | Steel | Midnight Black Steel | L:9" W:7" H:3.5" |  |  | 2 Candelabra G16-1/2 60w |  | 2 | No | [14 empty] | 0 | [12 empty] | 213.48 | 426.96 | 640.44 | W:7'' H:23 3/8'' E:42'' | 5.1 |  |  | 7 | 23.375 | Screw(s) |  |  |  |  | 42 | [25 empty] | D:4 3/4'' DP:3/4'' OB UP:12 3/8'' Round |  |  |  | 8 | Black/White |  |  | Hardwired | 0 | 0 | 0 | 0 | 0 | 0 | 0 | 0 | 0 | 0 | 0 | 014817593808 | 45 | 29 | 5.5 | 8.8 | 4.154 | 250 | Yes | [9 empty] | cETL Dry | JANE 2L SCONCE MBK | 2 - Light Wall Sconce |  | EW1072MBK.jpg | EW1072MBK.jpg
EW1072MWT | 2 - Light Wall Sconce | The retro-inspired Jane collection features a luxe two-tone finish of Burnished Brass with Midnight Black or Matte White accents. Adjustable shades on Jane chandeliers enable illumination that perfectly suits your space. Elongated arms and soft curves add dimension and drama to each fixture. | WALL SCONCE | Jane | Wall / Bath Lighting | Matte White / Burnished Brass | MWT / BBS | Steel | Matte White Steel | L:9" W:7" H:3.5" |  |  | 2 Candelabra G16-1/2 60w |  | 2 | No | [14 empty] | 0 | [12 empty] | 213.48 | 426.96 | 640.44 | W:7'' H:23 3/8'' E:42'' | 5.1 |  |  | 7 | 23.375 | Screw(s) |  |  |  |  | 42 | [25 empty] | D:4 3/4'' DP:3/4'' OB UP:12 3/8'' Round |  |  |  | 8 | Black/White |  |  | Hardwired | 0 | 0 | 0 | 0 | 0 | 0 | 0 | 0 | 0 | 0 | 0 | 014817593815 | 45.5 | 26.5 | 10 | 10.1 | 6.978 | 300 | Yes | [9 empty] | cETL Dry | JANE 2L SCONCE MWT | 2 - Light Wall Sconce |  | EW1072MWT.jpg | EW1072MWT.jpg
EW1082MBK | 2 - Light Wall Sconce |  | WALL SCONCE | Hopton | Wall / Bath Lighting | Midnight Black | MBK | Steel |  |  |  |  | 2 Candelabra Torpedo 60w |  | 2 | No | [14 empty] | 0 | [12 empty] | 89.5 | 179 | 268.5 | W:10 3/4'' H:18 7/8'' E:6 3/8'' |  |  |  | 10.75 | 18.875 | Wall / Bath |  |  |  |  | 6.375 | [25 empty] | DP:3/4'' W:4 3/4'' H:7'' OB UP:15 3/8'' Rectangular |  |  |  | 8 | Black/White |  |  | Hardwired | 0 | 0 | 0 | 0 | 0 | 0 | 0 | 0 | 0 | 0 | 0 | 014817604016 | 15 | 11.375 | 9.75 | 4.6 | 0.963 | 175 | Yes | [9 empty] | cETL Damp | HOPTON 2L LEFT WALL MBK | 2 - Light Wall Sconce |  | EW1082MBK.jpg | EW1082MBK.jpg
EW1082PN | 2 - Light Wall Sconce |  | WALL SCONCE | Hopton | Wall / Bath Lighting | Polished Nickel | PN | Steel |  |  |  |  | 2 Candelabra Torpedo 60w |  | 2 | No | [14 empty] | 0 | [12 empty] | 89.5 | 179 | 268.5 | W:10 3/4'' H:18 7/8'' E:6 3/8'' |  |  |  | 10.75 | 18.875 | Wall / Bath |  |  |  |  | 6.375 | [25 empty] | DP:3/4'' W:4 3/4'' H:7'' OB UP:15 3/8'' Rectangular |  |  |  | 8 | Black/White |  |  | Hardwired | 0 | 0 | 0 | 0 | 0 | 0 | 0 | 0 | 0 | 0 | 0 | 014817604009 | 15 | 11.375 | 9.75 | 4.6 | 0.963 | 175 | Yes | [9 empty] | cETL Damp | HOPTON 2L LEFT WALL PN | 2 - Light Wall Sconce |  | EW1082PN.jpg | EW1082PN.jpg
EW1092MBK | 2 - Light Wall Sconce |  | WALL SCONCE | Hopton | Wall / Bath Lighting | Midnight Black | MBK | Steel |  |  |  |  | 2 Candelabra Torpedo 60w |  | 2 | No | [14 empty] | 0 | [12 empty] | 89.5 | 179 | 268.5 | W:10 3/4'' H:18 7/8'' E:6 3/8'' |  |  |  | 10.75 | 18.875 | Wall / Bath |  |  |  |  | 6.375 | [25 empty] | DP:3/4'' W:4 3/4'' H:7'' OB UP:15 3/8'' Rectangular |  |  |  | 8 | Black/White |  |  | Hardwired | 0 | 0 | 0 | 0 | 0 | 0 | 0 | 0 | 0 | 0 | 0 | 014817604030 | 15 | 11.375 | 9.75 | 4.6 | 0.963 | 175 | Yes | [9 empty] | cETL Damp | HOPTON 2L RIGHT WALL MBK | 2 - Light Wall Sconce |  | EW1092MBK.jpg | EW1092MBK.jpg
EW1092PN | 2 - Light Wall Sconce |  | WALL SCONCE | Hopton | Wall / Bath Lighting | Polished Nickel | PN | Steel |  |  |  |  | 2 Candelabra Torpedo 60w |  | 2 | No | [14 empty] | 0 | [12 empty] | 89.5 | 179 | 268.5 | W:10 3/4'' H:18 7/8'' E:6 3/8'' |  |  |  | 10.75 | 18.875 | Wall / Bath |  |  |  |  | 6.375 | [25 empty] | DP:3/4'' W:4 3/4'' H:7'' OB UP:15 3/8'' Rectangular |  |  |  | 8 | Black/White |  |  | Hardwired | 0 | 0 | 0 | 0 | 0 | 0 | 0 | 0 | 0 | 0 | 0 | 014817604023 | 15 | 11.375 | 9.75 | 4.6 | 0.963 | 175 | Yes | [9 empty] | cETL Damp | HOPTON 2L RIGHT WALL PN | 2 - Light Wall Sconce |  | EW1092PN.jpg | EW1092PN.jpg
EW1101MBKBBS | 1 - Light Wall Sconce |  | WALL SCONCE | Piro | Wall / Bath Lighting | Burnished Brass | BBS | Steel |  |  |  |  | 1 Candelabra G16-1/2 60w |  | 1 | No | [14 empty] | 0 | [12 empty] | 64.5 | 129 | 193.5 | W:4 7/8'' H:22 1/2'' E:4 3/4'' | 1.3 |  |  | 4.875 | 22.5 | Wall / Bath |  |  |  |  | 4.75 | [25 empty] | DP:1 3/8'' W:4 7/8'' H:4 7/8'' OB UP:11'' Round |  |  |  | 8 | Black/White |  |  | Hardwired | 0 | 0 | 0 | 0 | 0 | 0 | 0 | 0 | 0 | 0 | 0 | 014817604092 | 15.5 | 8.25 | 7 | 2 | 0.518 | 250 | Yes | [9 empty] | cETL Damp | PIRO 1L SCONCE BBS MBK | 1 - Light Wall Sconce |  | EW1101MBKBBS.jpg | EW1101MBKBBS.jpg
EW1151BBS | 1 - Light Wall Sconce |  | WALL SCONCE | Whare | Wall / Bath Lighting | Burnished Brass | BBS | Steel |  |  |  |  | 1 Medium A19 60w |  | 1 | No | [14 empty] | 0 | [12 empty] | 69.5 | 139 | 208.5 | W:6 1/4'' H:10 1/2'' E:9 3/4'' |  |  |  | 6.25 | 10.5 | Wall / Bath |  |  |  |  | 9.75 | [25 empty] | DP:5/8'' W:5'' H:8 1/4'' OB UP:6 3/8'' Rectangular |  |  |  | 8 | Black/White |  |  | Hardwired | 0 | 0 | 0 | 0 | 0 | 0 | 0 | 0 | 0 | 0 | 0 | 014817604221 | 15.375 | 8.25 | 7.25 | 2 | 0.532 | 250 | Yes | [9 empty] | cETL Damp | WHARE SCONCE BBS | 1 - Light Wall Sconce |  | EW1151BBS.jpg | EW1151BBS.jpg
EW1151PN | 1 - Light Wall Sconce |  | WALL SCONCE | Whare | Wall / Bath Lighting | Polished Nickel | PN | Steel |  |  |  |  | 1 Medium A19 60w |  | 1 | No | [14 empty] | 0 | [12 empty] | 69.5 | 139 | 208.5 | W:6 1/4'' H:10 1/2'' E:9 3/4'' |  |  |  | 6.25 | 10.5 | Wall / Bath |  |  |  |  | 9.75 | [25 empty] | DP:5/8'' W:5'' H:8 1/4'' OB UP:6 3/8'' Rectangular |  |  |  | 8 | Black/White |  |  | Hardwired | 0 | 0 | 0 | 0 | 0 | 0 | 0 | 0 | 0 | 0 | 0 | 014817604238 | 15.375 | 8.25 | 7.25 | 2 | 0.532 | 250 | Yes | [9 empty] | cETL Damp | WHARE SCONCE PN | 1 - Light Wall Sconce |  | EW1151PN.jpg | EW1151PN.jpg

## Kelly Wearstler
Item Number | Name | Collection Description | Class | Collection | Category | Finish | finish Code | Material | Glass/ Shade | Glass / Shade Size | GlassTop / ShadeTop Size | Diffuser | Bulb # 1 | Bulb # 2 | Total Bulbs | Bulbs Included | Bulb Lumens | Bulb Temperature | Bulb CRI | Bulb Watts | Bulb Volts | Bulb Base | Bulb Type | Bulb Beam Spread | Bulb Dimming Range Min | Bulb Dimming Range Max | Bulb Light Source Name | Bulb Watts Consumed | Bulb Watts Rated | Bulb Rated Life | Bulb Spot Type | Efficacy | L70 | Color Binning | Bug Rating | Cord Color | Transformer Mount | Output Type | Housing Type | Wet Listing | Max Tilt | Max Rotation | Max Ceiling Slope | 2/1/ 2020 DN Price | UMAP | MSRP | Dimensions | Weight | Diameter | Length | Width | Height | Mounting Procedure | Height (Downlight) | Height Semi-flush | Height Overall | Adjustable Height | Extends | Style | Light Kit Incl | Compatible Light Kits | Remote Incl | # of Blades | Blade Pitch | Blade Finish 1 | Blade Finish 2 | Motor Size | Fan Diameter | Capacitor Value | CFM (High) | Watts (High) | CFM/Watt (High) | CFM (Med) | Watts (Med) | CFM/Watt (Med) | CFM (Low) | Watts (Low) | CFM/Watt (Low) | Max Blade to Ceiling Height | Min Blade to Ceiling Height | Motor Type | Remote Control Type | Canopy | Backplate | Post | Mounting Plate | Base | Wire/Cord Length | Wire/Cord Color | Chain Length | Switch | Connection | ADA | Mount Up/Down | Fluorescent | Energy Star | T-24 | Photocell | LED | LED Convertible | Pre-laced Chain | Adjustable Arms | Mount Wall/Ceiling | UPC | IP Length | IP Width | IP Height | IP Weight | IP Cube | IP Frt. Class | IP UPSable | Pack Quantity | MP UPC | MP Length | MP Width | MP Height | MP Weight | MP Cube | MP UPSable | UL Listing | cUL Listing | PCS Name | Catalog Name | Engineering Notes | Web Image Name | Line Art
KC1008BBS | 8 - Light Linear Chandelier | Nodes task, ceiling and wall lighting is minimal yet bold, highlighting Kelly's distinctive juxtaposition of mixed-materiality and curvilinear form. Light radiates from milk glass globes set against metal discs. All fixtures can be used or without the discs. The cast canopy is available in Burnished Brass or Midnight Black. Hanging fixtures within this family feature black fabric cords, while pivot sconces can be cord and plug or hard wire. | CHANDELIERS | Nodes | Chandeliers | Burnished Brass | BBS | Steel |  |  |  | Milk White Steel / Glass | 8 G9 T4 60w |  | 8 | No | [14 empty] | 0 | [12 empty] | 724.98 | 1449.96 | 2174.94 | L:53 1/8'' W:20 5/8'' H:25 1/2'' | 18.2 |  | 53.125 | 20.625 | 25.5 | Screw(s) |  |  |  | 28.125 - 70.125 | [25 empty] | DP:4 1/2'' W:27'' H:1'' Rectangular |  |  |  |  | 240 | Black |  |  | Hardwired | 0 | 0 | 0 | 0 | 0 | 0 | 0 | 0 | 0 | 0 | 0 | 014817593990 | 51 | 22.75 | 18.25 | 36.2 | 12.254 | 250 | Yes | [9 empty] | cETL Damp | NODES 8L CHANDELIER BBS | 8 - Light Linear Chandelier |  | KC1008BBS.jpg | KC1008BBS.jpg
KC1008MBK | 8 - Light Linear Chandelier | Nodes task, ceiling and wall lighting is minimal yet bold, highlighting Kelly's distinctive juxtaposition of mixed-materiality and curvilinear form. Light radiates from milk glass globes set against metal discs. All fixtures can be used or without the discs. The cast canopy is available in Burnished Brass or Midnight Black. Hanging fixtures within this family feature black fabric cords, while pivot sconces can be cord and plug or hard wire. | CHANDELIERS | Nodes | Chandeliers | Midnight Black | MBK | Steel |  |  |  | Milk White Steel / Glass | 8 G9 T4 60w |  | 8 | No | [14 empty] | 0 | [12 empty] | 724.98 | 1449.96 | 2174.94 | L:53 1/8'' W:20 5/8'' H:25 1/2'' | 18.2 |  | 53.125 | 20.625 | 25.5 | Screw(s) |  |  |  | 28.125 - 70.125 | [25 empty] | DP:4 1/2'' W:27'' H:1'' Rectangular |  |  |  |  | 240 | Black |  |  | Hardwired | 0 | 0 | 0 | 0 | 0 | 0 | 0 | 0 | 0 | 0 | 0 | 014817593983 | 51 | 22.75 | 18.25 | 36.2 | 12.254 | 250 | Yes | [9 empty] | cETL Damp | NODES 8L CHANDELIER MBK | 8 - Light Linear Chandelier |  | KC1008MBK.jpg | KC1008MBK.jpg
KC1012BBS | 2 - Light Linear Chandelier | Nodes task, ceiling and wall lighting is minimal yet bold, highlighting Kelly's distinctive juxtaposition of mixed-materiality and curvilinear form. Light radiates from milk glass globes set against metal discs. All fixtures can be used or without the discs. The cast canopy is available in Burnished Brass or Midnight Black. Hanging fixtures within this family feature black fabric cords, while pivot sconces can be cord and plug or hard wire. | CHANDELIERS | Nodes | Chandeliers | Burnished Brass | BBS | Steel |  |  |  | Milk White Steel / Glass | 2 G9 T4 60w |  | 2 | No | [14 empty] | 0 | [12 empty] | 249.98 | 499.96 | 749.94 | L:41 1/8'' W:8'' H:8'' O:181'' | 7.7 |  | 41.125 | 8 | 8 | Screw(s) |  |  | 181 | [26 empty] | DP:4 1/2'' W:16'' H:1'' Rectangular |  |  |  |  | 180 | Black |  |  | Hardwired | 0 | 0 | 0 | 0 | 0 | 0 | 0 | 0 | 0 | 0 | 0 | 014817594010 | 39.5 | 10.75 | 7.5 | 13.6 | 1.843 | 125 | Yes | [9 empty] | cETL Damp | NODES 2L CHANDELIER BBS | 2 - Light Linear Chandelier |  | KC1012BBS.jpg | KC1012BBS.jpg
KC1012MBK | 2 - Light Linear Chandelier | Nodes task, ceiling and wall lighting is minimal yet bold, highlighting Kelly's distinctive juxtaposition of mixed-materiality and curvilinear form. Light radiates from milk glass globes set against metal discs. All fixtures can be used or without the discs. The cast canopy is available in Burnished Brass or Midnight Black. Hanging fixtures within this family feature black fabric cords, while pivot sconces can be cord and plug or hard wire. | CHANDELIERS | Nodes | Chandeliers | Midnight Black | MBK | Steel |  |  |  | Milk White Steel / Glass | 2 G9 T4 60w |  | 2 | No | [14 empty] | 0 | [12 empty] | 249.98 | 499.96 | 749.94 | L:41 1/8'' W:8'' H:8'' O:181'' | 7.7 |  | 41.125 | 8 | 8 | Screw(s) |  |  | 181 | [26 empty] | DP:4 1/2'' W:16'' H:1'' Rectangular |  |  |  |  | 180 | Black |  |  | Hardwired | 0 | 0 | 0 | 0 | 0 | 0 | 0 | 0 | 0 | 0 | 0 | 014817594003 | 39.75 | 10.75 | 7.25 | 13.9 | 1.793 | 125 | Yes | [9 empty] | cETL Damp | NODES 2L CHANDELIER MBK | 2 - Light Linear Chandelier |  | KC1012MBK.jpg | KC1012MBK.jpg
KC1023AI | 3 - Light Linear Chandelier | The Nuance product family from Kelly for Generation Lighting features clean architectural metal detailing and the dynamic beauty of cast glass. The 1/4" thick clear glass stems from a suspended frame with an exposed fabric cord. The canopy comes in Polished Nickel or Aged Iron, the living finish. Whether for ceiling, floor or task lighting, Nuance brings a great, contemporary look to any space. With its unique silhouette, the floor lamp has the appeal of the classic hour glass. | CHANDELIERS | Nuance | Chandeliers | Aged Iron | AI | Steel |  |  |  | Clear Glass | 3 Medium T10 60w |  | 3 | No | [14 empty] | 0 | [12 empty] | 549.98 | 1099.96 | 1649.94 | L:45'' W:10 1/2'' H:19 7/8'' O:78 1/4'' | 29.1 |  | 45 | 10.5 | 19.875 | Screw(s) |  |  | 78.25 | [26 empty] | DP:7/8'' W:4 1/2'' H:22'' Rectangular |  |  |  |  | 180 | Black |  |  | Hardwired | 0 | 0 | 0 | 0 | 0 | 0 | 0 | 0 | 0 | 0 | 0 | 014817594188 | 48.75 | 22.25 | 10.5 | 39.2 | 6.591 | 175 | Yes | [9 empty] | cETL Damp | NUANCE 3L LNR CHND AI | 3 - Light Linear Chandelier |  | KC1023AI.jpg | KC1023AI.jpg
KC1023PN | 3 - Light Linear Chandelier | The Nuance product family from Kelly for Generation Lighting features clean architectural metal detailing and the dynamic beauty of cast glass. The 1/4" thick clear glass stems from a suspended frame with an exposed fabric cord. The canopy comes in Polished Nickel or Aged Iron, the living finish. Whether for ceiling, floor or task lighting, Nuance brings a great, contemporary look to any space. With its unique silhouette, the floor lamp has the appeal of the classic hour glass. | CHANDELIERS | Nuance | Chandeliers | Polished Nickel | PN | Steel |  |  |  | Clear Glass | 3 Medium T10 60w |  | 3 | No | [14 empty] | 0 | [12 empty] | 549.98 | 1099.96 | 1649.94 | L:45'' W:10 1/2'' H:19 7/8'' O:78 1/4'' | 29.1 |  | 45 | 10.5 | 19.875 | Screw(s) |  |  | 78.25 | [26 empty] | DP:7/8'' W:4 1/2'' H:22'' Rectangular |  |  |  |  | 180 | Black |  |  | Hardwired | 0 | 0 | 0 | 0 | 0 | 0 | 0 | 0 | 0 | 0 | 0 | 014817594195 | 48.25 | 22.25 | 10.25 | 39 | 6.368 | 125 | Yes | [9 empty] | cETL Damp | NUANCE 3L LNR CHND PN | 3 - Light Linear Chandelier |  | KC1023PN.jpg | KC1023PN.jpg
KF1001BBS | 1 - Light Small Flush Mount | Nodes task, ceiling and wall lighting is minimal yet bold, highlighting Kelly's distinctive juxtaposition of mixed-materiality and curvilinear form. Light radiates from milk glass globes set against metal discs. All fixtures can be used or without the discs. The cast canopy is available in Burnished Brass or Midnight Black. Hanging fixtures within this family feature black fabric cords, while pivot sconces can be cord and plug or hard wire. | CEILING | Nodes | Ceiling Lights | Burnished Brass | BBS | Steel |  |  |  | Milk White Steel / Glass | 1 G9 T4 60w |  | 1 | No | [14 empty] | 0 | [12 empty] | 70.48 | 140.96 | 211.44 | D:8'' H:4 5/8'' | 1.9 | 8 |  |  | 4.625 | Screw(s) | [29 empty] | D:5 1/4'' H:1/8'' Round |  |  |  |  | 8 | Black/White |  |  | Hardwired | 0 | 0 | 0 | 0 | 0 | 0 | 0 | 0 | 0 | 0 | 0 | 014817594133 | 12.25 | 10 | 6.5 | 3.3 | 0.461 | 125 | Yes | [9 empty] | cETL Damp | NODES 1L SM FLUSH MT BBS | 1 - Light Small Flush Mount |  | KF1001BBS.jpg | KF1001BBS.jpg
KF1001MBK | 1 - Light Small Flush Mount | Nodes task, ceiling and wall lighting is minimal yet bold, highlighting Kelly's distinctive juxtaposition of mixed-materiality and curvilinear form. Light radiates from milk glass globes set against metal discs. All fixtures can be used or without the discs. The cast canopy is available in Burnished Brass or Midnight Black. Hanging fixtures within this family feature black fabric cords, while pivot sconces can be cord and plug or hard wire. | CEILING | Nodes | Ceiling Lights | Midnight Black | MBK | Steel |  |  |  | Milk White Steel / Glass | 1 G9 T4 60w |  | 1 | No | [14 empty] | 0 | [12 empty] | 70.48 | 140.96 | 211.44 | D:8'' H:4 5/8'' | 1.9 | 8 |  |  | 4.625 | Screw(s) | [29 empty] | D:5 1/4'' H:1/8'' Round |  |  |  |  | 8 | Black/White |  |  | Hardwired | 0 | 0 | 0 | 0 | 0 | 0 | 0 | 0 | 0 | 0 | 0 | 014817594126 | 12.58 | 9.5 | 6.75 | 3.3 | 0.467 | 125 | Yes | [9 empty] | cETL Damp | NODES 1L SM FLUSH MT MBK | 1 - Light Small Flush Mount |  | KF1001MBK.jpg | KF1001MBK.jpg
KF1011BBS | 1 - Light Medium Flush Mount | Nodes task, ceiling and wall lighting is minimal yet bold, highlighting Kelly's distinctive juxtaposition of mixed-materiality and curvilinear form. Light radiates from milk glass globes set against metal discs. All fixtures can be used or without the discs. The cast canopy is available in Burnished Brass or Midnight Black. Hanging fixtures within this family feature black fabric cords, while pivot sconces can be cord and plug or hard wire. | CEILING | Nodes | Ceiling Lights | Burnished Brass | BBS | Steel |  |  |  | Milk White Steel / Glass | 1 G9 T4 60w |  | 1 | No | [14 empty] | 0 | [12 empty] | 112.48 | 224.96 | 337.44 | D:14'' H:6 3/8'' | 3.8 | 14 |  |  | 6.375 | Screw(s) | [29 empty] | D:5 1/4'' H:1/8'' Round |  |  |  |  | 8 | Black/White |  |  | Hardwired | 0 | 0 | 0 | 0 | 0 | 0 | 0 | 0 | 0 | 0 | 0 | 014817594157 | 16.75 | 16.75 | 8 | 8.5 | 1.299 | 125 | Yes | [9 empty] | cETL Damp | NODES 1L MD FLUSH MT BBS | 1 - Light Medium Flush Mount |  | KF1011BBS.jpg | KF1011BBS.jpg
KF1011MBK | 1 - Light Medium Flush Mount | Nodes task, ceiling and wall lighting is minimal yet bold, highlighting Kelly's distinctive juxtaposition of mixed-materiality and curvilinear form. Light radiates from milk glass globes set against metal discs. All fixtures can be used or without the discs. The cast canopy is available in Burnished Brass or Midnight Black. Hanging fixtures within this family feature black fabric cords, while pivot sconces can be cord and plug or hard wire. | CEILING | Nodes | Ceiling Lights | Midnight Black | MBK | Steel |  |  |  | Milk White Steel / Glass | 1 G9 T4 60w |  | 1 | No | [14 empty] | 0 | [12 empty] | 112.48 | 224.96 | 337.44 | D:14'' H:6 3/8'' | 3.8 | 14 |  |  | 6.375 | Screw(s) | [29 empty] | D:5 1/4'' H:1/8'' Round |  |  |  |  | 8 | Black/White |  |  | Hardwired | 0 | 0 | 0 | 0 | 0 | 0 | 0 | 0 | 0 | 0 | 0 | 014817594140 | 16.75 | 16.5 | 7.75 | 8.4 | 1.24 | 125 | Yes | [9 empty] | cETL Damp | NODES 1L MD FLUSH MT MBK | 1 - Light Medium Flush Mount |  | KF1011MBK.jpg | KF1011MBK.jpg
KF1021BBS | 1 - Light Large Flush Mount | Nodes task, ceiling and wall lighting is minimal yet bold, highlighting Kelly's distinctive juxtaposition of mixed-materiality and curvilinear form. Light radiates from milk glass globes set against metal discs. All fixtures can be used or without the discs. The cast canopy is available in Burnished Brass or Midnight Black. Hanging fixtures within this family feature black fabric cords, while pivot sconces can be cord and plug or hard wire. | CEILING | Nodes | Ceiling Lights | Burnished Brass | BBS | Steel |  |  |  | Milk White Steel / Glass | 1 G9 T4 60w |  | 1 | No | [14 empty] | 0 | [12 empty] | 141.98 | 283.96 | 425.94 | D:17 1/2'' H:7 7/8'' | 5 | 17.5 |  |  | 7.875 | Screw(s) | [29 empty] | D:7 3/4'' H:1/8'' Round |  |  |  |  | 8 | Black/White |  |  | Hardwired | 0 | 0 | 0 | 0 | 0 | 0 | 0 | 0 | 0 | 0 | 0 | 014817594171 | 19.5 | 20.5 | 9.5 | 12.7 | 2.198 | 175 | Yes | [9 empty] | cETL Damp | NODES 1L LG FLUSH MT BBS | 1 - Light Large Flush Mount |  | KF1021BBS.jpg | KF1021BBS.jpg
KF1021MBK | 1 - Light Large Flush Mount | Nodes task, ceiling and wall lighting is minimal yet bold, highlighting Kelly's distinctive juxtaposition of mixed-materiality and curvilinear form. Light radiates from milk glass globes set against metal discs. All fixtures can be used or without the discs. The cast canopy is available in Burnished Brass or Midnight Black. Hanging fixtures within this family feature black fabric cords, while pivot sconces can be cord and plug or hard wire. | CEILING | Nodes | Ceiling Lights | Midnight Black | MBK | Steel |  |  |  | Milk White Steel / Glass | 1 G9 T4 60w |  | 1 | No | [14 empty] | 0 | [12 empty] | 141.98 | 283.96 | 425.94 | D:17 1/2'' H:7 7/8'' | 5 | 17.5 |  |  | 7.875 | Screw(s) | [29 empty] | D:7 3/4'' H:1/8'' Round |  |  |  |  | 8 | Black/White |  |  | Hardwired | 0 | 0 | 0 | 0 | 0 | 0 | 0 | 0 | 0 | 0 | 0 | 014817594164 | 20.25 | 20 | 9.25 | 12.8 | 2.168 | 175 | Yes | [9 empty] | cETL Damp | NODES 1L LG FLUSH MT MBK | 1 - Light Large Flush Mount |  | KF1021MBK.jpg | KF1021MBK.jpg
KF1034BBS | 4 - Light Flush Mount | Nodes task, ceiling and wall lighting is minimal yet bold, highlighting Kelly's distinctive juxtaposition of mixed-materiality and curvilinear form. Light radiates from milk glass globes set against metal discs. All fixtures can be used or without the discs. The cast canopy is available in Burnished Brass or Midnight Black. Hanging fixtures within this family feature black fabric cords, while pivot sconces can be cord and plug or hard wire. | CEILING | Nodes | Ceiling Lights | Burnished Brass | BBS | Steel |  |  |  | Milk White Steel / Glass | 4 G9 T4 60w |  | 4 | No | [14 empty] | 0 | [12 empty] | 149.98 | 299.96 | 449.94 | L:18'' W:18'' H:6'' | 5.2 |  | 18 | 18 | 6 | Screw(s) | [29 empty] | D:4 3/4'' H:3/4'' Round |  |  |  |  | 8 | Black/White |  |  | Hardwired | 0 | 0 | 0 | 0 | 0 | 0 | 0 | 0 | 0 | 0 | 0 | 014817595321 | 15.75 | 15.5 | 7.75 | 7.2 | 1.095 | 125 | Yes | [9 empty] | cETL Damp | NODES 4L FLUSH MT BBS | 4 - Light Flush Mount |  | KF1034BBS.jpg | KF1034BBS.jpg
KF1034MBK | 4 - Light Flush Mount | Nodes task, ceiling and wall lighting is minimal yet bold, highlighting Kelly's distinctive juxtaposition of mixed-materiality and curvilinear form. Light radiates from milk glass globes set against metal discs. All fixtures can be used or without the discs. The cast canopy is available in Burnished Brass or Midnight Black. Hanging fixtures within this family feature black fabric cords, while pivot sconces can be cord and plug or hard wire. | CEILING | Nodes | Ceiling Lights | Midnight Black | MBK | Steel |  |  |  | Milk White Steel / Glass | 4 G9 T4 60w |  | 4 | No | [14 empty] | 0 | [12 empty] | 149.98 | 299.96 | 449.94 | L:18'' W:18'' H:6'' | 5.2 |  | 18 | 18 | 6 | Screw(s) | [29 empty] | D:4 3/4'' H:3/4'' Round |  |  |  |  | 8 | Black/White |  |  | Hardwired | 0 | 0 | 0 | 0 | 0 | 0 | 0 | 0 | 0 | 0 | 0 | 014817595314 | 16 | 15.75 | 8 | 7.5 | 1.167 | 125 | Yes | [9 empty] | cETL Damp | NODES 4L FLUSH MT MBK | 4 - Light Flush Mount |  | KF1034MBK.jpg | KF1034MBK.jpg
KF1041AI | 1 - Light Extra Small Flush Mount | The Nuance product family from Kelly for Generation Lighting features clean architectural metal detailing and the dynamic beauty of cast glass. The 1/4" thick clear glass stems from a suspended frame with an exposed fabric cord. The canopy comes in Polished Nickel or Aged Iron, the living finish. Whether for ceiling, floor or task lighting, Nuance brings a great, contemporary look to any space. With its unique silhouette, the floor lamp has the appeal of the classic hour glass. | CEILING | Nuance | Ceiling Lights | Aged Iron | AI | Steel |  |  |  | Clear Glass | 1 Candelabra Torpedo 60w |  | 1 | No | [14 empty] | 0 | [12 empty] | 74.98 | 149.96 | 224.94 | D:7 1/2'' H:7 1/8'' | 4.2 | 7.5 |  |  | 7.125 | Screw(s) | [29 empty] | D:6 1/4'' H:5/8'' Round |  |  |  |  | 8 | Black/White |  |  | Hardwired | 0 | 0 | 0 | 0 | 0 | 0 | 0 | 0 | 0 | 0 | 0 | 014817594287 | 11.5 | 10 | 10 | 4.5 | 0.666 | 125 | Yes | [9 empty] | cETL Damp | NUANCE 1L XS FM AI | 1 - Light Extra Small Flush Mount |  | KF1041AI.jpg | KF1041AI.jpg
KF1041PN | 1 - Light Extra Small Flush Mount | The Nuance product family from Kelly for Generation Lighting features clean architectural metal detailing and the dynamic beauty of cast glass. The 1/4" thick clear glass stems from a suspended frame with an exposed fabric cord. The canopy comes in Polished Nickel or Aged Iron, the living finish. Whether for ceiling, floor or task lighting, Nuance brings a great, contemporary look to any space. With its unique silhouette, the floor lamp has the appeal of the classic hour glass. | CEILING | Nuance | Ceiling Lights | Polished Nickel | PN | Steel |  |  |  | Clear Glass | 1 Candelabra Torpedo 60w |  | 1 | No | [14 empty] | 0 | [12 empty] | 74.98 | 149.96 | 224.94 | D:7 1/2'' H:7 1/8'' | 4.2 | 7.5 |  |  | 7.125 | Screw(s) | [29 empty] | D:6 1/4'' H:5/8'' Round |  |  |  |  | 8 | Black/White |  |  | Hardwired | 0 | 0 | 0 | 0 | 0 | 0 | 0 | 0 | 0 | 0 | 0 | 014817594294 | 11.25 | 10 | 9.75 | 4.6 | 0.635 | 125 | Yes | [9 empty] | cETL Damp | NUANCE 1L XS FM PN | 1 - Light Extra Small Flush Mount |  | KF1041PN.jpg | KF1041PN.jpg
KF1051AI | 1 - Light Small Flush Mount | The Nuance product family from Kelly for Generation Lighting features clean architectural metal detailing and the dynamic beauty of cast glass. The 1/4" thick clear glass stems from a suspended frame with an exposed fabric cord. The canopy comes in Polished Nickel or Aged Iron, the living finish. Whether for ceiling, floor or task lighting, Nuance brings a great, contemporary look to any space. With its unique silhouette, the floor lamp has the appeal of the classic hour glass. | CEILING | Nuance | Ceiling Lights | Aged Iron | AI | Steel |  |  |  | Clear Glass | 1 Medium T10 60w |  | 1 | No | [14 empty] | 0 | [12 empty] | 118.48 | 236.96 | 355.44 | D:11 1/2'' H:10 1/8'' | 7.2 | 11.5 |  |  | 10.125 | Screw(s) | [29 empty] | D:9 1/4'' H:3/4'' Round |  |  |  |  | 8 | Black/White |  |  | Hardwired | 0 | 0 | 0 | 0 | 0 | 0 | 0 | 0 | 0 | 0 | 0 | 014817594300 | 15.38 | 13.75 | 12.75 | 9.2 | 1.56 | 175 | Yes | [9 empty] | cETL Damp | NUANCE 1L SM FM AI | 1 - Light Small Flush Mount |  | KF1051AI.jpg | KF1051AI.jpg
KF1051PN | 1 - Light Small Flush Mount | The Nuance product family from Kelly for Generation Lighting features clean architectural metal detailing and the dynamic beauty of cast glass. The 1/4" thick clear glass stems from a suspended frame with an exposed fabric cord. The canopy comes in Polished Nickel or Aged Iron, the living finish. Whether for ceiling, floor or task lighting, Nuance brings a great, contemporary look to any space. With its unique silhouette, the floor lamp has the appeal of the classic hour glass. | CEILING | Nuance | Ceiling Lights | Polished Nickel | PN | Steel |  |  |  | Clear Glass | 1 Medium T10 60w |  | 1 | No | [14 empty] | 0 | [12 empty] | 118.48 | 236.96 | 355.44 | D:11 1/2'' H:10 1/8'' | 7.2 | 11.5 |  |  | 10.125 | Screw(s) | [29 empty] | D:9 1/4'' H:3/4'' Round |  |  |  |  | 8 | Black/White |  |  | Hardwired | 0 | 0 | 0 | 0 | 0 | 0 | 0 | 0 | 0 | 0 | 0 | 014817594317 | 15 | 14 | 12.5 | 9.5 | 1.519 | 125 | Yes | [9 empty] | cETL Damp | NUANCE 1L SM FM PN | 1 - Light Small Flush Mount |  | KF1051PN.jpg | KF1051PN.jpg
KF1061AI | 1 - Light Large Flush Mount | The Nuance product family from Kelly for Generation Lighting features clean architectural metal detailing and the dynamic beauty of cast glass. The 1/4" thick clear glass stems from a suspended frame with an exposed fabric cord. The canopy comes in Polished Nickel or Aged Iron, the living finish. Whether for ceiling, floor or task lighting, Nuance brings a great, contemporary look to any space. With its unique silhouette, the floor lamp has the appeal of the classic hour glass. | CEILING | Nuance | Ceiling Lights | Aged Iron | AI | Steel |  |  |  | Clear Glass | 1 Medium T10 60w |  | 1 | No | [14 empty] | 0 | [12 empty] | 274.98 | 549.96 | 824.94 | D:18'' H:10 1/8'' | 17 | 18 |  |  | 10.125 | Screw(s) | [29 empty] | D:15 1/4'' H:3/4'' Round |  |  |  |  | 8 | Black/White |  |  | Hardwired | 0 | 0 | 0 | 0 | 0 | 0 | 0 | 0 | 0 | 0 | 0 | 014817594324 | 20.25 | 20.18 | 15.58 | 21.3 | 3.684 | 175 | Yes | [9 empty] | cETL Damp | NUANCE 1L LG FM AI | 1 - Light Large Flush Mount |  | KF1061AI.jpg | KF1061AI.jpg
KF1061PN | 1 - Light Large Flush Mount | The Nuance product family from Kelly for Generation Lighting features clean architectural metal detailing and the dynamic beauty of cast glass. The 1/4" thick clear glass stems from a suspended frame with an exposed fabric cord. The canopy comes in Polished Nickel or Aged Iron, the living finish. Whether for ceiling, floor or task lighting, Nuance brings a great, contemporary look to any space. With its unique silhouette, the floor lamp has the appeal of the classic hour glass. | CEILING | Nuance | Ceiling Lights | Polished Nickel | PN | Steel |  |  |  | Clear Glass | 1 Medium T10 60w |  | 1 | No | [14 empty] | 0 | [12 empty] | 274.98 | 549.96 | 824.94 | D:18'' H:10 1/8'' | 17 | 18 |  |  | 10.125 | Screw(s) | [29 empty] | D:15 1/4'' H:3/4'' Round |  |  |  |  | 8 | Black/White |  |  | Hardwired | 0 | 0 | 0 | 0 | 0 | 0 | 0 | 0 | 0 | 0 | 0 | 014817594331 | 20.5 | 18.5 | 20.5 | 19.8 | 4.499 | 175 | Yes | [9 empty] | cETL Damp | NUANCE 1L LG FM PN | 1 - Light Large Flush Mount |  | KF1061PN.jpg | KF1061PN.jpg
KF1071AI | 1 - Light Medium Semi-Flush Mount | The Nuance product family from Kelly for Generation Lighting features clean architectural metal detailing and the dynamic beauty of cast glass. The 1/4" thick clear glass stems from a suspended frame with an exposed fabric cord. The canopy comes in Polished Nickel or Aged Iron, the living finish. Whether for ceiling, floor or task lighting, Nuance brings a great, contemporary look to any space. With its unique silhouette, the floor lamp has the appeal of the classic hour glass. | CEILING | Nuance | Ceiling Lights | Aged Iron | AI | Steel |  |  |  | Clear Glass | 1 Medium T10 60w |  | 1 | No | [14 empty] | 0 | [12 empty] | 213.48 | 426.96 | 640.44 | D:15'' H:17 3/8'' | 13.7 | 15 |  |  | 17.375 | Screw(s) | [29 empty] | D:6'' H:7/8'' Round |  |  |  |  | 8 | Black |  |  | Hardwired | 0 | 0 | 0 | 0 | 0 | 0 | 0 | 0 | 0 | 0 | 0 | 014817594348 | 26.75 | 21 | 16.25 | 21 | 5.283 | 175 | Yes | [9 empty] | cETL Damp | NUANCE 1L SF MT AI | 1 - Light Medium Semi-Flush Mount |  | KF1071AI.jpg | KF1071AI.jpg
KF1071PN | 1 - Light Medium Semi-Flush Mount | The Nuance product family from Kelly for Generation Lighting features clean architectural metal detailing and the dynamic beauty of cast glass. The 1/4" thick clear glass stems from a suspended frame with an exposed fabric cord. The canopy comes in Polished Nickel or Aged Iron, the living finish. Whether for ceiling, floor or task lighting, Nuance brings a great, contemporary look to any space. With its unique silhouette, the floor lamp has the appeal of the classic hour glass. | CEILING | Nuance | Ceiling Lights | Polished Nickel | PN | Steel |  |  |  | Clear Glass | 1 Medium T10 60w |  | 1 | No | [14 empty] | 0 | [12 empty] | 213.48 | 426.96 | 640.44 | D:15'' H:17 3/8'' | 13.7 | 15 |  |  | 17.375 | Screw(s) | [29 empty] | D:6'' H:7/8'' Round |  |  |  |  | 8 | Black |  |  | Hardwired | 0 | 0 | 0 | 0 | 0 | 0 | 0 | 0 | 0 | 0 | 0 | 014817594355 | 23.5 | 17.5 | 12.75 | 14.1 | 3.034 | 175 | Yes | [9 empty] | cETL Damp | NUANCE 1L SF MT PN | 1 - Light Medium Semi-Flush Mount |  | KF1071PN.jpg | KF1071PN.jpg
KF1081AI | 1 - Light Large Semi-Flush Mount | The Nuance product family from Kelly for Generation Lighting features clean architectural metal detailing and the dynamic beauty of cast glass. The 1/4" thick clear glass stems from a suspended frame with an exposed fabric cord. The canopy comes in Polished Nickel or Aged Iron, the living finish. Whether for ceiling, floor or task lighting, Nuance brings a great, contemporary look to any space. With its unique silhouette, the floor lamp has the appeal of the classic hour glass. | CEILING | Nuance | Ceiling Lights | Aged Iron | AI | Steel |  |  |  | Clear Glass | 1 Medium T10 60w |  | 1 | No | [14 empty] | 0 | [12 empty] | 274.98 | 549.96 | 824.94 | D:18'' H:18 5/8'' | 18.2 | 18 |  |  | 18.625 | Screw(s) | [29 empty] | D:8'' H:7/8'' Round |  |  |  |  | 8 | Black |  |  | Hardwired | 0 | 0 | 0 | 0 | 0 | 0 | 0 | 0 | 0 | 0 | 0 | 014817594362 | 25 | 20 | 16.38 | 20 | 4.74 | 175 | Yes | [9 empty] | cETL Damp | NUANCE 1L LG SF MT AI | 1 - Light Large Semi-Flush Mount |  | KF1081AI.jpg | KF1081AI.jpg
KF1081PN | 1 - Light Large Semi-Flush Mount | The Nuance product family from Kelly for Generation Lighting features clean architectural metal detailing and the dynamic beauty of cast glass. The 1/4" thick clear glass stems from a suspended frame with an exposed fabric cord. The canopy comes in Polished Nickel or Aged Iron, the living finish. Whether for ceiling, floor or task lighting, Nuance brings a great, contemporary look to any space. With its unique silhouette, the floor lamp has the appeal of the classic hour glass. | CEILING | Nuance | Ceiling Lights | Polished Nickel | PN | Steel |  |  |  | Clear Glass | 1 Medium T10 60w |  | 1 | No | [14 empty] | 0 | [12 empty] | 274.98 | 549.96 | 824.94 | D:18'' H:18 5/8'' | 18.2 | 18 |  |  | 18.625 | Screw(s) | [29 empty] | D:8'' H:7/8'' Round |  |  |  |  | 8 | Black |  |  | Hardwired | 0 | 0 | 0 | 0 | 0 | 0 | 0 | 0 | 0 | 0 | 0 | 014817594379 | 25 | 20.5 | 16.5 | 21.1 | 4.894 | 175 | Yes | [9 empty] | cETL Damp | NUANCE 1L LG SF MT PN | 1 - Light Large Semi-Flush Mount |  | KF1081PN.jpg | KF1081PN.jpg
KP1001BBS | 1 - Light Short Pendant | Nodes task, ceiling and wall lighting is minimal yet bold, highlighting Kelly's distinctive juxtaposition of mixed-materiality and curvilinear form. Light radiates from milk glass globes set against metal discs. All fixtures can be used or without the discs. The cast canopy is available in Burnished Brass or Midnight Black. Hanging fixtures within this family feature black fabric cords, while pivot sconces can be cord and plug or hard wire. | LINE VOLTAGE PENDANT | Nodes | Pendants | Burnished Brass | BBS | Steel |  |  |  | Milk White Steel / Glass | 1 G9 T4 60w |  | 1 | No | [14 empty] | 0 | [12 empty] | 111.98 | 223.96 | 335.94 | D:8'' H:20'' O:188'' | 3.3 | 8 |  |  | 20 | Screw(s) |  |  | 188 | [26 empty] | D:4 3/4'' H:3/4'' Round |  |  |  |  | 180 | Black |  |  | Hardwired | 0 | 0 | 0 | 0 | 0 | 0 | 0 | 0 | 0 | 0 | 0 | 014817594034 | 20.5 | 10.5 | 6.5 | 5.5 | 0.81 | 125 | Yes | [9 empty] | cETL Damp | NODES 1L PENDANT BBS | 1 - Light Short Pendant |  | KP1001BBS.jpg | KP1001BBS.jpg
KP1001MBK | 1 - Light Short Pendant | Nodes task, ceiling and wall lighting is minimal yet bold, highlighting Kelly's distinctive juxtaposition of mixed-materiality and curvilinear form. Light radiates from milk glass globes set against metal discs. All fixtures can be used or without the discs. The cast canopy is available in Burnished Brass or Midnight Black. Hanging fixtures within this family feature black fabric cords, while pivot sconces can be cord and plug or hard wire. | LINE VOLTAGE PENDANT | Nodes | Pendants | Midnight Black | MBK | Steel |  |  |  | Milk White Steel / Glass | 1 G9 T4 60w |  | 1 | No | [14 empty] | 0 | [12 empty] | 111.98 | 223.96 | 335.94 | D:8'' H:20'' O:188'' | 3.3 | 8 |  |  | 20 | Screw(s) |  |  | 188 | [26 empty] | D:4 3/4'' H:3/4'' Round |  |  |  |  | 180 | Black |  |  | Hardwired | 0 | 0 | 0 | 0 | 0 | 0 | 0 | 0 | 0 | 0 | 0 | 014817594027 | 20.25 | 10 | 7.38 | 5.3 | 0.865 | 125 | Yes | [9 empty] | cETL Damp | NODES 1L PENDANT MBK | 1 - Light Short Pendant |  | KP1001MBK.jpg | KP1001MBK.jpg
KP1011BBS | 1 - Light Long Pendant | Nodes task, ceiling and wall lighting is minimal yet bold, highlighting Kelly's distinctive juxtaposition of mixed-materiality and curvilinear form. Light radiates from milk glass globes set against metal discs. All fixtures can be used or without the discs. The cast canopy is available in Burnished Brass or Midnight Black. Hanging fixtures within this family feature black fabric cords, while pivot sconces can be cord and plug or hard wire. | LINE VOLTAGE PENDANT | Nodes | Pendants | Burnished Brass | BBS | Steel |  |  |  | Milk White Steel / Glass | 1 G9 T4 60w |  | 1 | No | [14 empty] | 0 | [12 empty] | 135.98 | 271.96 | 407.94 | D:8'' H:30'' O:198'' | 3.6 | 8 |  |  | 30 | Screw(s) |  |  | 198 | [26 empty] | D:4 3/4'' H:3/4'' Round |  |  |  |  | 180 | Black |  |  | Hardwired | 0 | 0 | 0 | 0 | 0 | 0 | 0 | 0 | 0 | 0 | 0 | 014817594058 | 30.25 | 10.25 | 6.75 | 6.4 | 1.211 | 175 | Yes | [9 empty] | cETL Damp | NODES 1L PENDANT BBS | 1 - Light Long Pendant |  | KP1011BBS.jpg | KP1011BBS.jpg
KP1011MBK | 1 - Light Long Pendant | Nodes task, ceiling and wall lighting is minimal yet bold, highlighting Kelly's distinctive juxtaposition of mixed-materiality and curvilinear form. Light radiates from milk glass globes set against metal discs. All fixtures can be used or without the discs. The cast canopy is available in Burnished Brass or Midnight Black. Hanging fixtures within this family feature black fabric cords, while pivot sconces can be cord and plug or hard wire. | LINE VOLTAGE PENDANT | Nodes | Pendants | Midnight Black | MBK | Steel |  |  |  | Milk White Steel / Glass | 1 G9 T4 60w |  | 1 | No | [14 empty] | 0 | [12 empty] | 135.98 | 271.96 | 407.94 | D:8'' H:30'' O:198'' | 3.6 | 8 |  |  | 30 | Screw(s) |  |  | 198 | [26 empty] | D:4 3/4'' H:3/4'' Round |  |  |  |  | 180 | Black |  |  | Hardwired | 0 | 0 | 0 | 0 | 0 | 0 | 0 | 0 | 0 | 0 | 0 | 014817594041 | 30.25 | 10.25 | 6.5 | 6.5 | 1.166 | 175 | Yes | [9 empty] | cETL Damp | NODES 1L PENDANT MBK | 1 - Light Long Pendant |  | KP1011MBK.jpg | KP1011MBK.jpg
KP1021AI | 1 - Light Medium Pendant | The Nuance product family from Kelly for Generation Lighting features clean architectural metal detailing and the dynamic beauty of cast glass. The 1/4" thick clear glass stems from a suspended frame with an exposed fabric cord. The canopy comes in Polished Nickel or Aged Iron, the living finish. Whether for ceiling, floor or task lighting, Nuance brings a great, contemporary look to any space. With its unique silhouette, the floor lamp has the appeal of the classic hour glass. | LINE VOLTAGE PENDANT | Nuance | Pendants | Aged Iron | AI | Steel |  |  |  | Clear Glass | 1 Medium T10 60w |  | 1 | No | [14 empty] | 0 | [12 empty] | 174.98 | 349.96 | 524.94 | D:10 1/2'' H:18 3/8'' O:76 3/4'' | 8.4 | 10.5 |  |  | 18.375 | Screw(s) |  |  | 76.75 | [26 empty] | D:6'' H:7/8'' Round |  |  |  |  | 180 | Black |  |  | Hardwired | 0 | 0 | 0 | 0 | 0 | 0 | 0 | 0 | 0 | 0 | 0 | 014817594201 | 25 | 12.75 | 9.25 | 12.4 | 1.706 | 125 | Yes | [9 empty] | cETL Damp | NUANCE 1L PENDANT AI | 1 - Light Medium Pendant |  | KP1021AI.jpg | KP1021AI.jpg
KP1021PN | 1 - Light Medium Pendant | The Nuance product family from Kelly for Generation Lighting features clean architectural metal detailing and the dynamic beauty of cast glass. The 1/4" thick clear glass stems from a suspended frame with an exposed fabric cord. The canopy comes in Polished Nickel or Aged Iron, the living finish. Whether for ceiling, floor or task lighting, Nuance brings a great, contemporary look to any space. With its unique silhouette, the floor lamp has the appeal of the classic hour glass. | LINE VOLTAGE PENDANT | Nuance | Pendants | Polished Nickel | PN | Steel |  |  |  | Clear Glass | 1 Medium T10 60w |  | 1 | No | [14 empty] | 0 | [12 empty] | 174.98 | 349.96 | 524.94 | D:10 1/2'' H:18 3/8'' O:76 3/4'' | 8.4 | 10.5 |  |  | 18.375 | Screw(s) |  |  | 76.75 | [26 empty] | D:6'' H:7/8'' Round |  |  |  |  | 180 | Black |  |  | Hardwired | 0 | 0 | 0 | 0 | 0 | 0 | 0 | 0 | 0 | 0 | 0 | 014817594218 | 25 | 12.75 | 9 | 12.2 | 1.66 | 125 | Yes | [9 empty] | cETL Damp | NUANCE 1L PENDANT PN | 1 - Light Medium Pendant |  | KP1021PN.jpg | KP1021PN.jpg
KP1031AI | 1 - Light Large Pendant | The Nuance product family from Kelly for Generation Lighting features clean architectural metal detailing and the dynamic beauty of cast glass. The 1/4" thick clear glass stems from a suspended frame with an exposed fabric cord. The canopy comes in Polished Nickel or Aged Iron, the living finish. Whether for ceiling, floor or task lighting, Nuance brings a great, contemporary look to any space. With its unique silhouette, the floor lamp has the appeal of the classic hour glass. | LINE VOLTAGE PENDANT | Nuance | Pendants | Aged Iron | AI | Steel |  |  |  | Clear Glass | 1 Medium T10 60w |  | 1 | No | [14 empty] | 0 | [12 empty] | 286.98 | 573.96 | 860.94 | D:18'' H:17 3/8'' O:75 3/4'' | 19 | 18 |  |  | 17.375 | Screw(s) |  |  | 75.75 | [26 empty] | D:8'' H:7/8'' Round |  |  |  |  | 180 | Black |  |  | Hardwired | 0 | 0 | 0 | 0 | 0 | 0 | 0 | 0 | 0 | 0 | 0 | 014817594225 | 25 | 16 | 20 | 22.6 | 4.63 | 175 | Yes | [9 empty] | cETL Damp | NUANCE 1L LG PNDT AI | 1 - Light Large Pendant |  | KP1031AI.jpg | KP1031AI.jpg
KP1031PN | 1 - Light Large Pendant | The Nuance product family from Kelly for Generation Lighting features clean architectural metal detailing and the dynamic beauty of cast glass. The 1/4" thick clear glass stems from a suspended frame with an exposed fabric cord. The canopy comes in Polished Nickel or Aged Iron, the living finish. Whether for ceiling, floor or task lighting, Nuance brings a great, contemporary look to any space. With its unique silhouette, the floor lamp has the appeal of the classic hour glass. | LINE VOLTAGE PENDANT | Nuance | Pendants | Polished Nickel | PN | Steel |  |  |  | Clear Glass | 1 Medium T10 60w |  | 1 | No | [14 empty] | 0 | [12 empty] | 286.98 | 573.96 | 860.94 | D:18'' H:17 3/8'' O:75 3/4'' | 19 | 18 |  |  | 17.375 | Screw(s) |  |  | 75.75 | [26 empty] | D:8'' H:7/8'' Round |  |  |  |  | 180 | Black |  |  | Hardwired | 0 | 0 | 0 | 0 | 0 | 0 | 0 | 0 | 0 | 0 | 0 | 014817594232 | 25 | 16.5 | 20 | 21.2 | 4.774 | 175 | Yes | [9 empty] | cETL Damp | NUANCE 1L LG PNDT PN | 1 - Light Large Pendant |  | KP1031PN.jpg | KP1031PN.jpg
KP1041BBS | 1 - Light Tall Pendant | A dramatic and architectural take on Kelly’s signature use of mixed metals and geometric forms, Gesture gives the appearance of asymmetrical balance. These refined and bold pendant lights juxtapose organic feminine curves with sleek masculine precision. The “C” arm hook holds an opal glass shade with a perforated metal diffuser at the base of the lamp. The diffuser shines light straight out and down, ensuring gentle, even distribution of the light. Available in three finish options: Aged Iron, Burnished Brass and Polished Nickel. | LINE VOLTAGE PENDANT | Gesture | Pendants | Burnished Brass | BBS | Steel |  |  |  | Milk White Glass | 1 Medium A19 75w |  | 1 | No | [14 empty] | 0 | [12 empty] | 213.48 | 426.96 | 640.44 | L:18 1/8'' W:10'' H:22 3/4'' O:84 1/2'' | 9.5 |  | 18.125 | 10 | 22.75 | Center Lock-Up |  |  | 84.5 | [26 empty] | D:5'' H:7/8'' Round |  |  |  |  | 180 | Clear Silver |  |  | Hardwired | 0 | 0 | 0 | 0 | 0 | 0 | 0 | 0 | 0 | 0 | 0 | 014817594423 | 26.25 | 17 | 14 | 12 | 3.615 | 250 | Yes | [9 empty] | cETL Damp | GESTURE 1L TALL PNDT BBS | 1 - Light Tall Pendant |  | KP1041BBS.jpg | KP1041BBS.jpg
KP1041MBK | 1 - Light Tall Pendant | A dramatic and architectural take on Kelly’s signature use of mixed metals and geometric forms, Gesture gives the appearance of asymmetrical balance. These refined and bold pendant lights juxtapose organic feminine curves with sleek masculine precision. The “C” arm hook holds an opal glass shade with a perforated metal diffuser at the base of the lamp. The diffuser shines light straight out and down, ensuring gentle, even distribution of the light. Available in three finish options: Aged Iron, Burnished Brass and Polished Nickel. | LINE VOLTAGE PENDANT | Gesture | Pendants | Midnight Black | MBK | Steel |  |  |  | Opal Etched Glass | 1 Medium A19 75w |  | 1 | No | [14 empty] | 0 | [12 empty] | 213.48 | 426.96 | 640.44 | L:18 1/8'' W:10'' H:22 3/4'' O:84 1/2'' | 9.5 |  | 18.125 | 10 | 22.75 | Center Lock-Up |  |  | 84.5 | [26 empty] | D:5'' H:7/8'' Round |  |  |  |  | 180 | Black |  |  | Hardwired | 0 | 0 | 0 | 0 | 0 | 0 | 0 | 0 | 0 | 0 | 0 | 014817594621 | 26.125 | 16.625 | 13.75 | 1.18 | 3.456 | 400 | Yes | [9 empty] | cETL Damp | GESTURE 1L TALL PNDT MBK | 1 - Light Tall Pendant |  | KP1041MBK.jpg | KP1041MBK.jpg
KP1041PN | 1 - Light Tall Pendant | A dramatic and architectural take on Kelly’s signature use of mixed metals and geometric forms, Gesture gives the appearance of asymmetrical balance. These refined and bold pendant lights juxtapose organic feminine curves with sleek masculine precision. The “C” arm hook holds an opal glass shade with a perforated metal diffuser at the base of the lamp. The diffuser shines light straight out and down, ensuring gentle, even distribution of the light. Available in three finish options: Aged Iron, Burnished Brass and Polished Nickel. | LINE VOLTAGE PENDANT | Gesture | Pendants | Polished Nickel | PN | Steel |  |  |  | Milk White Glass | 1 Medium A19 75w |  | 1 | No | [14 empty] | 0 | [12 empty] | 213.48 | 426.96 | 640.44 | L:18 1/8'' W:10'' H:22 3/4'' O:84 1/2'' | 9.5 |  | 18.125 | 10 | 22.75 | Center Lock-Up |  |  | 84.5 | [26 empty] | D:5'' H:7/8'' Round |  |  |  |  | 180 | Clear Silver |  |  | Hardwired | 0 | 0 | 0 | 0 | 0 | 0 | 0 | 0 | 0 | 0 | 0 | 014817594430 | 26 | 17 | 13.75 | 12.1 | 3.517 | 250 | Yes | [9 empty] | cETL Damp | GESTURE 1L TALL PNDT PN | 1 - Light Tall Pendant |  | KP1041PN.jpg | KP1041PN.jpg
KT1001BBS2 | 1 - Light Table Lamp | Nodes task, ceiling and wall lighting is minimal yet bold, highlighting Kelly's distinctive juxtaposition of mixed-materiality and curvilinear form. Light radiates from milk glass globes set against metal discs. All fixtures can be used or without the discs. The cast canopy is available in Burnished Brass or Midnight Black. Hanging fixtures within this family feature black fabric cords, while pivot sconces can be cord and plug or hard wire. | PORTABLE | Nodes | Portable Lamps | Burnished Brass | BBS | Steel | Milk White Glass | D:3.5" H:3.25" |  |  | 1 G9 T4 4.5w |  | 1 | Yes | [14 empty] | 0 | [12 empty] | 120.48 | 240.96 | 361.44 | L:11 5/8'' W:8'' H:25 3/8'' | 9.7 |  | 11.625 | 8 | 25.375 | [34 empty] | D:8'' H:7/8'' Round | 72 | Clear Silver |  | On/Off Switch | Plug In | 0 | 0 | 0 | 0 | 0 | 0 | 0 | 0 | 0 | 0 | 0 | 014817595345 | 28.5 | 12.75 | 7 | 11.5 | 1.472 | 125 | Yes | [9 empty] | cETL Dry | NODES 1L TABLE LAMP BBS | 1 - Light Table Lamp |  | KT1001BBS2.jpg | KT1001BBS2.jpg
KT1001MBK2 | 1 - Light Table Lamp | Nodes task, ceiling and wall lighting is minimal yet bold, highlighting Kelly's distinctive juxtaposition of mixed-materiality and curvilinear form. Light radiates from milk glass globes set against metal discs. All fixtures can be used or without the discs. The cast canopy is available in Burnished Brass or Midnight Black. Hanging fixtures within this family feature black fabric cords, while pivot sconces can be cord and plug or hard wire. | PORTABLE | Nodes | Portable Lamps | Midnight Black | MBK | Steel | Milk White Glass | D:3.5" H:3.25" |  |  | 1 G9 T4 4.5w |  | 1 | Yes | [14 empty] | 0 | [12 empty] | 120.48 | 240.96 | 361.44 | L:11 5/8'' W:8'' H:25 3/8'' | 9.7 |  | 11.625 | 8 | 25.375 | [34 empty] | D:8'' H:7/8'' Round | 72 | Black |  | On/Off Switch | Plug In | 0 | 0 | 0 | 0 | 0 | 0 | 0 | 0 | 0 | 0 | 0 | 014817595338 | 28.5 | 12.75 | 7 | 11.5 | 1.472 | 125 | Yes | [9 empty] | cETL Dry | NODES 1L TABLE LAMP MBK | 1 - Light Table Lamp |  | KT1001MBK2.jpg | KT1001MBK2.jpg
KT1011BBS2 | 1 - Light Floor Lamp | Nodes task, ceiling and wall lighting is minimal yet bold, highlighting Kelly's distinctive juxtaposition of mixed-materiality and curvilinear form. Light radiates from milk glass globes set against metal discs. All fixtures can be used or without the discs. The cast canopy is available in Burnished Brass or Midnight Black. Hanging fixtures within this family feature black fabric cords, while pivot sconces can be cord and plug or hard wire. | PORTABLE | Nodes | Portable Lamps | Burnished Brass | BBS | Steel | Milk White Glass | D:3.5" H:3.25" |  |  | 1 G9 T4 4.5w |  | 1 | Yes | [14 empty] | 0 | [12 empty] | 237.98 | 475.96 | 713.94 | L:20'' W:10 1/2'' H:61 5/8'' | 17.2 |  | 20 | 10.5 | 61.625 | [34 empty] | D:10 1/2'' H:7/8'' Round | 96 | Clear Silver |  | On/Off Switch | Plug In | 0 | 0 | 0 | 0 | 0 | 0 | 0 | 0 | 0 | 0 | 0 | 014817595369 | 64.5 | 20 | 7.25 | 21.7 | 5.412 | 175 | Yes | [9 empty] | cETL Dry | NODES 1L FLOOR LAMP NNS | 1 - Light Floor Lamp |  | KT1011BBS2.jpg | KT1011BBS2.jpg
KT1011MBK2 | 1 - Light Floor Lamp | Nodes task, ceiling and wall lighting is minimal yet bold, highlighting Kelly's distinctive juxtaposition of mixed-materiality and curvilinear form. Light radiates from milk glass globes set against metal discs. All fixtures can be used or without the discs. The cast canopy is available in Burnished Brass or Midnight Black. Hanging fixtures within this family feature black fabric cords, while pivot sconces can be cord and plug or hard wire. | PORTABLE | Nodes | Portable Lamps | Midnight Black | MBK | Steel | Milk White Glass | D:3.5" H:3.25" |  |  | 1 G9 T4 4.5w |  | 1 | Yes | [14 empty] | 0 | [12 empty] | 237.48 | 474.96 | 712.44 | L:20'' W:10 1/2'' H:61 5/8'' | 17.2 |  | 20 | 10.5 | 61.625 | [34 empty] | D:10 1/2'' H:7/8'' Round | 96 | Black |  | On/Off Switch | Plug In | 0 | 0 | 0 | 0 | 0 | 0 | 0 | 0 | 0 | 0 | 0 | 014817595352 | 64.5 | 20 | 7.25 | 21.7 | 5.412 | 175 | Yes | [9 empty] | cETL Dry | NODES 1L FLOOR LAMP MBK | 1 - Light Floor Lamp |  | KT1011MBK2.jpg | KT1011MBK2.jpg
KT1021AI1 | 1 - Light Table Lamp | The Nuance product family from Kelly for Generation Lighting features clean architectural metal detailing and the dynamic beauty of cast glass. The 1/4" thick clear glass stems from a suspended frame with an exposed fabric cord. The canopy comes in Polished Nickel or Aged Iron, the living finish. Whether for ceiling, floor or task lighting, Nuance brings a great, contemporary look to any space. With its unique silhouette, the floor lamp has the appeal of the classic hour glass. | PORTABLE | Nuance | Portable Lamps | Aged Iron | AI | Steel | Clear Glass | D:4.5" H:13" | D:5.5" |  | 1 Medium A19 9.5w |  | 1 | Yes | [14 empty] | 0 | [12 empty] | 174.98 | 349.96 | 524.94 | D:10 1/2'' H:21 3/8'' | 10.3 | 10.5 |  |  | 21.375 | [34 empty] | D:9'' H:1 1/8'' Round | 72 | Black |  | On/Off Switch | Plug In | 0 | 0 | 0 | 0 | 0 | 0 | 0 | 0 | 0 | 0 | 0 | 014817594386 | 25.38 | 13.25 | 13.25 | 13.7 | 2.579 | 175 | Yes | [8 empty] | ETL Dry | cETL Dry | NUANCE 1L TABLE AI | 1 - Light Table Lamp |  | KT1021AI1.jpg | KT1021AI1.jpg
KT1021PN1 | 1 - Light Table Lamp | The Nuance product family from Kelly for Generation Lighting features clean architectural metal detailing and the dynamic beauty of cast glass. The 1/4" thick clear glass stems from a suspended frame with an exposed fabric cord. The canopy comes in Polished Nickel or Aged Iron, the living finish. Whether for ceiling, floor or task lighting, Nuance brings a great, contemporary look to any space. With its unique silhouette, the floor lamp has the appeal of the classic hour glass. | PORTABLE | Nuance | Portable Lamps | Polished Nickel | PN | Steel | Clear Glass | D:4.5" H:13" | D:5.5" |  | 1 Medium A19 9.5w |  | 1 | Yes | [14 empty] | 0 | [12 empty] | 174.98 | 349.96 | 524.94 | D:10 1/2'' H:21 3/8'' | 10.3 | 10.5 |  |  | 21.375 | [34 empty] | D:9'' H:1 1/8'' Round | 72 | Clear Silver |  | On/Off Switch | Plug In | 0 | 0 | 0 | 0 | 0 | 0 | 0 | 0 | 0 | 0 | 0 | 014817594393 | 25.5 | 13 | 13 | 13.6 | 2.494 | 175 | Yes | [9 empty] | cETL Dry | NUANCE 1L TABLE PN | 1 - Light Table Lamp |  | KT1021PN1.jpg | KT1021PN1.jpg
KT1031AI1 | 1 - Light Floor Lamp | The Nuance product family from Kelly for Generation Lighting features clean architectural metal detailing and the dynamic beauty of cast glass. The 1/4" thick clear glass stems from a suspended frame with an exposed fabric cord. The canopy comes in Polished Nickel or Aged Iron, the living finish. Whether for ceiling, floor or task lighting, Nuance brings a great, contemporary look to any space. With its unique silhouette, the floor lamp has the appeal of the classic hour glass. | PORTABLE | Nuance | Portable Lamps | Aged Iron | AI | Steel | Clear Glass | D:4.5" H:13" | D:5.5" |  | 1 Medium A19 9.5w |  | 1 | Yes | [14 empty] | 0 | [12 empty] | 299.98 | 599.96 | 899.94 | D:10 1/2'' H:54'' | 15 | 10.5 |  |  | 54 | [34 empty] | D:12'' H:1 1/8'' Round | 96 | Black |  | On/Off Switch | Plug In | 0 | 0 | 0 | 0 | 0 | 0 | 0 | 0 | 0 | 0 | 0 | 014817594409 | 56 | 15 | 15 | 21.7 | 7.292 | 250 | Yes | [9 empty] | cETL Dry | NUANCE 1L FLOOR AI | 1 - Light Floor Lamp |  | KT1031AI1.jpg | KT1031AI1.jpg
KT1031PN1 | 1 - Light Floor Lamp | The Nuance product family from Kelly for Generation Lighting features clean architectural metal detailing and the dynamic beauty of cast glass. The 1/4" thick clear glass stems from a suspended frame with an exposed fabric cord. The canopy comes in Polished Nickel or Aged Iron, the living finish. Whether for ceiling, floor or task lighting, Nuance brings a great, contemporary look to any space. With its unique silhouette, the floor lamp has the appeal of the classic hour glass. | PORTABLE | Nuance | Portable Lamps | Polished Nickel | PN | Steel | Clear Glass | D:4.5" H:13" | D:5.5" |  | 1 Medium A19 9.5w |  | 1 | Yes | [14 empty] | 0 | [12 empty] | 299.98 | 599.96 | 899.94 | D:10 1/2'' H:54'' | 15 | 10.5 |  |  | 54 | [34 empty] | D:12'' H:1 1/8'' Round | 96 | Clear Silver |  | On/Off Switch | Plug In | 0 | 0 | 0 | 0 | 0 | 0 | 0 | 0 | 0 | 0 | 0 | 014817594416 | 56.5 | 14.75 | 14.5 | 22.2 | 6.993 | 250 | Yes | [9 empty] | cETL Dry | NUANCE 1L FLOOR PN | 1 - Light Floor Lamp |  | KT1031PN1.jpg | KT1031PN1.jpg
KT1182BBBS1 | 2 - Light Table Lamp | The Portman family of lamps from Kelly for Generation Lighting exudes post-modern charm. A white linen shade sits atop clean architectural steps with the sculptural quality of being carved from a single stone. The lamp base comes in four different ceramic glaze options - Royal Blue, Blush Pink, Arctic White or Natural Concrete - paired with Burnished Brass or Polished Nickel hardware. | PORTABLE | Portman | Portable Lamps | Blush with Burnished Brass | BLH/BBS | Concrete | White Linen Fabric | D:17" H:11" | D:5.5" |  | 2 Medium A19 9.5w |  | 2 | Yes | [14 empty] | 0 | [12 empty] | 239.98 | 479.96 | 719.94 | D:17'' H:29 1/4'' | 15 | 17 |  |  | 29.25 | [34 empty] | DP:6'' W:6'' H:1/4'' Square | 72 | Clear Silver |  | On/Off Switch | Plug In | 0 | 0 | 0 | 0 | 0 | 0 | 0 | 0 | 0 | 0 | 0 | 014817595277 | 29.75 | 25 | 19.75 | 27.4 | 8.501 | 250 | Yes | [8 empty] | ETL Dry | cETL Dry | PORTMAN 2L TBL BLUSH BBS | 2 - Light Table Lamp |  | KT1182BBBS1.jpg | KT1182BBBS1.jpg
KT1182CBBS1 | 2 - Light Table Lamp | The Portman family of lamps from Kelly for Generation Lighting exudes post-modern charm. A white linen shade sits atop clean architectural steps with the sculptural quality of being carved from a single stone. The lamp base comes in four different ceramic glaze options - Royal Blue, Blush Pink, Arctic White or Natural Concrete - paired with Burnished Brass or Polished Nickel hardware. | PORTABLE | Portman | Portable Lamps | Natural Concrete with Burnished Brass | CTG/BBS | Concrete | White Linen Fabric | D:17" H:11" | D:5.5" |  | 2 Medium A19 9.5w |  | 2 | Yes | [14 empty] | 0 | [12 empty] | 237.48 | 474.96 | 712.44 | D:17'' H:29 1/4'' | 15 | 17 |  |  | 29.25 | [34 empty] | DP:6'' W:6'' H:1/4'' Square | 72 | Clear Silver |  | On/Off Switch | Plug In | 0 | 0 | 0 | 0 | 0 | 0 | 0 | 0 | 0 | 0 | 0 | 014817595307 | 29.75 | 25 | 19.75 | 27.4 | 8.501 | 250 | Yes | [8 empty] | ETL Dry | cETL Dry | PORTMAN 2L TBL CONCT BBS | 2 - Light Table Lamp |  | KT1182CBBS1.jpg | KT1182CBBS1.jpg
KT1182PN1 | 2 - Light Table Lamp | The Portman family of lamps from Kelly for Generation Lighting exudes post-modern charm. A white linen shade sits atop clean architectural steps with the sculptural quality of being carved from a single stone. The lamp base comes in four different ceramic glaze options - Royal Blue, Blush Pink, Arctic White or Natural Concrete - paired with Burnished Brass or Polished Nickel hardware. | PORTABLE | Portman | Portable Lamps | Arctic White with Polished Nickel | ATR/PN | Concrete | White Linen Fabric | D:17" H:11" | D:5.5" |  | 2 Medium A19 9.5w |  | 2 | Yes | [14 empty] | 0 | [12 empty] | 237.48 | 474.96 | 712.44 | D:17'' H:29 1/4'' | 15 | 17 |  |  | 29.25 | [34 empty] | DP:6'' W:6'' H:1/4'' Square | 72 | Clear Silver |  | On/Off Switch | Plug In | 0 | 0 | 0 | 0 | 0 | 0 | 0 | 0 | 0 | 0 | 0 | 014817595291 | 29.75 | 25 | 19.75 | 27.4 | 8.501 | 250 | Yes | [8 empty] | ETL Dry | cETL Dry | PORTMAN 2L TBL ARCTIC PN | 2 - Light Table Lamp |  | KT1182PN1.jpg | KT1182PN1.jpg
KT1182RBBS1 | 2 - Light Table Lamp | The Portman family of lamps from Kelly for Generation Lighting exudes post-modern charm. A white linen shade sits atop clean architectural steps with the sculptural quality of being carved from a single stone. The lamp base comes in four different ceramic glaze options - Royal Blue, Blush Pink, Arctic White or Natural Concrete - paired with Burnished Brass or Polished Nickel hardware. | PORTABLE | Portman | Portable Lamps | Royal Blue with Burnished Brass | RYL/BBS | Concrete | White Linen Fabric | D:17" H:11" | D:5.5" |  | 2 Medium A19 9.5w |  | 2 | Yes | [14 empty] | 0 | [12 empty] | 237.48 | 474.96 | 712.44 | D:17'' H:29 1/4'' | 15 | 17 |  |  | 29.25 | [34 empty] | DP:6'' W:6'' H:1/4'' Square | 72 | Clear Silver |  | On/Off Switch | Plug In | 0 | 0 | 0 | 0 | 0 | 0 | 0 | 0 | 0 | 0 | 0 | 014817595284 | 29.75 | 25 | 19.75 | 27.4 | 8.501 | 250 | Yes | [8 empty] | ETL Dry | cETL Dry | PORTMAN 2L TBL ROYAL BBS | 2 - Light Table Lamp |  | KT1182RBBS1.jpg | KT1182RBBS1.jpg
KT1201ARC1 | 1 - Light Table Lamp |  | PORTABLE | Lorne | Portable Lamps | Arctic White / Burnished Brass | ARC / BBS | Ceramic | White Linen Fabric | D:8.5" H:16.5" | D:4.75" |  | 1 Medium A19 9.5w |  | 1 | Yes | [14 empty] | 0 | [12 empty] | 129.5 | 259 | 388.5 | L:8 1/2'' W:8 1/2'' H:33'' |  |  | 8.5 | 8.5 | 33 | [34 empty] | D:7 1/8'' H:14 1/2'' Round | 72 | Clear Silver |  | On/Off Switch | Plug In | 0 | 0 | 0 | 0 | 0 | 0 | 0 | 0 | 0 | 0 | 0 | 014817604412 | 31 | 14 | 14.25 | 8.6 | 3.579 | 250 | Yes | [8 empty] | ETL Dry | cETL Dry | LORNE TBL ARCTIC WHITE | 1 - Light Table Lamp |  | KT1201ARC1.jpg | KT1201ARC1.jpg
KT1201COL1 | 1 - Light Table Lamp |  | PORTABLE | Lorne | Portable Lamps | Coal / Aged Iron | COL / AI | Ceramic | White Linen Fabric | D:8.5" H:16.5" | D:4.75" |  | 1 Medium A19 9.5w |  | 1 | Yes | [14 empty] | 0 | [12 empty] | 129.5 | 259 | 388.5 | L:8 1/2'' W:8 1/2'' H:33'' |  |  | 8.5 | 8.5 | 33 | [34 empty] | D:7 1/8'' H:14 1/2'' Round | 72 | Clear Silver |  | On/Off Switch | Plug In | 0 | 0 | 0 | 0 | 0 | 0 | 0 | 0 | 0 | 0 | 0 | 014817604429 | 31 | 14 | 14.25 | 8.7 | 3.579 | 250 | Yes | [8 empty] | ETL Dry | cETL Dry | LORNE TBL COAL | 1 - Light Table Lamp |  | KT1201COL1.jpg | KT1201COL1.jpg
KT1211ARC1 | 1 - Light Floor Lamp |  | PORTABLE | Lorne | Portable Lamps | Arctic White / Burnished Brass | ARC / BBS | Ceramic | White Linen Fabric | D:10" H:24.5" | D:5.75" |  | 1 Medium A19 9.5w |  | 1 | Yes | [14 empty] | 0 | [12 empty] | 324.5 | 649 | 973.5 | L:10 1/8'' W:10 1/8'' H:63 5/8'' |  |  | 10.125 | 10.125 | 63.625 | [34 empty] | D:10 1/8'' H:34 1/2'' Round | 72 | Clear Silver |  | On/Off Switch | Plug In | 0 | 0 | 0 | 0 | 0 | 0 | 0 | 0 | 0 | 0 | 0 | 014817604436 | 41.5 | 18.5 | 16.25 | 22.8 | 7.22 | 250 | Yes | [8 empty] | ETL Dry | cETL Dry | LORNE FLR ARCTIC WHITE | 1 - Light Floor Lamp |  | KT1211ARC1.jpg | KT1211ARC1.jpg
KT1211COL1 | 1 - Light Floor Lamp |  | PORTABLE | Lorne | Portable Lamps | Coal / Aged Iron | COL / AI | Ceramic | White Linen Fabric | D:10" H:24.5" | D:5.75" |  | 1 Medium A19 9.5w |  | 1 | Yes | [14 empty] | 0 | [12 empty] | 324.5 | 649 | 973.5 | L:10 1/8'' W:10 1/8'' H:63 5/8'' |  |  | 10.125 | 10.125 | 63.625 | [34 empty] | D:10 1/8'' H:34 1/2'' Round | 72 | Clear Silver |  | On/Off Switch | Plug In | 0 | 0 | 0 | 0 | 0 | 0 | 0 | 0 | 0 | 0 | 0 | 014817604443 | 41.5 | 18.5 | 16.25 | 22.8 | 7.22 | 250 | Yes | [8 empty] | ETL Dry | cETL Dry | LORNE FLR COAL | 1 - Light Floor Lamp |  | KT1211COL1.jpg | KT1211COL1.jpg
KT1221ARC1 | 1 - Light Short Table Lamp |  | PORTABLE | Contour | Portable Lamps | Arctic White / Burnished Brass | ARC / BBS | Ceramic | White Linen Fabric | D:18" H:12" | D:4" |  | 1 Medium A19 9.5w |  | 1 | Yes | [14 empty] | 0 | [12 empty] | 179.5 | 359 | 538.5 | L:18'' W:18'' H:26'' |  |  | 18 | 18 | 26 | [34 empty] | D:10 1/4'' H:14'' Round | 72 | Clear Silver |  | On/Off Switch | Plug In | 0 | 0 | 0 | 0 | 0 | 0 | 0 | 0 | 0 | 0 | 0 | 014817604467 | 26.75 | 16 | 15.75 | 11.1 | 3.901 | 250 | Yes | [8 empty] | ETL Dry | cETL Dry | CONTOUR SHORT TABLE ARC | 1 - Light Short Table Lamp |  | KT1221ARC1.jpg | KT1221ARC1.jpg
KT1221COL1 | 1 - Light Short Table Lamp |  | PORTABLE | Contour | Portable Lamps | Coal / Aged Iron | COL / AI | Ceramic | White Linen Fabric | D:18" H:12" | D:4" |  | 1 Medium A19 9.5w |  | 1 | Yes | [14 empty] | 0 | [12 empty] | 179.5 | 359 | 538.5 | L:18'' W:18'' H:26'' |  |  | 18 | 18 | 26 | [34 empty] | D:10 1/4'' H:14'' Round | 72 | Clear Silver |  | On/Off Switch | Plug In | 0 | 0 | 0 | 0 | 0 | 0 | 0 | 0 | 0 | 0 | 0 | 014817604450 | 27.25 | 15.75 | 15.75 | 11.2 | 3.912 | 250 | Yes | [8 empty] | ETL Dry | cETL Dry | CONTOUR SHORT TABLE COL | 1 - Light Short Table Lamp |  | KT1221COL1.jpg | KT1221COL1.jpg
KT1231ARC1 | 1 - Light Tall Table Lamp |  | PORTABLE | Contour | Portable Lamps | Arctic White / Burnished Brass | ARC / BBS | Ceramic | White Linen Fabric | D:21" H:12.5" | D:4" |  | 1 Medium A19 9.5w |  | 1 | Yes | [14 empty] | 0 | [12 empty] | 214.5 | 429 | 643.5 | L:21'' W:21'' H:31 1/2'' |  |  | 21 | 21 | 31.5 | [34 empty] | D:8 7/8'' H:19'' Round | 72 | Clear Silver |  | On/Off Switch | Plug In | 0 | 0 | 0 | 0 | 0 | 0 | 0 | 0 | 0 | 0 | 0 | 014817604481 | 31.25 | 14.25 | 15.75 | 12 | 4.059 | 250 | Yes | [8 empty] | ETL Dry | cETL Dry | CONTOUR TALL TABLE ACTIC WHITE | 1 - Light Tall Table Lamp |  | KT1231ARC1.jpg | KT1231ARC1.jpg
KT1231COL1 | 1 - Light Tall Table Lamp |  | PORTABLE | Contour | Portable Lamps | Coal / Aged Iron | COL / AI | Ceramic | White Linen Fabric | D:21" H:12.5" | D:4" |  | 1 Medium A19 9.5w |  | 1 | Yes | [14 empty] | 0 | [12 empty] | 214.5 | 429 | 643.5 | L:21'' W:21'' H:31 1/2'' |  |  | 21 | 21 | 31.5 | [34 empty] | D:8 7/8'' H:19'' Round | 72 | Clear Silver |  | On/Off Switch | Plug In | 0 | 0 | 0 | 0 | 0 | 0 | 0 | 0 | 0 | 0 | 0 | 014817604474 | 31 | 14.25 | 15.5 | 11.7 | 3.962 | 250 | Yes | [8 empty] | ETL Dry | cETL Dry | CONTOUR TALL TABLE COAL | 1 - Light Tall Table Lamp |  | KT1231COL1.jpg | KT1231COL1.jpg
KW1001BBS | 1 - Light Wall Sconce | Nodes task, ceiling and wall lighting is minimal yet bold, highlighting Kelly's distinctive juxtaposition of mixed-materiality and curvilinear form. Light radiates from milk glass globes set against metal discs. All fixtures can be used or without the discs. The cast canopy is available in Burnished Brass or Midnight Black. Hanging fixtures within this family feature black fabric cords, while pivot sconces can be cord and plug or hard wire. | WALL SCONCE | Nodes | Wall / Bath Lighting | Burnished Brass | BBS | Steel |  |  |  | Milk White Steel / Glass | 1 G9 T4 60w |  | 1 | No | [14 empty] | 0 | [12 empty] | 74.98 | 149.96 | 224.94 | W:4 3/4'' H:17 3/8'' E:4 5/8'' | 2.7 |  |  | 4.75 | 17.375 | Screw(s) |  |  |  |  | 4.625 | [25 empty] | D:4 3/4'' DP:3/4'' OB UP:8 3/8'' Round |  |  |  | 8 | Black/White |  |  | Hardwired | 0 | 0 | 0 | 0 | 0 | 0 | 0 | 0 | 0 | 0 | 0 | 014817594072 | 17.5 | 8.25 | 6.5 | 3.4 | 0.543 | 125 | Yes | [9 empty] | cETL Damp | NODES 1L SCONCE BBS | 1 - Light Wall Sconce |  | KW1001BBS.jpg | KW1001BBS.jpg
KW1001MBK | 1 - Light Wall Sconce | Nodes task, ceiling and wall lighting is minimal yet bold, highlighting Kelly's distinctive juxtaposition of mixed-materiality and curvilinear form. Light radiates from milk glass globes set against metal discs. All fixtures can be used or without the discs. The cast canopy is available in Burnished Brass or Midnight Black. Hanging fixtures within this family feature black fabric cords, while pivot sconces can be cord and plug or hard wire. | WALL SCONCE | Nodes | Wall / Bath Lighting | Midnight Black | MBK | Steel |  |  |  | Milk White Steel / Glass | 1 G9 T4 60w |  | 1 | No | [14 empty] | 0 | [12 empty] | 74.98 | 149.96 | 224.94 | W:4 3/4'' H:17 3/8'' E:4 5/8'' | 2.7 |  |  | 4.75 | 17.375 | Screw(s) |  |  |  |  | 4.625 | [25 empty] | D:4 3/4'' DP:3/4'' OB UP:8 3/8'' Round |  |  |  | 8 | Black/White |  |  | Hardwired | 0 | 0 | 0 | 0 | 0 | 0 | 0 | 0 | 0 | 0 | 0 | 014817594065 | 17.5 | 8.25 | 7.78 | 3.3 | 0.65 | 175 | Yes | [9 empty] | cETL Damp | NODES 1L SCONCE MBK | 1 - Light Wall Sconce |  | KW1001MBK.jpg | KW1001MBK.jpg
KW1021BBS | 1 - Light Pivot Wall Sconce | Nodes task, ceiling and wall lighting is minimal yet bold, highlighting Kelly's distinctive juxtaposition of mixed-materiality and curvilinear form. Light radiates from milk glass globes set against metal discs. All fixtures can be used or without the discs. The cast canopy is available in Burnished Brass or Midnight Black. Hanging fixtures within this family feature black fabric cords, while pivot sconces can be cord and plug or hard wire. | WALL SCONCE | Nodes | Wall / Bath Lighting | Burnished Brass | BBS | Steel |  |  |  | Milk White Steel / Glass | 1 G9 T4 60w |  | 1 | No | [14 empty] | 0 | [12 empty] | 117.98 | 235.96 | 353.94 | W:6'' H:23 5/8'' E:18 3/4'' | 3.5 |  |  | 6 | 23.625 | Screw(s) |  |  |  |  | 18.75 | [25 empty] | D:4 3/4'' DP:3/4'' OB UP:6 3/8'' Round |  |  |  | 96 | Clear Silver |  | On/Off Switch | Hardwired or Plug In | 0 | 0 | 0 | 0 | 0 | 0 | 0 | 0 | 0 | 0 | 0 | 014817595246 | 20.75 | 13.25 | 7 | 5.1 | 1.114 | 175 | Yes | [9 empty] | cETL Damp | NODES 1L PIVOT SCNC BBS | 1 - Light Pivot Wall Sconce |  | KW1021BBS.jpg | KW1021BBS.jpg
KW1021MBK | 1 - Light Pivot Wall Sconce | Nodes task, ceiling and wall lighting is minimal yet bold, highlighting Kelly's distinctive juxtaposition of mixed-materiality and curvilinear form. Light radiates from milk glass globes set against metal discs. All fixtures can be used or without the discs. The cast canopy is available in Burnished Brass or Midnight Black. Hanging fixtures within this family feature black fabric cords, while pivot sconces can be cord and plug or hard wire. | WALL SCONCE | Nodes | Wall / Bath Lighting | Midnight Black | MBK | Steel |  |  |  | Milk White Steel / Glass | 1 G9 T4 60w |  | 1 | No | [14 empty] | 0 | [12 empty] | 117.98 | 235.96 | 353.94 | W:6'' H:23 5/8'' E:18 3/4'' | 3.5 |  |  | 6 | 23.625 | Screw(s) |  |  |  |  | 18.75 | [25 empty] | D:4 3/4'' DP:3/4'' OB UP:6 3/8'' Round |  |  |  | 96 | Black |  | On/Off Switch | Hardwired or Plug In | 0 | 0 | 0 | 0 | 0 | 0 | 0 | 0 | 0 | 0 | 0 | 014817595239 | 21.75 | 13.25 | 6.75 | 5.2 | 1.126 | 175 | Yes | [9 empty] | cETL Damp | NODES 1L PIVOT SCNC MBK | 1 - Light Pivot Wall Sconce |  | KW1021MBK.jpg | KW1021MBK.jpg
KW1031BBS | 1 - Light Large Pivot Wall Sconce | Nodes task, ceiling and wall lighting is minimal yet bold, highlighting Kelly's distinctive juxtaposition of mixed-materiality and curvilinear form. Light radiates from milk glass globes set against metal discs. All fixtures can be used or without the discs. The cast canopy is available in Burnished Brass or Midnight Black. Hanging fixtures within this family feature black fabric cords, while pivot sconces can be cord and plug or hard wire. | WALL SCONCE | Nodes | Wall / Bath Lighting | Burnished Brass | BBS | Steel |  |  |  | Milk White Steel / Glass | 1 G9 T4 60w |  | 1 | No | [14 empty] | 0 | [12 empty] | 199.98 | 399.96 | 599.94 | W:8'' H:48 3/8'' E:19 7/8'' | 4.3 |  |  | 8 | 48.375 | Screw(s) |  |  |  |  | 19.875 | [25 empty] | D:4 3/4'' DP:3/4'' OB UP:43 3/4'' Round |  |  |  | 96 | Clear Silver |  | On/Off Switch | Hardwired or Plug In | 0 | 0 | 0 | 0 | 0 | 0 | 0 | 0 | 0 | 0 | 0 | 014817595260 | 50.25 | 20.25 | 7.5 | 11.7 | 4.417 | 250 | Yes | [9 empty] | cETL Damp | NODES 1L LG PVT SCNC BBS | 1 - Light Large Pivot Wall Sconce |  | KW1031BBS.jpg | KW1031BBS.jpg
KW1031MBK | 1 - Light Large Pivot Wall Sconce | Nodes task, ceiling and wall lighting is minimal yet bold, highlighting Kelly's distinctive juxtaposition of mixed-materiality and curvilinear form. Light radiates from milk glass globes set against metal discs. All fixtures can be used or without the discs. The cast canopy is available in Burnished Brass or Midnight Black. Hanging fixtures within this family feature black fabric cords, while pivot sconces can be cord and plug or hard wire. | WALL SCONCE | Nodes | Wall / Bath Lighting | Midnight Black | MBK | Steel |  |  |  | Milk White Steel / Glass | 1 G9 T4 60w |  | 1 | No | [14 empty] | 0 | [12 empty] | 199.98 | 399.96 | 599.94 | W:8'' H:48 3/8'' E:19 7/8'' | 4.3 |  |  | 8 | 48.375 | Screw(s) |  |  |  |  | 19.875 | [25 empty] | D:4 3/4'' DP:3/4'' OB UP:43 3/4'' Round |  |  |  | 96 | Black |  | On/Off Switch | Hardwired or Plug In | 0 | 0 | 0 | 0 | 0 | 0 | 0 | 0 | 0 | 0 | 0 | 014817595253 | 50.25 | 20.25 | 7.5 | 11.7 | 4.417 | 250 | Yes | [9 empty] | cETL Damp | NODES 1L LG PVT SCNC MBK | 1 - Light Large Pivot Wall Sconce |  | KW1031MBK.jpg | KW1031MBK.jpg
KW1041BBS | 1 - Light Angled Wall Sconce | Nodes task, ceiling and wall lighting is minimal yet bold, highlighting Kelly's distinctive juxtaposition of mixed-materiality and curvilinear form. Light radiates from milk glass globes set against metal discs. All fixtures can be used or without the discs. The cast canopy is available in Burnished Brass or Midnight Black. Hanging fixtures within this family feature black fabric cords, while pivot sconces can be cord and plug or hard wire. | WALL SCONCE | Nodes | Wall / Bath Lighting | Burnished Brass | BBS | Steel |  |  |  | Milk White Steel / Glass | 1 G9 T4 60w |  | 1 | No | [14 empty] | 0 | [12 empty] | 74.98 | 149.96 | 224.94 | W:8'' H:7 5/8'' E:5 1/2'' | 1.8 |  |  | 8 | 7.625 | Screw(s) |  |  |  |  | 5.5 | [25 empty] | D:5 1/4'' DP:1/8'' OB UP:3 7/8'' Round |  |  |  | 8 | Black/White |  |  | Hardwired | 0 | 0 | 0 | 0 | 0 | 0 | 0 | 0 | 0 | 0 | 0 | 014817594119 | 12.75 | 9.75 | 7 | 3.5 | 0.504 | 125 | Yes | [9 empty] | cETL Damp | NODES 1L ANGLD SCNC BBS | 1 - Light Angled Wall Sconce |  | KW1041BBS.jpg | KW1041BBS.jpg
KW1041MBK | 1 - Light Angled Wall Sconce | Nodes task, ceiling and wall lighting is minimal yet bold, highlighting Kelly's distinctive juxtaposition of mixed-materiality and curvilinear form. Light radiates from milk glass globes set against metal discs. All fixtures can be used or without the discs. The cast canopy is available in Burnished Brass or Midnight Black. Hanging fixtures within this family feature black fabric cords, while pivot sconces can be cord and plug or hard wire. | WALL SCONCE | Nodes | Wall / Bath Lighting | Midnight Black | MBK | Steel |  |  |  | Milk White Steel / Glass | 1 G9 T4 60w |  | 1 | No | [14 empty] | 0 | [12 empty] | 74.98 | 149.96 | 224.94 | W:8'' H:7 5/8'' E:5 1/2'' | 1.8 |  |  | 8 | 7.625 | Screw(s) |  |  |  |  | 5.5 | [25 empty] | D:5 1/4'' DP:1/8'' OB UP:3 7/8'' Round |  |  |  | 8 | Black/White |  |  | Hardwired | 0 | 0 | 0 | 0 | 0 | 0 | 0 | 0 | 0 | 0 | 0 | 014817594102 | 12.5 | 9.75 | 7 | 3.5 | 0.494 | 125 | Yes | [9 empty] | cETL Damp | NODES 1L ANGLD SCNC MBK | 1 - Light Angled Wall Sconce |  | KW1041MBK.jpg | KW1041MBK.jpg
KW1051AI | 1 - Light Short Wall Sconce | The Nuance product family from Kelly for Generation Lighting features clean architectural metal detailing and the dynamic beauty of cast glass. The 1/4" thick clear glass stems from a suspended frame with an exposed fabric cord. The canopy comes in Polished Nickel or Aged Iron, the living finish. Whether for ceiling, floor or task lighting, Nuance brings a great, contemporary look to any space. With its unique silhouette, the floor lamp has the appeal of the classic hour glass. | WALL SCONCE | Nuance | Wall / Bath Lighting | Aged Iron | AI | Steel |  |  |  | Clear Glass | 1 Medium T10 60w |  | 1 | No | [14 empty] | 0 | [12 empty] | 137.48 | 274.96 | 412.44 | W:8 3/4'' H:20 7/8'' E:9 1/4'' | 5.5 |  |  | 8.75 | 20.875 | Screw(s) |  |  |  |  | 9.25 | [25 empty] | D:6'' DP:7/8'' OB UP:3'' Round |  |  |  | 8 | Black |  |  | Hardwired | 0 | 0 | 0 | 0 | 0 | 0 | 0 | 0 | 0 | 0 | 0 | 014817594249 | 23.5 | 10.78 | 10.5 | 8.5 | 1.539 | 175 | Yes | [9 empty] | cETL Damp | NUANCE 1L SHORT SCNC AI | 1 - Light Short Wall Sconce |  | KW1051AI.jpg | KW1051AI.jpg
KW1051PN | 1 - Light Short Wall Sconce | The Nuance product family from Kelly for Generation Lighting features clean architectural metal detailing and the dynamic beauty of cast glass. The 1/4" thick clear glass stems from a suspended frame with an exposed fabric cord. The canopy comes in Polished Nickel or Aged Iron, the living finish. Whether for ceiling, floor or task lighting, Nuance brings a great, contemporary look to any space. With its unique silhouette, the floor lamp has the appeal of the classic hour glass. | WALL SCONCE | Nuance | Wall / Bath Lighting | Polished Nickel | PN | Steel |  |  |  | Clear Glass | 1 Medium T10 60w |  | 1 | No | [14 empty] | 0 | [12 empty] | 137.48 | 274.96 | 412.44 | W:8 3/4'' H:20 7/8'' E:9 1/4'' | 5.5 |  |  | 8.75 | 20.875 | Screw(s) |  |  |  |  | 9.25 | [25 empty] | D:6'' DP:7/8'' OB UP:3'' Round |  |  |  | 8 | Black |  |  | Hardwired | 0 | 0 | 0 | 0 | 0 | 0 | 0 | 0 | 0 | 0 | 0 | 014817594256 | 23.5 | 11 | 10.25 | 9.6 | 1.533 | 125 | Yes | [9 empty] | cETL Damp | NUANCE 1L SHORT SCNC PN | 1 - Light Short Wall Sconce |  | KW1051PN.jpg | KW1051PN.jpg
KW1061AI | 1 - Light Wall Sconce | The Nuance product family from Kelly for Generation Lighting features clean architectural metal detailing and the dynamic beauty of cast glass. The 1/4" thick clear glass stems from a suspended frame with an exposed fabric cord. The canopy comes in Polished Nickel or Aged Iron, the living finish. Whether for ceiling, floor or task lighting, Nuance brings a great, contemporary look to any space. With its unique silhouette, the floor lamp has the appeal of the classic hour glass. | WALL SCONCE | Nuance | Wall / Bath Lighting | Aged Iron | AI | Steel |  |  |  | Clear Glass | 1 Medium T10 60w |  | 1 | No | [14 empty] | 0 | [12 empty] | 118.98 | 237.96 | 356.94 | W:8'' H:22 1/2'' E:8 1/2'' | 6.9 |  |  | 8 | 22.5 | Screw(s) |  |  |  |  | 8.5 | [25 empty] | D:6'' DP:7/8'' OB UP:3'' Round |  |  |  | 8 | Black |  |  | Hardwired | 0 | 0 | 0 | 0 | 0 | 0 | 0 | 0 | 0 | 0 | 0 | 014817594263 | 24.5 | 9.78 | 9 | 7.6 | 1.248 | 125 | Yes | [9 empty] | cETL Damp | NUANCE 1L SCONCE AI | 1 - Light Wall Sconce |  | KW1061AI.jpg | KW1061AI.jpg
KW1061PN | 1 - Light Wall Sconce | The Nuance product family from Kelly for Generation Lighting features clean architectural metal detailing and the dynamic beauty of cast glass. The 1/4" thick clear glass stems from a suspended frame with an exposed fabric cord. The canopy comes in Polished Nickel or Aged Iron, the living finish. Whether for ceiling, floor or task lighting, Nuance brings a great, contemporary look to any space. With its unique silhouette, the floor lamp has the appeal of the classic hour glass. | WALL SCONCE | Nuance | Wall / Bath Lighting | Polished Nickel | PN | Steel |  |  |  | Clear Glass | 1 Medium T10 60w |  | 1 | No | [14 empty] | 0 | [12 empty] | 118.98 | 237.96 | 356.94 | W:8'' H:22 1/2'' E:8 1/2'' | 6.9 |  |  | 8 | 22.5 | Screw(s) |  |  |  |  | 8.5 | [25 empty] | D:6'' DP:7/8'' OB UP:3'' Round |  |  |  | 8 | Black |  |  | Hardwired | 0 | 0 | 0 | 0 | 0 | 0 | 0 | 0 | 0 | 0 | 0 | 014817594270 | 24.5 | 10 | 9 | 7.4 | 1.276 | 175 | Yes | [9 empty] | cETL Damp | NUANCE 1L SCONCE PN | 1 - Light Wall Sconce |  | KW1061PN.jpg | KW1061PN.jpg
KWL1012BBS | 2 - Light Wall Sconce | Nodes task, ceiling and wall lighting is minimal yet bold, highlighting Kelly's distinctive juxtaposition of mixed-materiality and curvilinear form. Light radiates from milk glass globes set against metal discs. All fixtures can be used or without the discs. The cast canopy is available in Burnished Brass or Midnight Black. Hanging fixtures within this family feature black fabric cords, while pivot sconces can be cord and plug or hard wire. | WALL SCONCE | Nodes | Wall / Bath Lighting | Burnished Brass | BBS | Steel |  |  |  | Milk White Steel / Glass | 2 G9 T4 60w |  | 2 | No | [14 empty] | 0 | [12 empty] | 112.48 | 224.96 | 337.44 | W:4 3/4'' H:23 5/8'' E:4 5/8'' | 3.8 |  |  | 4.75 | 23.625 | Screw(s) |  |  |  |  | 4.625 | [25 empty] | D:4 3/4'' DP:3/4'' OB UP:10'' Round |  |  |  | 8 | Black/White |  |  | Hardwired | 0 | 0 | 0 | 0 | 0 | 0 | 0 | 0 | 0 | 0 | 0 | 014817594096 | 21.75 | 8.25 | 6.5 | 4.9 | 0.675 | 125 | Yes | [9 empty] | cETL Damp | NODES 2L SCONCE BBS | 2 - Light Wall Sconce |  | KWL1012BBS.jpg | KWL1012BBS.jpg
KWL1012MBK | 2 - Light Wall Sconce | Nodes task, ceiling and wall lighting is minimal yet bold, highlighting Kelly's distinctive juxtaposition of mixed-materiality and curvilinear form. Light radiates from milk glass globes set against metal discs. All fixtures can be used or without the discs. The cast canopy is available in Burnished Brass or Midnight Black. Hanging fixtures within this family feature black fabric cords, while pivot sconces can be cord and plug or hard wire. | WALL SCONCE | Nodes | Wall / Bath Lighting | Midnight Black | MBK | Steel |  |  |  | Milk White Steel / Glass | 2 G9 T4 60w |  | 2 | No | [14 empty] | 0 | [12 empty] | 112.48 | 224.96 | 337.44 | W:4 3/4'' H:23 5/8'' E:4 5/8'' | 3.8 |  |  | 4.75 | 23.625 | Screw(s) |  |  |  |  | 4.625 | [25 empty] | D:4 3/4'' DP:3/4'' OB UP:10'' Round |  |  |  | 8 | Black/White |  |  | Hardwired | 0 | 0 | 0 | 0 | 0 | 0 | 0 | 0 | 0 | 0 | 0 | 014817594089 | 21.75 | 8.25 | 7.25 | 4.9 | 0.753 | 125 | Yes | [9 empty] | cETL Damp | NODES 2L SCONCE MBK | 2 - Light Wall Sconce |  | KWL1012MBK.jpg | KWL1012MBK.jpg

## Ralph Lauren
Item Number | Name | Collection Description | Class | Collection | Category | Finish | finish Code | Material | Glass/ Shade | Glass / Shade Size | GlassTop / ShadeTop Size | Diffuser | Bulb # 1 | Bulb # 2 | Total Bulbs | Bulbs Included | Bulb Lumens | Bulb Temperature | Bulb CRI | Bulb Watts | Bulb Volts | Bulb Base | Bulb Type | Bulb Beam Spread | Bulb Dimming Range Min | Bulb Dimming Range Max | Bulb Light Source Name | Bulb Watts Consumed | Bulb Watts Rated | Bulb Rated Life | Bulb Spot Type | Efficacy | L70 | Color Binning | Bug Rating | Cord Color | Transformer Mount | Output Type | Housing Type | Wet Listing | Max Tilt | Max Rotation | Max Ceiling Slope | 2/1/2020 DN Price | UMAP | MSRP | Dimensions | Weight | Diameter | Length | Width | Height | Mounting Procedure | Height (Downlight) | Height Semi-flush | Height Overall | Adjustable Height | Extends | Style | Light Kit Incl | Compatible Light Kits | Remote Incl | # of Blades | Blade Pitch | Blade Finish 1 | Blade Finish 2 | Motor Size | Fan Diameter | Capacitor Value | CFM (High) | Watts (High) | CFM/Watt (High) | CFM (Med) | Watts (Med) | CFM/Watt (Med) | CFM (Low) | Watts (Low) | CFM/Watt (Low) | Max Blade to Ceiling Height | Min Blade to Ceiling Height | Motor Type | Remote Control Type | Canopy | Backplate | Post | Mounting Plate | Base | Wire/Cord Length | Wire/Cord Color | Chain Length | Switch | Connection | ADA | Mount Up/Down | Fluorescent | Energy Star | T-24 | Photocell | LED | LED Convertible | Pre-laced Chain | Adjustable Arms | Mount Wall/Ceiling | UPC | IP Length | IP Width | IP Height | IP Weight | IP Cube | IP Frt. Class | IP UPSable | Pack Quantity | MP UPC | MP Length | MP Width | MP Height | MP Weight | MP Cube | MP UPSable | UL Listing | cUL Listing | PCS Name | Catalog Name | Engineering Notes | Web Image Name | Line Art
LC1006PN | 6 - Light Chandelier |  | CHANDELIERS | Katie | Chandeliers | Polished Nickel / Black Leather | PN / BKL | Steel | White Linen Fabric | D:5.5"L:5.5" W:5.5" H:4.75" | D:4"L:4" W:4" |  | 6 Candelabra Torpedo 60w |  | 6 | No | [14 empty] | 0 |  |  |  |  | Clear Silver | [6 empty] | 45 | 424.5 | 849 | 1273.5 | L:32'' W:32'' H:24 3/8'' O:198 3/8'' |  |  | 32 | 32 | 24.375 | Screw Collar - Chain |  |  | 198.375 | [26 empty] | D:5 1/2'' H:1'' Round |  |  |  |  | 180 | Clear Silver | 60 |  | Hardwired | 0 | 0 | 0 | 0 | 0 | 0 | 0 | 0 | 0 | 0 | 0 | 014817599305 | 31.5 | 31.5 | 11.75 | 25.9 | 6.747 | 250 | Yes | [9 empty] | cETL Damp | KATIE 6L CHANDELIER PN | 6 - Light Chandelier |  | LC1006PN.jpg | LC1006PN.jpg
LC1006TWB | 6 - Light Chandelier |  | CHANDELIERS | Katie | Chandeliers | Time Worn Brass / Saddle Leather | TWB / SDL | Steel | White Linen Fabric | D:5.5"L:5.5" W:5.5" H:4.75" | D:4"L:4" W:4" |  | 6 Candelabra Torpedo 60w |  | 6 | No | [14 empty] | 0 |  |  |  |  | Clear Silver | [6 empty] | 45 | 424.5 | 849 | 1273.5 | L:32'' W:32'' H:24 3/8'' O:198 3/8'' |  |  | 32 | 32 | 24.375 | Screw Collar - Chain |  |  | 198.375 | [26 empty] | D:5 1/2'' H:1'' Round |  |  |  |  | 180 | Clear Silver | 60 |  | Hardwired | 0 | 0 | 0 | 0 | 0 | 0 | 0 | 0 | 0 | 0 | 0 | 014817599312 | 32.25 | 31.25 | 12 | 25.4 | 6.999 | 250 | Yes | [9 empty] | cETL Damp | KATIE 6L CHANDELIER TWB | 6 - Light Chandelier |  | LC1006TWB.jpg | LC1006TWB.jpg
LC1018PN | 8 - Light Chandelier |  | CHANDELIERS | Katie | Chandeliers | Polished Nickel / Black Leather | PN / BKL | Steel | White Linen Fabric | D:5.5"L:5.5" W:5.5" H:4.75" | D:4"L:4" W:4" |  | 8 Candelabra Torpedo 60w |  | 8 | No | [14 empty] | 0 |  |  |  |  | Clear Silver | [6 empty] | 45 | 599.5 | 1199 | 1798.5 | L:48'' W:48'' H:29 1/4'' O:203 1/4'' |  |  | 48 | 48 | 29.25 | Screw Collar - Chain |  |  | 203.25 | [26 empty] | D:5 1/2'' H:1'' Round |  |  |  |  | 180 | Clear Silver | 60 |  | Hardwired | 0 | 0 | 0 | 0 | 0 | 0 | 0 | 0 | 0 | 0 | 0 | 014817599329 | 45 | 45 | 12 | 45.1 | 14.063 | 250 | Yes | [9 empty] | cETL Damp | KATIE 8L CHANDELIER PN | 8 - Light Chandelier |  | LC1018PN.jpg | LC1018PN.jpg
LC1018TWB | 8 - Light Chandelier |  | CHANDELIERS | Katie | Chandeliers | Time Worn Brass / Saddle Leather | TWB / SDL | Steel | White Linen Fabric | D:5.5"L:5.5" W:5.5" H:4.75" | D:4"L:4" W:4" |  | 8 Candelabra Torpedo 60w |  | 8 | No | [14 empty] | 0 |  |  |  |  | Clear Silver | [6 empty] | 45 | 599.5 | 1199 | 1798.5 | L:48'' W:48'' H:29 1/4'' O:203 1/4'' |  |  | 48 | 48 | 29.25 | Screw Collar - Chain |  |  | 203.25 | [26 empty] | D:5 1/2'' H:1'' Round |  |  |  |  | 180 | Clear Silver | 60 |  | Hardwired | 0 | 0 | 0 | 0 | 0 | 0 | 0 | 0 | 0 | 0 | 0 | 014817599336 | 45 | 45 | 12 | 45.1 | 14.063 | 250 | Yes | [9 empty] | cETL Damp | KATIE 8L CHANDELIER TWB | 8 - Light Chandelier |  | LC1018TWB.jpg | LC1018TWB.jpg
LC1028PN | 8 - Light Linear Chandelier |  | CHANDELIERS | Katie | Chandeliers | Polished Nickel / Black Leather | PN / BKL | Steel | White Linen Fabric | D:5.5"L:5.5" W:5.5" H:4.75" | D:4"L:4" W:4" |  | 8 Candelabra Torpedo 60w |  | 8 | No | [14 empty] | 0 |  |  |  |  | Clear Silver | [6 empty] | 45 | 449.5 | 899 | 1348.5 | L:48 7/8'' W:16 3/4'' H:26'' O:196 3/4'' |  |  | 48.875 | 16.75 | 26 | Screw Collar - Stem |  |  | 196.75 | 24.75 - 70.75 | [25 empty] | D:5 1/2'' H:1'' Round |  |  |  |  | 180 | Clear Silver |  |  | Hardwired | 0 | 0 | 0 | 0 | 0 | 0 | 0 | 0 | 0 | 0 | 0 | 014817599343 | 48.75 | 17.25 | 11.5 | 24.6 | 5.597 | 175 | Yes | [9 empty] | cETL Damp | KATIE 8L LINEAR CHAND PN | 8 - Light Linear Chandelier |  | LC1028PN.jpg | LC1028PN.jpg
LC1028TWB | 8 - Light Linear Chandelier |  | CHANDELIERS | Katie | Chandeliers | Time Worn Brass / Saddle Leather | TWB / SDL | Steel | White Linen Fabric | D:5.5"L:5.5" W:5.5" H:4.75" | D:4"L:4" W:4" |  | 8 Candelabra Torpedo 60w |  | 8 | No | [14 empty] | 0 |  |  |  |  | Clear Silver | [6 empty] | 45 | 449.5 | 899 | 1348.5 | L:48 7/8'' W:16 3/4'' H:26'' O:196 3/4'' |  |  | 48.875 | 16.75 | 26 | Screw Collar - Stem |  |  | 196.75 | 24.75 - 70.75 | [25 empty] | D:5 1/2'' H:1'' Round |  |  |  |  | 180 | Clear Silver |  |  | Hardwired | 0 | 0 | 0 | 0 | 0 | 0 | 0 | 0 | 0 | 0 | 0 | 014817599350 | 49 | 17.25 | 11.5 | 24.5 | 5.625 | 175 | Yes | [9 empty] | cETL Damp | KATIE 8L LINEAR CHAND TWB | 8 - Light Linear Chandelier |  | LC1028TWB.jpg | LC1028TWB.jpg
LC1038PN | 8 - Light Chandelier |  | CHANDELIERS | Flynn | Chandeliers | Polished Nickel | PN | Steel | Clear Glass | D:2.75"L:2.75" W:2.75" H:6.375" |  |  | 8 Candelabra Torpedo 60w |  | 8 | No | [14 empty] | 0 |  |  |  |  | Clear Silver | [6 empty] | 22 | 599.5 | 1199 | 1798.5 | L:40'' W:40'' H:18 3/8'' O:187 7/8'' | 13.5 |  | 40 | 40 | 18.375 | Universal Mounting Plate |  |  | 187.875 | 25.875 - 73.875 | [25 empty] | D:5 1/2'' H:1'' Round |  |  |  |  | 180 | Clear Silver |  |  | Hardwired | 0 | 0 | 0 | 0 | 0 | 0 | 0 | 0 | 0 | 0 | 0 | 014817599503 | 32 | 32 | 19.25 | 29.6 | 11.407 | 250 | Yes | [9 empty] | cETL Damp | FLYNN 8L CHANDELIER PN | 8 - Light Chandelier |  | LC1038PN.jpg | LC1038PN.jpg
LC1038TWB | 8 - Light Chandelier |  | CHANDELIERS | Flynn | Chandeliers | Time Worn Brass | TWB | Steel | Clear Glass | D:2.75"L:2.75" W:2.75" H:6.375" |  |  | 8 Candelabra Torpedo 60w |  | 8 | No | [14 empty] | 0 |  |  |  |  | Clear Silver | [6 empty] | 22 | 599.5 | 1199 | 1798.5 | L:40'' W:40'' H:18 3/8'' O:187 7/8'' | 13.5 |  | 40 | 40 | 18.375 | Universal Mounting Plate |  |  | 187.875 | 25.875 - 73.875 | [25 empty] | D:5 1/2'' H:1'' Round |  |  |  |  | 180 | Clear Silver |  |  | Hardwired | 0 | 0 | 0 | 0 | 0 | 0 | 0 | 0 | 0 | 0 | 0 | 014817599510 | [16 empty] | cETL Damp | FLYNN 8L CHANDELIER TWB | 8 - Light Chandelier |  | LC1038TWB.jpg | LC1038TWB.jpg
LC1046PN | 6 - Light Chandelier |  | CHANDELIERS | Flynn | Chandeliers | Polished Nickel | PN | Steel | Clear Glass | D:2.75"L:2.75" W:2.75" H:6.5" |  |  | 6 Candelabra Torpedo 60w |  | 6 | No | [14 empty] | 0 |  |  |  |  | Clear Silver | [6 empty] | 22 | 599.5 | 1199 | 1798.5 | L:40'' W:40'' H:44 1/8'' O:213 5/8'' | 20.6 |  | 40 | 40 | 44.125 | Universal Mounting Plate |  |  | 213.625 | 51.625 - 99.625 | [25 empty] | D:5 1/2'' H:1'' Round |  |  |  |  | 180 | Clear Silver |  |  | Hardwired | 0 | 0 | 0 | 0 | 0 | 0 | 0 | 0 | 0 | 0 | 0 | 014817599527 | 33 | 47 | 29.5 | 52.5 | 26.478 | 250 | No | [9 empty] | cETL Damp | FLYNN 6L CHANDELIER PN | 6 - Light Chandelier |  | LC1046PN.jpg | LC1046PN.jpg
LC1046TWB | 6 - Light Chandelier |  | CHANDELIERS | Flynn | Chandeliers | Time Worn Brass | TWB | Steel | Clear Glass | D:2.75"L:2.75" W:2.75" H:6.5" |  |  | 6 Candelabra Torpedo 60w |  | 6 | No | [14 empty] | 0 |  |  |  |  | Clear Silver | [6 empty] | 22 | 599.5 | 1199 | 1798.5 | L:40'' W:40'' H:44 1/8'' O:213 5/8'' | 20.6 |  | 40 | 40 | 44.125 | Universal Mounting Plate |  |  | 213.625 | 51.625 - 99.625 | [25 empty] | D:5 1/2'' H:1'' Round |  |  |  |  | 180 | Clear Silver |  |  | Hardwired | 0 | 0 | 0 | 0 | 0 | 0 | 0 | 0 | 0 | 0 | 0 | 014817599534 | [16 empty] | cETL Damp | FLYNN 6L CHANDELIER TWB | 6 - Light Chandelier |  | LC1046TWB.jpg | LC1046TWB.jpg
LC1053PN | 3 - Light Chandelier |  | CHANDELIERS | Flynn | Chandeliers | Polished Nickel | PN | Steel | Clear Glass | D:2.75"L:2.75" W:2.75" H:6.5" |  |  | 3 Candelabra Torpedo 60w |  | 3 | No | [14 empty] | 0 |  |  |  |  | Clear Silver | [6 empty] | 22 | 289.5 | 579 | 868.5 | L:40'' W:40'' H:24 7/8'' O:194 3/8'' | 10.3 |  | 40 | 40 | 24.875 | Universal Mounting Plate |  |  | 194.375 | 32.375 - 80.375 | [25 empty] | D:5 1/2'' H:1'' Round |  |  |  |  | 180 | Clear Silver |  |  | Hardwired | 0 | 0 | 0 | 0 | 0 | 0 | 0 | 0 | 0 | 0 | 0 | 014817599541 | 31.75 | 27.25 | 12.5 | 23.9 | 6.259 | 250 | Yes | [9 empty] | cETL Damp | FLYNN 3L CHANDELIER PN | 3 - Light Chandelier |  | LC1053PN.jpg | LC1053PN.jpg
LC1053TWB | 3 - Light Chandelier |  | CHANDELIERS | Flynn | Chandeliers | Time Worn Brass | TWB | Steel | Clear Glass | D:2.75"L:2.75" W:2.75" H:6.5" |  |  | 3 Candelabra Torpedo 60w |  | 3 | No | [14 empty] | 0 |  |  |  |  | Clear Silver | [6 empty] | 22 | 289.5 | 579 | 868.5 | L:40'' W:40'' H:24 7/8'' O:194 3/8'' | 10.3 |  | 40 | 40 | 24.875 | Universal Mounting Plate |  |  | 194.375 | 32.375 - 80.375 | [25 empty] | D:5 1/2'' H:1'' Round |  |  |  |  | 180 | Clear Silver |  |  | Hardwired | 0 | 0 | 0 | 0 | 0 | 0 | 0 | 0 | 0 | 0 | 0 | 014817599558 | [16 empty] | cETL Damp | FLYNN 3L CHANDELIER TWB | 3 - Light Chandelier |  | LC1053twb.jpg | LC1053twb.jpg
LC1069PN | 9 - Light Chandelier |  | CHANDELIERS | Robert | Chandeliers | Polished Nickel / Clear Acrylic | PN / Glass | Steel | White Paper | D:7.5"L:7.5" W:7.5" H:5.5" | D:2.125"L:2.125" W:2.125" |  | 9 Candelabra Torpedo 60w |  | 9 | No | [14 empty] | 0 |  |  |  |  | Clear Silver | [6 empty] | 45 | 549.5 | 1099 | 1648.5 | L:36 1/2'' W:36 1/2'' H:35 1/4'' O:209 1/4'' | 17.16 |  | 36.5 | 36.5 | 35.25 | Screw Collar - Chain |  |  | 209.25 | [26 empty] | D:5 1/4'' H:7/8'' Round |  |  |  |  | 180 | Clear Silver | 60 |  | Hardwired | 0 | 0 | 0 | 0 | 0 | 0 | 0 | 0 | 0 | 0 | 0 | 014817599688 | 33.5 | 30 | 22.75 | 32.7 | 13.231 | 250 | Yes | [9 empty] | cETL Damp | ROBERT 9L CHANDELIER PN | 9 - Light Chandelier |  | LC1069PN.jpg | LC1069PN.jpg
LC1069TWB | 9 - Light Chandelier |  | CHANDELIERS | Robert | Chandeliers | Time Worn Brass / Clear Acrylic | TWB / Glass | Steel | White Paper | D:7.5"L:7.5" W:7.5" H:5.5" | D:2.125"L:2.125" W:2.125" |  | 9 Candelabra Torpedo 60w |  | 9 | No | [14 empty] | 0 |  |  |  |  | Clear Silver | [6 empty] | 45 | 549.5 | 1099 | 1648.5 | L:36 1/2'' W:36 1/2'' H:35 1/4'' O:209 1/4'' | 17.16 |  | 36.5 | 36.5 | 35.25 | Screw Collar - Chain |  |  | 209.25 | [26 empty] | D:5 1/4'' H:7/8'' Round |  |  |  |  | 180 | Clear Silver | 60 |  | Hardwired | 0 | 0 | 0 | 0 | 0 | 0 | 0 | 0 | 0 | 0 | 0 | 014817599695 | [16 empty] | cETL Damp | ROBERT 9L CHANDELIER TWB | 9 - Light Chandelier |  | LC1069TWB.jpg | LC1069TWB.jpg
LC1076PN | 6 - Light Chandelier |  | CHANDELIERS | Robert | Chandeliers | Polished Nickel / Clear Acrylic | PN / Glass | Steel | White Paper | D:7.5"L:7.5" W:7.5" H:5.5" | D:2.125"L:2.125" W:2.125" |  | 6 Candelabra Torpedo 60w |  | 6 | No | [14 empty] | 0 |  |  |  |  | Clear Silver | [6 empty] | 45 | 364.5 | 729 | 1093.5 | L:32'' W:32'' H:24 1/8'' O:198 1/8'' | 10.5 |  | 32 | 32 | 24.125 | Screw Collar - Chain |  |  | 198.125 | [26 empty] | D:5 1/4'' H:7/8'' Round |  |  |  |  | 180 | Clear Silver | 60 |  | Hardwired | 0 | 0 | 0 | 0 | 0 | 0 | 0 | 0 | 0 | 0 | 0 | 014817599701 | 29.5 | 26.25 | 11.25 | 19.7 | 5.042 | 250 | Yes | [9 empty] | cETL Damp | ROBERT 6L CHANDELIER PN | 6 - Light Chandelier |  | LC1076PN.jpg | LC1076PN.jpg
LC1076TWB | 6 - Light Chandelier |  | CHANDELIERS | Robert | Chandeliers | Time Worn Brass / Clear Acrylic | TWB / Glass | Steel | White Paper | D:7.5"L:7.5" W:7.5" H:5.5" | D:2.125"L:2.125" W:2.125" |  | 6 Candelabra Torpedo 60w |  | 6 | No | [14 empty] | 0 |  |  |  |  | Clear Silver | [6 empty] | 45 | 364.5 | 729 | 1093.5 | L:32'' W:32'' H:24 1/8'' O:198 1/8'' | 10.5 |  | 32 | 32 | 24.125 | Screw Collar - Chain |  |  | 198.125 | [26 empty] | D:5 1/4'' H:7/8'' Round |  |  |  |  | 180 | Clear Silver | 60 |  | Hardwired | 0 | 0 | 0 | 0 | 0 | 0 | 0 | 0 | 0 | 0 | 0 | 014817599718 | 32 | 28.5 | 14.5 | 2.5 | 7.653 | 400 | Yes | [9 empty] | cETL Damp | ROBERT 6L CHANDELIER TWB | 6 - Light Chandelier |  | LC1076TWB.jpg | LC1076TWB.jpg
LC1083PN | 3 - Light Chandelier |  | CHANDELIERS | Robert | Chandeliers | Polished Nickel / Clear Acrylic | PN / Glass | Steel | White Paper | D:7.5"L:7.5" W:7.5" H:5.5" | D:2.125"L:2.125" W:2.125" |  | 3 Candelabra Torpedo 60w |  | 3 | No | [14 empty] | 0 |  |  |  |  | Clear Silver | [6 empty] | 45 | 179.5 | 359 | 538.5 | L:19 1/8'' W:19 1/8'' H:24 1/8'' O:198 1/8'' | 5.7 |  | 19.125 | 19.125 | 24.125 | Screw Collar - Chain |  |  | 198.125 | [26 empty] | D:5 1/4'' H:7/8'' Round |  |  |  |  | 180 | Clear Silver | 60 |  | Hardwired | 0 | 0 | 0 | 0 | 0 | 0 | 0 | 0 | 0 | 0 | 0 | 014817599725 | 33 | 15.25 | 13 | 13.1 | 3.786 | 250 | Yes | [9 empty] | cETL Damp | ROBERT 3L CHANDELIER PN | 3 - Light Chandelier |  | LC1083PN.jpg | LC1083PN.jpg
LC1083TWB | 3 - Light Chandelier |  | CHANDELIERS | Robert | Chandeliers | Time Worn Brass / Clear Acrylic | TWB / Glass | Steel | White Paper | D:7.5"L:7.5" W:7.5" H:5.5" | D:2.125"L:2.125" W:2.125" |  | 3 Candelabra Torpedo 60w |  | 3 | No | [14 empty] | 0 |  |  |  |  | Clear Silver | [6 empty] | 45 | 179.5 | 359 | 538.5 | L:19 1/8'' W:19 1/8'' H:24 1/8'' O:198 1/8'' | 5.7 |  | 19.125 | 19.125 | 24.125 | Screw Collar - Chain |  |  | 198.125 | [26 empty] | D:5 1/4'' H:7/8'' Round |  |  |  |  | 180 | Clear Silver | 60 |  | Hardwired | 0 | 0 | 0 | 0 | 0 | 0 | 0 | 0 | 0 | 0 | 0 | 014817599732 | 33 | 15.25 | 13.25 | 13.2 | 3.859 | 250 | Yes | [9 empty] | cETL Damp | ROBERT 3L CHANDELIER TWB | 3 - Light Chandelier |  | LC1083TWB.jpg | LC1083TWB.jpg
LC1126PN | 6 - Light Chandelier |  | CHANDELIERS | Jake | Chandeliers | Polished Nickel / Clear Acrylic | PN / Glass | Steel | White Cotton Fabric | D:5.875"L:5.875" W:5.875" H:5.125" | D:4"L:4" W:4" |  | 6 Candelabra Torpedo 60w |  | 6 | No | [14 empty] | 0 |  |  |  |  | Clear Silver | [6 empty] | 22 | 474.5 | 949 | 1423.5 | L:36'' W:36'' H:17 3/4'' O:187 1/8'' |  |  | 36 | 36 | 17.75 | Screw Collar - Stem |  |  | 187.125 | 25.125 - 73.125 | [25 empty] | D:5 1/2'' H:1 3/8'' Round |  |  |  |  | 180 | Clear Silver |  |  | Hardwired | 0 | 0 | 0 | 0 | 0 | 0 | 0 | 0 | 0 | 0 | 0 | 014817599961 | 38.25 | 38.25 | 16 | 27.25 | 13.547 | 250 | Yes | [9 empty] | cETL Damp | JAKE 6L CHANDELIER PN | 6 - Light Chandelier |  | LC1126PN.jpg | LC1126PN.jpg
LC1128PN | 8 - Light Linear Chandelier |  | CHANDELIERS | Jake | Chandeliers | Polished Nickel / Clear Acrylic | PN / Glass | Steel | White Cotton Fabric | D:5.875"L:5.875" W:5.875" H:5.125" | D:4"L:4" W:4" |  | 8 Candelabra Torpedo 60w |  | 8 | No | [14 empty] | 0 |  |  |  |  | Clear Silver | [6 empty] | 22 | 599.5 | 1199 | 1798.5 | L:51 5/8'' W:20 1/8'' H:17 3/4'' O:189 3/8'' |  |  | 51.625 | 20.125 | 17.75 | Screw Collar - Stem |  |  | 189.375 | 27.375 - 75.375 | [25 empty] | DP:4 1/2'' W:19'' H:7/8'' Rectangular |  |  |  |  | 180 | Clear Silver |  |  | Hardwired | 0 | 0 | 0 | 0 | 0 | 0 | 0 | 0 | 0 | 0 | 0 | 014817599978 | 54.25 | 21.25 | 16 | 31.1 | 10.674 | 250 | Yes | [9 empty] | cETL Damp | JAKE 8L LINEAR CHANDELIER PN | 8 - Light Linear Chandelier |  | LC1128PN.jpg | LC1128PN.jpg
LF1002PN | 2 - Light Flush Mount |  | CEILING | Katie | Ceiling Lights | Polished Nickel / Black Leather | PN / BKL | Steel | White Linen Fabric | D:16"L:16" W:16" H:7" | D:14"L:14" W:14" | Milk White Glass | 2 Medium A19 60w |  | 2 | No | [14 empty] | 0 |  |  |  |  | Black/White | [7 empty] | 149.5 | 299 | 448.5 | L:16'' W:16'' H:11 3/4'' |  |  | 16 | 16 | 11.75 | Cap Nuts | [29 empty] | D:12'' H:1'' Round |  |  |  |  | 8 | Black/White |  |  | Hardwired | 0 | 0 | 0 | 0 | 0 | 0 | 0 | 0 | 0 | 0 | 0 | 014817599404 | 18.5 | 18.5 | 13 | 10.9 | 2.575 | 175 | Yes | [9 empty] | cETL Damp | KATIE 2L FLUSH MT PN | 2 - Light Flush Mount |  | LF1002PN.jpg | LF1002PN.jpg
LF1002TWB | 2 - Light Flush Mount |  | CEILING | Katie | Ceiling Lights | Time Worn Brass / Saddle Leather | TWB / SDL | Steel | White Linen Fabric | D:16"L:16" W:16" H:7" | D:14"L:14" W:14" | Milk White Glass | 2 Medium A19 60w |  | 2 | No | [14 empty] | 0 |  |  |  |  | Black/White | [7 empty] | 149.5 | 299 | 448.5 | L:16'' W:16'' H:11 3/4'' |  |  | 16 | 16 | 11.75 | Cap Nuts | [29 empty] | D:12'' H:1'' Round |  |  |  |  | 8 | Black/White |  |  | Hardwired | 0 | 0 | 0 | 0 | 0 | 0 | 0 | 0 | 0 | 0 | 0 | 014817599411 | 18.5 | 18.5 | 13 | 10.9 | 2.575 | 175 | Yes | [9 empty] | cETL Damp | KATIE 2L FLUSH MT TWB | 2 - Light Flush Mount |  | LF1002TWB.jpg | LF1002TWB.jpg
LF1012PN | 2 - Light Flush Mount |  | CEILING | Flynn | Ceiling Lights | Polished Nickel | PN | Steel | Milk White Glass | D:11.5"L:11.5" W:11.5" H:3.375" |  |  | 2 Medium A19 60w |  | 2 | No | [14 empty] | 0 |  |  |  |  | Black/White | [7 empty] | 139.5 | 279 | 418.5 | L:12 5/8'' W:12 5/8'' H:4 3/4'' | 7.9 |  | 12.625 | 12.625 | 4.75 | Cap Nuts | [29 empty] | D:11 5/8'' H:1'' Round |  |  |  |  | 8 | Black/White |  |  | Hardwired | 0 | 0 | 0 | 0 | 0 | 0 | 0 | 0 | 0 | 0 | 0 | 014817599565 | 14.75 | 14.75 | 11.5 | 9.1 | 1.448 | 125 | Yes | [9 empty] | cETL Damp | FLYNN 2L FLUSH MT PN | 2 - Light Flush Mount |  | LF1012PN.jpg | LF1012PN.jpg
LF1012TWB | 2 - Light Flush Mount |  | CEILING | Flynn | Ceiling Lights | Time Worn Brass | TWB | Steel | Milk White Glass | D:11.5"L:11.5" W:11.5" H:3.375" |  |  | 2 Medium A19 60w |  | 2 | No | [14 empty] | 0 |  |  |  |  | Black/White | [7 empty] | 139.5 | 279 | 418.5 | L:12 5/8'' W:12 5/8'' H:4 3/4'' | 7.9 |  | 12.625 | 12.625 | 4.75 | Cap Nuts | [29 empty] | D:11 5/8'' H:1'' Round |  |  |  |  | 8 | Black/White |  |  | Hardwired | 0 | 0 | 0 | 0 | 0 | 0 | 0 | 0 | 0 | 0 | 0 | 014817599572 | 17.25 | 17.25 | 14.5 | 10.1 | 2.497 | 175 | Yes | [9 empty] | cETL Damp | FLYNN 2L FLUSH MT TWB | 2 - Light Flush Mount |  | LF1012TWB.jpg | LF1012TWB.jpg
LF1023PN | 3 - Light Flush Mount |  | CEILING | Flynn | Ceiling Lights | Polished Nickel | PN | Steel | Milk White Glass | D:17"L:17" W:17" H:4.25" |  |  | 3 Medium A19 60w |  | 3 | No | [14 empty] | 0 |  |  |  |  | Black/White | [7 empty] | 199.5 | 399 | 598.5 | L:18'' W:18'' H:5 5/8'' | 15 |  | 18 | 18 | 5.625 | Cap Nuts | [29 empty] | D:17'' H:1'' Round |  |  |  |  | 8 | Black/White |  |  | Hardwired | 0 | 0 | 0 | 0 | 0 | 0 | 0 | 0 | 0 | 0 | 0 | 014817599589 | 21 | 20.75 | 13.25 | 18.3 | 3.341 | 175 | Yes | [9 empty] | cETL Damp | FLYNN 3L FLUSH MT PN | 3 - Light Flush Mount |  | LF1023PN.jpg | LF1023PN.jpg
LF1023TWB | 3 - Light Flush Mount |  | CEILING | Flynn | Ceiling Lights | Time Worn Brass | TWB | Steel | Milk White Glass | D:17"L:17" W:17" H:4.25" |  |  | 3 Medium A19 60w |  | 3 | No | [14 empty] | 0 |  |  |  |  | Black/White | [7 empty] | 199.5 | 399 | 598.5 | L:18'' W:18'' H:5 5/8'' | 15 |  | 18 | 18 | 5.625 | Cap Nuts | [29 empty] | D:17'' H:1'' Round |  |  |  |  | 8 | Black/White |  |  | Hardwired | 0 | 0 | 0 | 0 | 0 | 0 | 0 | 0 | 0 | 0 | 0 | 014817599596 | 23.25 | 23.25 | 16.25 | 21.14 | 5.083 | 175 | Yes | [9 empty] | cETL Damp | FLYNN 3L FLUSH MT TWB | 3 - Light Flush Mount |  | LF1023TWB.jpg | LF1023TWB.jpg
LP1001PN | 1 - Light Large Pendant |  | LINE VOLTAGE PENDANT | Hazel | Pendants | Polished Nickel | PN | Steel | Milk White Glass | D:10" H:13" |  |  | 1 Medium A19 75w |  | 1 | No | [14 empty] | 0 |  |  |  |  | Clear Silver | [6 empty] | 22 | 144.5 | 289 | 433.5 | L:10'' W:10'' H:17 3/8'' O:186 7/8'' | 8.5 |  | 10 | 10 | 17.375 | Universal Mounting Plate |  |  | 186.875 | 24.875 - 60.875 | [25 empty] | D:4 3/4'' H:1'' Round |  |  |  |  | 180 | Clear Silver |  |  | Hardwired | 0 | 0 | 0 | 0 | 0 | 0 | 0 | 0 | 0 | 0 | 0 | 014817599206 | 24 | 15.25 | 15.5 | 14.7 | 3.283 | 175 | Yes | [9 empty] | cETL Damp | HAZEL 1L LG PENDANT PN | 1 - Light Large Pendant |  | LP1001PN.jpg | LP1001PN.jpg
LP1001TWB | Large 1 - Light Pendant |  | LINE VOLTAGE PENDANT | Hazel | Pendants | Time Worn Brass | TWB | Steel | Milk White Glass | D:10" H:13" |  |  | 1 Medium A19 75w |  | 1 | No | [14 empty] | 0 |  |  |  |  | Clear Silver | [6 empty] | 22 | 144.5 | 289 | 433.5 | L:10'' W:10'' H:17 3/8'' O:186 7/8'' | 8.5 |  | 10 | 10 | 17.375 | Universal Mounting Plate |  |  | 186.875 | 24.875 - 60.875 | [25 empty] | D:4 3/4'' H:1'' Round |  |  |  |  | 180 | Clear Silver |  |  | Hardwired | 0 | 0 | 0 | 0 | 0 | 0 | 0 | 0 | 0 | 0 | 0 | 014817599213 | 24 | 15.25 | 15.5 | 14 | 3.283 | 175 | Yes | [9 empty] | cETL Damp | HAZEL 1L LG PENDANT TWB | Large 1 - Light Pendant |  | LP1001TWB.jpg | LP1001TWB.jpg
LP1011PN | 1 - Light Mini Pendant |  | LINE VOLTAGE PENDANT | Hazel | Pendants | Polished Nickel | PN | Steel | Milk White Glass | D:6" H:8.125" |  |  | 1 Medium A19 75w |  | 1 | No | [14 empty] | 0 |  |  |  |  | Clear Silver | [6 empty] | 22 | 84.5 | 169 | 253.5 | L:6'' W:6'' H:11 3/8'' O:180 7/8'' | 5.5 |  | 6 | 6 | 11.375 | Universal Mounting Plate |  |  | 180.875 | 18.875 - 54.875 | [25 empty] | D:4 3/4'' H:1'' Round |  |  |  |  | 180 | Clear Silver |  |  | Hardwired | 0 | 0 | 0 | 0 | 0 | 0 | 0 | 0 | 0 | 0 | 0 | 014817599220 | 16 | 9 | 9 | 6 | 0.75 | 100 | Yes | [9 empty] | cETL Damp | HAZEL 1L MINI PENDANT PN | 1 - Light Mini Pendant |  | LP1011PN.jpg | LP1011PN.jpg
LP1011TWB | 1 - Light Mini Pendant |  | LINE VOLTAGE PENDANT | Hazel | Pendants | Time Worn Brass | TWB | Steel | Milk White Glass | D:6" H:8.125" |  |  | 1 Medium A19 75w |  | 1 | No | [14 empty] | 0 |  |  |  |  | Clear Silver | [6 empty] | 22 | 84.5 | 169 | 253.5 | L:6'' W:6'' H:11 3/8'' O:180 7/8'' | 5.5 |  | 6 | 6 | 11.375 | Universal Mounting Plate |  |  | 180.875 | 18.875 - 54.875 | [25 empty] | D:4 3/4'' H:1'' Round |  |  |  |  | 180 | Clear Silver |  |  | Hardwired | 0 | 0 | 0 | 0 | 0 | 0 | 0 | 0 | 0 | 0 | 0 | 014817599237 | 15.75 | 9 | 8.75 | 5.5 | 0.718 | 125 | Yes | [9 empty] | cETL Damp | HAZEL 1L MINI PENDANT TWB | 1 - Light Mini Pendant |  | LP1011TWB.jpg | LP1011TWB.jpg
LP1024PN | 4 - Light Large Pendant |  | LINE VOLTAGE PENDANT | Katie | Pendants | Polished Nickel / Black Leather | PN / BKL | Steel | White Linen Fabric | D:26"L:26" W:26" H:14" | D:22"L:22" W:22" | Milk White Glass | 4 Medium A19 60w |  | 4 | No | [14 empty] | 0 |  |  |  |  | Clear Silver | [6 empty] | 45 | 424.5 | 849 | 1273.5 | L:26'' W:26'' H:27 5/8'' O:201 5/8'' |  |  | 26 | 26 | 27.625 | Screw Collar - Chain |  |  | 201.625 | [26 empty] | D:5 1/2'' H:1'' Round |  |  |  |  | 180 | Clear Silver | 60 |  | Hardwired | 0 | 0 | 0 | 0 | 0 | 0 | 0 | 0 | 0 | 0 | 0 | 014817599367 | 29 | 28.75 | 22.25 | 36.1 | 10.735 | 250 | Yes | [9 empty] | cETL Damp | KATIE 4L PENDANT PN | 4 - Light Large Pendant |  | LP1024PN.jpg | LP1024PN.jpg
LP1024TWB | 4 - Light Large Pendant |  | LINE VOLTAGE PENDANT | Katie | Pendants | Time Worn Brass / Saddle Leather | TWB / SDL | Steel | White Linen Fabric | D:26"L:26" W:26" H:14" | D:22"L:22" W:22" | Milk White Glass | 4 Medium A19 60w |  | 4 | No | [14 empty] | 0 |  |  |  |  | Clear Silver | [6 empty] | 45 | 424.5 | 849 | 1273.5 | L:26'' W:26'' H:27 5/8'' O:201 5/8'' |  |  | 26 | 26 | 27.625 | Screw Collar - Chain |  |  | 201.625 | [26 empty] | D:5 1/2'' H:1'' Round |  |  |  |  | 180 | Clear Silver | 60 |  | Hardwired | 0 | 0 | 0 | 0 | 0 | 0 | 0 | 0 | 0 | 0 | 0 | 014817599374 | 28.75 | 28.75 | 22.25 | 33.6 | 10.643 | 250 | Yes | [9 empty] | cETL Damp | KATIE 4L PENDANT TWB | 4 - Light Large Pendant |  | LP1024TWB.jpg | LP1024TWB.jpg
LP1031PN | 1 - Light Small Pendant |  | LINE VOLTAGE PENDANT | Katie | Pendants | Polished Nickel / Black Leather | PN / BKL | Steel | White Linen Fabric | D:12.25"L:12.25" W:12.25" H:12.75" | D:9.75"L:9.75" W:9.75" | Milk White Glass | 1 Medium A19 75w |  | 1 | No | [14 empty] | 0 |  |  |  |  | Clear Silver | [6 empty] | 45 | 189.5 | 379 | 568.5 | L:12 1/4'' W:12 1/4'' H:24 3/8'' O:198 3/8'' | 15 |  | 12.25 | 12.25 | 24.375 | Screw Collar - Chain |  |  | 198.375 | [26 empty] | D:5 1/2'' H:1'' Round |  |  |  |  | 180 | Clear Silver | 60 |  | Hardwired | 0 | 0 | 0 | 0 | 0 | 0 | 0 | 0 | 0 | 0 | 0 | 014817599381 | 20.25 | 14.75 | 15 | 13.4 | 2.593 | 175 | Yes | [9 empty] | cETL Damp | KATIE 1L PENDANT PN | 1 - Light Small Pendant |  | LP1031PN.jpg | LP1031PN.jpg
LP1031TWB | 1 - Light Small Pendant |  | LINE VOLTAGE PENDANT | Katie | Pendants | Time Worn Brass / Saddle Leather | TWB / SDL | Steel | White Linen Fabric | D:12.25"L:12.25" W:12.25" H:12.75" | D:9.75"L:9.75" W:9.75" | Milk White Glass | 1 Medium A19 75w |  | 1 | No | [14 empty] | 0 |  |  |  |  | Clear Silver | [6 empty] | 45 | 189.5 | 379 | 568.5 | L:12 1/4'' W:12 1/4'' H:24 3/8'' O:198 3/8'' | 15 |  | 12.25 | 12.25 | 24.375 | Screw Collar - Chain |  |  | 198.375 | [26 empty] | D:5 1/2'' H:1'' Round |  |  |  |  | 180 | Clear Silver | 60 |  | Hardwired | 0 | 0 | 0 | 0 | 0 | 0 | 0 | 0 | 0 | 0 | 0 | 014817599398 | 20.5 | 14.5 | 14.75 | 13.3 | 2.537 | 175 | Yes | [9 empty] | cETL Damp | KATIE 1L PENDANT TWB | 1 - Light Small Pendant |  | LP1031TWB.jpg | LP1031TWB.jpg
LT1001PN1 | 1 - Light Task Table Lamp |  | PORTABLE | Hazel | Portable Lamps | Polished Nickel | PN | Steel | Milk White Glass | D:5.5" H:8" |  |  | 1 Medium A19 9.5w |  | 1 | Yes | [14 empty] | 0 |  |  |  |  | Clear Silver | [7 empty] | 99.5 | 199 | 298.5 | L:14 1/8'' W:8 3/4'' H:24'' | 7 |  | 14.125 | 8.75 | 24 | [34 empty] | D:8 3/4'' H:3/4'' Round | 72 | Clear Silver |  | On/Off Switch | Plug In | 0 | 0 | 0 | 0 | 0 | 0 | 0 | 0 | 0 | 0 | 0 | 014817599268 | 27.25 | 17.75 | 14.75 | 13.8 | 4.129 | 250 | Yes | [9 empty] | cETL Dry | HAZEL 1L TABLE LAMP PN | 1 - Light Task Table Lamp |  | LT1001PN1.jpg | LT1001PN1.jpg
LT1001TWB1 | 1 - Light Task Table Lamp |  | PORTABLE | Hazel | Portable Lamps | Time Worn Brass | TWB | Steel | Milk White Glass | D:5.5" H:8" |  |  | 1 Medium A19 9.5w |  | 1 | Yes | [14 empty] | 0 |  |  |  |  | Clear Silver | [7 empty] | 99.5 | 199 | 298.5 | L:14 1/8'' W:8 3/4'' H:24'' | 7 |  | 14.125 | 8.75 | 24 | [34 empty] | D:8 3/4'' H:3/4'' Round | 72 | Clear Silver |  | On/Off Switch | Plug In | 0 | 0 | 0 | 0 | 0 | 0 | 0 | 0 | 0 | 0 | 0 | 014817599275 | [16 empty] | cETL Dry | HAZEL 1L TABLE LAMP TWB | 1 - Light Task Table Lamp |  | LT1001TWB1.jpg | LT1001TWB1.jpg
LT1011PN1 | 1 - Light Task Floor Lamp |  | PORTABLE | Hazel | Portable Lamps | Polished Nickel | PN | Steel | Milk White Glass | D:6" H:8.125" |  |  | 1 Medium A19 9.5w |  | 1 | Yes | [14 empty] | 0 |  |  |  |  | Clear Silver | [7 empty] | 164.5 | 329 | 493.5 | L:17'' W:10 1/4'' H:57'' | 15.5 |  | 17 | 10.25 | 57 |  |  |  |  | 47 - 57 | [29 empty] | D:10 1/4'' H:1 1/2'' Round | 96 | Clear Silver |  | Floor Switch | Plug In | 0 | 0 | 0 | 0 | 0 | 0 | 0 | 0 | 0 | 0 | 0 | 014817599282 | 51.5 | 21 | 17 | 24.3 | 10.64 | 250 | Yes | [9 empty] | cETL Dry | HAZEL 1L FLOOR LAMP PN | 1 - Light Task Floor Lamp |  | LT1011PN1.jpg | LT1011PN1.jpg
LT1011TWB1 | 1 - Light Task Floor Lamp |  | PORTABLE | Hazel | Portable Lamps | Time Worn Brass | TWB | Steel | Milk White Glass | D:6" H:8.125" |  |  | 1 Medium A19 9.5w |  | 1 | Yes | [14 empty] | 0 |  |  |  |  | Clear Silver | [7 empty] | 164.5 | 329 | 493.5 | L:17'' W:10 1/4'' H:57'' | 15.5 |  | 17 | 10.25 | 57 |  |  |  |  | 47 - 57 | [29 empty] | D:10 1/4'' H:1 1/2'' Round | 96 | Clear Silver |  | Floor Switch | Plug In | 0 | 0 | 0 | 0 | 0 | 0 | 0 | 0 | 0 | 0 | 0 | 014817599299 | [16 empty] | cETL Dry | HAZEL 1L FLOOR LAMP TWB | 1 - Light Task Floor Lamp |  | LT1011TWB1.jpg | LT1011TWB1.jpg
LT1021PN1 | 1 - Light Table Lamp |  | PORTABLE | Katie | Portable Lamps | Polished Nickel / Black Leather | PN / BKL | Steel | White Linen Fabric | D:17"L:17" W:17" H:11.75" | D:13"L:13" W:13" |  | 1 Medium A19 9.5w |  | 1 | Yes | [14 empty] | 0 |  |  |  |  | Clear Silver | [7 empty] | 174.5 | 349 | 523.5 | L:17'' W:17'' H:30 1/8'' |  |  | 17 | 17 | 30.125 | [34 empty] | D:9'' H:3/4'' Round | 72 | Clear Silver |  | On/Off Switch | Plug In | 0 | 0 | 0 | 0 | 0 | 0 | 0 | 0 | 0 | 0 | 0 | 014817599466 | 27.75 | 19.25 | 19.25 | 15.8 | 5.951 | 250 | Yes | [9 empty] | cETL Dry | KATIE 1L TABLE LAMP PN | 1 - Light Table Lamp |  | LT1021PN1.jpg | LT1021PN1.jpg
LT1021TWB1 | 1 - Light Table Lamp |  | PORTABLE | Katie | Portable Lamps | Time Worn Brass / Saddle Leather | TWB / SDL | Steel | White Linen Fabric | D:17"L:17" W:17" H:11.75" | D:13"L:13" W:13" |  | 1 Medium A19 9.5w |  | 1 | Yes | [14 empty] | 0 |  |  |  |  | Clear Silver | [7 empty] | 174.5 | 349 | 523.5 | L:17'' W:17'' H:30 1/8'' |  |  | 17 | 17 | 30.125 | [34 empty] | D:9'' H:3/4'' Round | 72 | Clear Silver |  | On/Off Switch | Plug In | 0 | 0 | 0 | 0 | 0 | 0 | 0 | 0 | 0 | 0 | 0 | 014817599473 | 28.25 | 19.25 | 19 | 15.8 | 5.979 | 250 | Yes | [9 empty] | cETL Dry | KATIE 1L TABLE LAMP TWB | 1 - Light Table Lamp |  | LT1021TWB1.jpg | LT1021TWB1.jpg
LT1031PN1 | 1 - Light Floor Lamp |  | PORTABLE | Katie | Portable Lamps | Polished Nickel / Black Leather | PN / BKL | Steel | White Linen Fabric | D:20"L:20" W:20" H:13" | D:15.75"L:15.75" W:15.75" |  | 1 Medium A19 9.5w |  | 1 | Yes | [14 empty] | 0 |  |  |  |  | Clear Silver | [7 empty] | 349.5 | 699 | 1048.5 | L:20'' W:20'' H:56 1/4'' |  |  | 20 | 20 | 56.25 | [34 empty] | D:10'' H:3/4'' Round | 96 | Clear Silver |  | On/Off Switch | Plug In | 0 | 0 | 0 | 0 | 0 | 0 | 0 | 0 | 0 | 0 | 0 | 014817599480 | 52.75 | 23.5 | 23.25 | 29.9 | 16.679 | 300 | Yes | [9 empty] | cETL Dry | KATIE 1L FLOOR LAMP PN | 1 - Light Floor Lamp |  | LT1031PN1.jpg | LT1031PN1.jpg
LT1031TWB1 | 1 - Light Floor Lamp |  | PORTABLE | Katie | Portable Lamps | Time Worn Brass / Saddle Leather | TWB / SDL | Steel | White Linen Fabric | D:20"L:20" W:20" H:13" | D:15.75"L:15.75" W:15.75" |  | 1 Medium A19 9.5w |  | 1 | Yes | [14 empty] | 0 |  |  |  |  | Clear Silver | [7 empty] | 349.5 | 699 | 1048.5 | L:20'' W:20'' H:56 1/4'' |  |  | 20 | 20 | 56.25 | [34 empty] | D:10'' H:3/4'' Round | 96 | Clear Silver |  | On/Off Switch | Plug In | 0 | 0 | 0 | 0 | 0 | 0 | 0 | 0 | 0 | 0 | 0 | 014817599497 | 52.75 | 23.5 | 23.25 | 30.5 | 16.679 | 300 | Yes | [9 empty] | cETL Dry | KATIE 1L FLOOR LAMP TWB | 1 - Light Floor Lamp |  | LT1031TWB1.jpg | LT1031TWB1.jpg
LT1041PN1 | 1 - Light Buffet Lamp |  | PORTABLE | Robert | Portable Lamps | Polished Nickel / Clear Acrylic | PN / Glass | Steel | White Paper | D:18"L:18" W:18" H:11.5" | D:4.5"L:4.5" W:4.5" |  | 1 Medium A19 9.5w |  | 1 | Yes | [14 empty] | 0 |  |  |  |  | Clear Silver | [7 empty] | 129.5 | 259 | 388.5 | L:18'' W:18'' H:28 1/8'' | 5.7 |  | 18 | 18 | 28.125 | [34 empty] | D:9'' H:1'' Round | 72 | Clear Silver |  | On/Off Switch | Plug In | 0 | 0 | 0 | 0 | 0 | 0 | 0 | 0 | 0 | 0 | 0 | 014817599800 | 27.75 | 23.25 | 21.25 | 16 | 7.934 | 250 | Yes | [9 empty] | cETL Dry | ROBERT 1L BUFFET LAMP PN | 1 - Light Buffet Lamp |  | LT1041PN1.jpg | LT1041PN1.jpg
LT1041TWB1 | 1 - Light Buffet Lamp |  | PORTABLE | Robert | Portable Lamps | Time Worn Brass / Clear Acrylic | TWB / Glass | Steel | White Paper | D:18"L:18" W:18" H:11.5" | D:4.5"L:4.5" W:4.5" |  | 1 Medium A19 9.5w |  | 1 | Yes | [14 empty] | 0 |  |  |  |  | Clear Silver | [7 empty] | 129.5 | 259 | 388.5 | L:18'' W:18'' H:28 1/8'' | 5.7 |  | 18 | 18 | 28.125 | [34 empty] | D:9'' H:1'' Round | 72 | Clear Silver |  | On/Off Switch | Plug In | 0 | 0 | 0 | 0 | 0 | 0 | 0 | 0 | 0 | 0 | 0 | 014817599817 | [16 empty] | cETL Dry | ROBERT 1L BUFFET LAMP TWB | 1 - Light Buffet Lamp |  | LT1041TWB1.jpg | LT1041TWB1.jpg
LT1051PN1 | 1 - Light Floor Lamp |  | PORTABLE | Robert | Portable Lamps | Polished Nickel / Clear Acrylic | PN / Glass | Steel | White Paper | D:22"L:22" W:22" H:13" | D:7"L:7" W:7" |  | 1 Medium A19 9.5w |  | 1 | Yes | [14 empty] | 0 |  |  |  |  | Clear Silver | [7 empty] | 264.5 | 529 | 793.5 | L:22'' W:22'' H:58 3/8'' | 8.5 |  | 22 | 22 | 58.375 | [34 empty] | D:10'' H:7/8'' Round | 96 | Clear Silver |  | Floor Switch | Plug In | 0 | 0 | 0 | 0 | 0 | 0 | 0 | 0 | 0 | 0 | 0 | 014817599824 | 42.5 | 25 | 17.25 | 22.4 | 10.607 | 250 | Yes | [9 empty] | cETL Dry | ROBERT 1L FLOOR LAMP PN | 1 - Light Floor Lamp |  | LT1051PN1.jpg | LT1051PN1.jpg
LT1051TWB1 | 1 - Light Floor Lamp |  | PORTABLE | Robert | Portable Lamps | Time Worn Brass / Clear Acrylic | TWB / Glass | Steel | White Paper | D:22"L:22" W:22" H:13" | D:7"L:7" W:7" |  | 1 Medium A19 9.5w |  | 1 | Yes | [14 empty] | 0 |  |  |  |  | Clear Silver | [7 empty] | 264.5 | 529 | 793.5 | L:22'' W:22'' H:58 3/8'' | 8.5 |  | 22 | 22 | 58.375 | [34 empty] | D:10'' H:7/8'' Round | 96 | Clear Silver |  | Floor Switch | Plug In | 0 | 0 | 0 | 0 | 0 | 0 | 0 | 0 | 0 | 0 | 0 | 014817599831 | 43.25 | 25 | 16.25 | 21.9 | 10.168 | 250 | Yes | [9 empty] | cETL Dry | ROBERT 1L FLOOR LAMP TWB | 1 - Light Floor Lamp |  | LT1051TWB1.jpg | LT1051TWB1.jpg
LT1061PN1 | 1 - Light Task Floor Lamp |  | PORTABLE | Robert | Portable Lamps | Polished Nickel / Clear Acrylic | PN / Glass | Steel | Polished Nickel Steel | L:9.125" W:4.75" H:3" |  |  | 1 Medium A19 9.5w |  | 1 | Yes | [14 empty] | 0 |  |  |  |  | Clear Silver | [7 empty] | 199.5 | 399 | 598.5 | L:23'' W:11 1/2'' H:49 1/2'' | 12.8 |  | 23 | 11.5 | 49.5 | [34 empty] | D:11 1/2'' H:7/8'' Round | 96 | Clear Silver |  | Floor Switch | Plug In | 0 | 0 | 0 | 0 | 0 | 0 | 0 | 0 | 0 | 0 | 0 | 014817599848 | 42 | 19.75 | 7.25 | 17.1 | 3.48 | 175 | Yes | [9 empty] | cETL Dry | ROBERT 1L FLOOR LAMP PN | 1 - Light Task Floor Lamp |  | LT1061PN1.jpg | LT1061PN1.jpg
LT1061TWB1 | 1 - Light Task Floor Lamp |  | PORTABLE | Robert | Portable Lamps | Time Worn Brass / Clear Acrylic | TWB / Glass | Steel | Time Worn Brass Steel | L:9.125" W:4.75" H:3" |  |  | 1 Medium A19 9.5w |  | 1 | Yes | [14 empty] | 0 |  |  |  |  | Clear Silver | [7 empty] | 199.5 | 399 | 598.5 | L:23'' W:11 1/2'' H:49 1/2'' | 12.8 |  | 23 | 11.5 | 49.5 | [34 empty] | D:11 1/2'' H:7/8'' Round | 96 | Clear Silver |  | Floor Switch | Plug In | 0 | 0 | 0 | 0 | 0 | 0 | 0 | 0 | 0 | 0 | 0 | 014817599855 | 42 | 19.75 | 7 | 17.4 | 3.36 | 175 | Yes | [9 empty] | cETL Dry | ROBERT 1L FLOOR LAMP TWB | 1 - Light Task Floor Lamp |  | LT1061TWB1.jpg | LT1061TWB1.jpg
LT1071GRC1 | 1 - Light Wide Table Lamp |  | PORTABLE | William | Portable Lamps | Matte Green | GRC | Ceramic | White Linen Fabric | D:18"L:18" W:18" H:12" |  |  | 1 Medium A19 9.5w |  | 1 | Yes | [14 empty] | 0 |  |  |  |  | Clear Silver | [7 empty] | 179.5 | 359 | 538.5 | L:18'' W:18'' H:24'' | 9.8 |  | 18 | 18 | 24 | [34 empty] | D:9'' H:7/16'' Round | 72 | Clear Silver |  | On/Off Switch | Plug In | 0 | 0 | 0 | 0 | 0 | 0 | 0 | 0 | 0 | 0 | 0 | 014817599862 | 18 | 18 | 12 | 1.7 | 2.25 | 250 | Yes | 2 | 10014817599869 | 20 | 20 | 15.5 | 7.6 | 3.588 | Yes |  | cETL Dry | WILLIAM 1L WIDE TABLE LAMP GRC | 1 - Light Wide Table Lamp |  | LT1071GRC1.jpg | LT1071GRC1.jpg
LT1071IVC1 | 1 - Light Wide Table Lamp |  | PORTABLE | William | Portable Lamps | Matte Ivory | IVC | Ceramic | White Linen Fabric | D:18"L:18" W:18" H:12" |  |  | 1 Medium A19 9.5w |  | 1 | Yes | [14 empty] | 0 |  |  |  |  | Clear Silver | [7 empty] | 179.5 | 359 | 538.5 | L:18'' W:18'' H:24'' | 9.8 |  | 18 | 18 | 24 | [34 empty] | D:9'' H:7/16'' Round | 72 | Clear Silver |  | On/Off Switch | Plug In | 0 | 0 | 0 | 0 | 0 | 0 | 0 | 0 | 0 | 0 | 0 | 014817599879 | 18 | 18 | 12 | 1.7 | 2.25 | 250 | Yes | 2 | 10014817599876 | 20 | 20 | 15.5 | 7.6 | 3.588 | Yes |  | cETL Dry | WILLIAM 1L WIDE TABLE LAMP IVC | 1 - Light Wide Table Lamp |  | LT1071IVC1_.jpg | LT1071IVC1.jpg
LT1081GRC1 | 1 - Light Narrow Table Lamp |  | PORTABLE | William | Portable Lamps | Matte Green | GRC | Ceramic | White Linen Fabric | D:17"L:17" W:17" H:11.25" |  |  | 1 Medium A19 9.5w |  | 1 | Yes | [14 empty] | 0 |  |  |  |  | Clear Silver | [7 empty] | 169.5 | 339 | 508.5 | L:17'' W:17'' H:27 1/4'' | 9.2 |  | 17 | 17 | 27.25 | [34 empty] | D:8'' H:5/16'' Round | 72 | Clear Silver |  | On/Off Switch | Plug In | 0 | 0 | 0 | 0 | 0 | 0 | 0 | 0 | 0 | 0 | 0 | 014817599886 | 26.25 | 14 | 14.25 | 10.4 | 3.031 | 250 | Yes | [9 empty] | cETL Dry | WILLIAM 1L NARROW TABLE LAMP GRC | 1 - Light Narrow Table Lamp |  | LT1081GRC1.jpg | LT1081GRC1.jpg
LT1081IVC1 | 1 - Light Narrow Table Lamp |  | PORTABLE | William | Portable Lamps | Matte Ivory | IVC | Ceramic | White Linen Fabric | D:17"L:17" W:17" H:11.25" |  |  | 1 Medium A19 9.5w |  | 1 | Yes | [14 empty] | 0 |  |  |  |  | Clear Silver | [7 empty] | 169.5 | 339 | 508.5 | L:17'' W:17'' H:27 1/4'' | 9.2 |  | 17 | 17 | 27.25 | [34 empty] | D:8'' H:5/16'' Round | 72 | Clear Silver |  | On/Off Switch | Plug In | 0 | 0 | 0 | 0 | 0 | 0 | 0 | 0 | 0 | 0 | 0 | 014817599893 | [16 empty] | cETL Dry | WILLIAM 1L NARROW TABLE LAMP IVC | 1 - Light Narrow Table Lamp |  | LT1081IVC1_.jpg | LT1081IVC1.jpg
LT1111PN1 | 1 - Light Table Lamp |  | PORTABLE | Jake | Portable Lamps | Polished Nickel / Clear Acrylic | PN / Glass | Steel | White Cotton Fabric | D:17"L:17" W:17" H:10" | D:14.75"L:14.75" W:14.75" |  | 1 Medium A19 9.5w |  | 1 | Yes | [14 empty] | 0 |  |  |  |  | Clear Silver | [7 empty] | 224.5 | 449 | 673.5 | L:17'' W:17'' H:30 1/2'' |  |  | 17 | 17 | 30.5 | [34 empty] | DP:10'' W:7'' H:1'' Rectangular | 72 | Clear Silver |  | On/Off Switch | Plug In | 0 | 0 | 0 | 0 | 0 | 0 | 0 | 0 | 0 | 0 | 0 | 014817600025 | 30.25 | 30.25 | 16.25 | 19.7 | 8.605 | 250 | Yes | [9 empty] | cETL Dry | JAKE 1L TABLE LAMP PN | 1 - Light Table Lamp |  | LT1111PN1.jpg | LT1111PN1.jpg
LT1121PN1 | 1 - Light Floor Lamp |  | PORTABLE | Jake | Portable Lamps | Polished Nickel / Clear Acrylic | PN / Glass | Steel | White Cotton Fabric | D:19"L:19" W:19" H:10.5" | D:17"L:17" W:17" |  | 1 Medium A19 9.5w |  | 1 | Yes | [14 empty] | 0 |  |  |  |  | Clear Silver | [7 empty] | 374.5 | 749 | 1123.5 | L:19'' W:19'' H:56 3/4'' |  |  | 19 | 19 | 56.75 | [34 empty] | DP:12'' W:8'' H:1'' Rectangular | 96 | Clear Silver |  | On/Off Switch | Plug In | 0 | 0 | 0 | 0 | 0 | 0 | 0 | 0 | 0 | 0 | 0 | 014817600032 | 57 | 28.25 | 16.5 | 28 | 15.376 | 300 | Yes | [9 empty] | cETL Dry | JAKE 1L FLOOR LAMP PN | 1 - Light Floor Lamp |  | LT1121PN1.jpg | LT1121PN1.jpg
LV1002PN | 2 - Light Linear Vanity |  | BATH | Flynn | Wall / Bath Lighting | Polished Nickel | PN | Steel | Clear Glass | D:2.5"L:2.5" W:2.5" H:8.25" |  |  | 2 Candelabra Torpedo 60w |  | 2 | No | [14 empty] | 0 |  |  |  |  | Black/White | [7 empty] | 99.5 | 199 | 298.5 | L:20'' H:4 1/2'' E:5'' | 2.4 |  | 20 |  | 4.5 | Set Screw(s) |  |  |  |  | 5 | [25 empty] | DP:3/4'' W:4 1/2'' H:4 1/2'' OB UP:2 1/4'' Square |  |  |  | 8 | Black/White |  |  | Hardwired | 0 | 0 | 0 | 0 | 0 | 0 | 0 | 0 | 0 | 0 | 0 | 014817599626 | 21.5 | 7.75 | 10.25 | 5.2 | 0.988 | 175 | Yes | [9 empty] | cETL Damp | FLYNN 2L LINEAR VANITY PN | 2 - Light Linear Vanity |  | LV1002PN.jpg | LV1002PN.jpg
LV1002TWB | 2 - Light Linear Vanity |  | BATH | Flynn | Wall / Bath Lighting | Time Worn Brass | TWB | Steel | Clear Glass | D:2.5"L:2.5" W:2.5" H:8.25" |  |  | 2 Candelabra Torpedo 60w |  | 2 | No | [14 empty] | 0 |  |  |  |  | Black/White | [7 empty] | 99.5 | 199 | 298.5 | L:20'' H:4 1/2'' E:5'' | 2.4 |  | 20 |  | 4.5 | Set Screw(s) |  |  |  |  | 5 | [25 empty] | DP:3/4'' W:4 1/2'' H:4 1/2'' OB UP:2 1/4'' Square |  |  |  | 8 | Black/White |  |  | Hardwired | 0 | 0 | 0 | 0 | 0 | 0 | 0 | 0 | 0 | 0 | 0 | 014817599633 | 21.5 | 7.75 | 10.25 | 5.25 | 0.988 | 175 | Yes | [9 empty] | cETL Damp | FLYNN 2L LINEAR VANITY TWB | 2 - Light Linear Vanity |  | LV1002TWB.jpg | LV1002TWB.jpg
LV1012PN | 2 - Light Vanity |  | BATH | Flynn | Wall / Bath Lighting | Polished Nickel | PN | Steel | Clear Glass | D:2.5"L:2.5" W:2.5" H:6" |  |  | 2 Candelabra Torpedo 60w |  | 2 | No | [14 empty] | 0 |  |  |  |  | Black/White | [7 empty] | 99.5 | 199 | 298.5 | L:13 1/4'' H:8 5/8'' E:5 3/8'' | 2.4 |  | 13.25 |  | 8.625 | Set Screw(s) |  |  |  |  | 5.375 | [25 empty] | DP:3/4'' W:4 1/2'' H:4 1/2'' OB UP:6 3/8'' Square |  |  |  | 8 | Black/White |  |  | Hardwired | 0 | 0 | 0 | 0 | 0 | 0 | 0 | 0 | 0 | 0 | 0 | 014817599640 | 16 | 8 | 10.75 | 5.5 | 0.796 | 125 | Yes | [9 empty] | cETL Damp | FLYNN 2L VANITY PN | 2 - Light Vanity |  | LV1012PN.jpg | LV1012PN.jpg
LV1012TWB | 2 - Light Vanity |  | BATH | Flynn | Wall / Bath Lighting | Time Worn Brass | TWB | Steel | Clear Glass | D:2.5"L:2.5" W:2.5" H:6" |  |  | 2 Candelabra Torpedo 60w |  | 2 | No | [14 empty] | 0 |  |  |  |  | Black/White | [7 empty] | 99.5 | 199 | 298.5 | L:13 1/4'' H:8 5/8'' E:5 3/8'' | 2.4 |  | 13.25 |  | 8.625 | Set Screw(s) |  |  |  |  | 5.375 | [25 empty] | DP:3/4'' W:4 1/2'' H:4 1/2'' OB UP:6 3/8'' Square |  |  |  | 8 | Black/White |  |  | Hardwired | 0 | 0 | 0 | 0 | 0 | 0 | 0 | 0 | 0 | 0 | 0 | 014817599657 | 16 | 8 | 10.75 | 5.5 | 0.796 | 125 | Yes | [9 empty] | cETL Damp | FLYNN 2L VANITY TWB | 2 - Light Vanity |  | LV1012TWB.jpg | LV1012TWB.jpg
LV1023PN | 3 - Light Vanity |  | BATH | Flynn | Wall / Bath Lighting | Polished Nickel | PN | Steel | Clear Glass | D:2.5"L:2.5" W:2.5" H:6" |  |  | 3 Candelabra Torpedo 60w |  | 3 | No | [14 empty] | 0 |  |  |  |  | Black/White | [7 empty] | 139.5 | 279 | 418.5 | L:23 1/4'' H:8 1/2'' E:5 3/8'' | 3.7 |  | 23.25 |  | 8.5 | Set Screw(s) |  |  |  |  | 5.375 | [25 empty] | DP:3/4'' W:4 1/2'' H:4 1/2'' OB UP:6 3/8'' Square |  |  |  | 8 | Black/White |  |  | Hardwired | 0 | 0 | 0 | 0 | 0 | 0 | 0 | 0 | 0 | 0 | 0 | 014817599664 | 28.25 | 8.25 | 10.75 | 7.9 | 1.45 | 175 | Yes | [9 empty] | cETL Damp | FLYNN 3L VANITY PN | 3 - Light Vanity |  | LV1023PN.jpg | LV1023PN.jpg
LV1023TWB | 3 - Light Vanity |  | BATH | Flynn | Wall / Bath Lighting | Time Worn Brass | TWB | Steel | Clear Glass | D:2.5"L:2.5" W:2.5" H:6" |  |  | 3 Candelabra Torpedo 60w |  | 3 | No | [14 empty] | 0 |  |  |  |  | Black/White | [7 empty] | 139.5 | 279 | 418.5 | L:23 1/4'' H:8 1/2'' E:5 3/8'' | 3.7 |  | 23.25 |  | 8.5 | Set Screw(s) |  |  |  |  | 5.375 | [25 empty] | DP:3/4'' W:4 1/2'' H:4 1/2'' OB UP:6 3/8'' Square |  |  |  | 8 | Black/White |  |  | Hardwired | 0 | 0 | 0 | 0 | 0 | 0 | 0 | 0 | 0 | 0 | 0 | 014817599671 | 28.25 | 8.25 | 10.75 | 7.9 | 1.45 | 175 | Yes | [9 empty] | cETL Damp | FLYNN 3L VANITY TWB | 3 - Light Vanity |  | LV1023TWB.jpg | LV1023TWB.jpg
LV1032PN | 2 - Light Vanity |  | BATH | Robert | Wall / Bath Lighting | Polished Nickel / Clear Acrylic | PN / Glass | Steel | White Paper | D:7.5"L:7.5" W:7.5" H:5.5" | D:2.125"L:2.125" W:2.125" |  | 2 Candelabra Torpedo 60w |  | 2 | No | [14 empty] | 0 |  |  |  |  | Black/White | [7 empty] | 109.5 | 219 | 328.5 | L:18 1/2'' H:12 1/8'' E:10 7/8'' | 2.86 |  | 18.5 |  | 12.125 | Set Screw(s) |  |  |  |  | 10.875 | [25 empty] | D:5 1/4'' H:7/8'' OB UP:7 7/8'' Round |  |  |  | 8 | Black/White |  |  | Hardwired | 0 | 0 | 0 | 0 | 0 | 0 | 0 | 0 | 0 | 0 | 0 | 014817599763 | 19 | 10.25 | 15.75 | 6.9 | 1.775 | 250 | Yes | [9 empty] | cETL Damp | ROBERT 2L VANITY PN | 2 - Light Vanity |  | LV1032PN.jpg | LV1032PN.jpg
LV1032TWB | 2 - Light Vanity |  | BATH | Robert | Wall / Bath Lighting | Time Worn Brass / Clear Acrylic | TWB / Glass | Steel | White Paper | D:7.5"L:7.5" W:7.5" H:5.5" | D:2.125"L:2.125" W:2.125" |  | 2 Candelabra Torpedo 60w |  | 2 | No | [14 empty] | 0 |  |  |  |  | Black/White | [7 empty] | 109.5 | 219 | 328.5 | L:18 1/2'' H:12 1/8'' E:10 7/8'' | 2.86 |  | 18.5 |  | 12.125 | Set Screw(s) |  |  |  |  | 10.875 | [25 empty] | D:5 1/4'' H:7/8'' OB UP:7 7/8'' Round |  |  |  | 8 | Black/White |  |  | Hardwired | 0 | 0 | 0 | 0 | 0 | 0 | 0 | 0 | 0 | 0 | 0 | 014817599770 | 19 | 10.25 | 15.75 | 6.9 | 1.775 | 250 | Yes | [9 empty] | cETL Damp | ROBERT 2L VANITY TWB | 2 - Light Vanity |  | LV1032TWB.jpg | LV1032TWB.jpg
LV1043PN | 3 - Light Vanity |  | BATH | Robert | Wall / Bath Lighting | Polished Nickel / Clear Acrylic | PN / Glass | Steel | White Paper | D:7.5"L:7.5" W:7.5" H:5.5" | D:2.125"L:2.125" W:2.125" |  | 3 Candelabra Torpedo 60w |  | 3 | No | [14 empty] | 0 |  |  |  |  | Black/White | [7 empty] | 139.5 | 279 | 418.5 | L:26 1/2'' H:12 1/8'' E:9'' | 3.3 |  | 26.5 |  | 12.125 | Set Screw(s) |  |  |  |  | 9 | [25 empty] | D:5 1/4'' H:7/8'' OB UP:7 7/8'' Round |  |  |  | 8 | Black/White |  |  | Hardwired | 0 | 0 | 0 | 0 | 0 | 0 | 0 | 0 | 0 | 0 | 0 | 014817599787 | 36.5 | 13 | 12.5 | 10.2 | 3.432 | 250 | Yes | [9 empty] | cETL Damp | ROBERT 3L VANITY PN | 3 - Light Vanity |  | LV1043PN.jpg | LV1043PN.jpg
LV1043TWB | 3 - Light Vanity |  | BATH | Robert | Wall / Bath Lighting | Time Worn Brass / Clear Acrylic | TWB / Glass | Steel | White Paper | D:7.5"L:7.5" W:7.5" H:5.5" | D:2.125"L:2.125" W:2.125" |  | 3 Candelabra Torpedo 60w |  | 3 | No | [14 empty] | 0 |  |  |  |  | Black/White | [7 empty] | 139.5 | 279 | 418.5 | L:26 1/2'' H:12 1/8'' E:9'' | 3.3 |  | 26.5 |  | 12.125 | Set Screw(s) |  |  |  |  | 9 | [25 empty] | D:5 1/4'' H:7/8'' OB UP:7 7/8'' Round |  |  |  | 8 | Black/White |  |  | Hardwired | 0 | 0 | 0 | 0 | 0 | 0 | 0 | 0 | 0 | 0 | 0 | 014817599794 | [16 empty] | cETL Damp | ROBERT 3L VANITY TWB | 3 - Light Vanity |  | LV1043TWB.jpg | LV1043TWB.jpg
LV1052PN | 2 - Light Vanity |  | BATH | Jake | Wall / Bath Lighting | Polished Nickel / Clear Acrylic | PN / Glass | Steel | White Cotton Fabric | D:5.875"L:5.875" W:5.875" H:5.125" | D:4"L:4" W:4" |  | 2 Candelabra Torpedo 60w |  | 2 | No | [14 empty] | 0 |  |  |  |  | Black/White | [7 empty] | 114.5 | 229 | 343.5 | L:14 3/8'' H:10 3/8'' E:6 3/4'' |  |  | 14.375 |  | 10.375 | Set Screw(s) |  |  |  |  | 6.75 | [25 empty] | D:4 5/8'' H:3/4'' OB UP:8'' Round |  |  |  | 8 | Black/White |  |  | Hardwired | 0 | 0 | 0 | 0 | 0 | 0 | 0 | 0 | 0 | 0 | 0 | 014817599992 | 18 | 17 | 11 | 5.7 | 1.948 | 250 | Yes | [9 empty] | cETL Damp | JAKE 2L VANITY PN | 2 - Light Vanity |  | LV1052PN.jpg | LV1052PN.jpg
LV1063PN | 3 - Light Vanity |  | BATH | Jake | Wall / Bath Lighting | Polished Nickel / Clear Acrylic | PN / Glass | Steel | White Cotton Fabric | D:5.875"L:5.875" W:5.875" H:5.125" | D:4"L:4" W:4" |  | 3 Candelabra Torpedo 60w |  | 3 | No | [14 empty] | 0 |  |  |  |  | Black/White | [7 empty] | 164.5 | 329 | 493.5 | L:22 7/8'' H:10 3/8'' E:6 3/4'' |  |  | 22.875 |  | 10.375 | Set Screw(s) |  |  |  |  | 6.75 | [25 empty] | D:4 5/8'' H:3/4'' OB UP:8'' Round |  |  |  | 8 | Black/White |  |  | Hardwired | 0 | 0 | 0 | 0 | 0 | 0 | 0 | 0 | 0 | 0 | 0 | 014817600001 | 25.25 | 17 | 11 | 7.7 | 2.732 | 250 | Yes | [9 empty] | cETL Damp | JAKE 3L VANITY PN | 3 - Light Vanity |  | LV1063PN.jpg | LV1063PN.jpg
LW1001PN | 1 - Light Task Wall Sconce |  | WALL SCONCE | Hazel | Wall / Bath Lighting | Polished Nickel | PN | Steel | Milk White Glass | D:6" H:8.125" |  |  | 1 Medium A19 75w |  | 1 | No | [14 empty] | 0 |  |  |  |  | Black/White | [7 empty] | 114.5 | 229 | 343.5 | L:6'' H:13 7/8'' E:22'' | 2.5 |  | 6 |  | 13.875 | Set Screw(s) |  |  |  |  | 22 | [25 empty] | D:4 3/4'' DP:1'' OB UP:8 1/4'' Round |  |  |  | 8 | Black/White |  | On/Off Switch | Hardwired | 0 | 0 | 0 | 0 | 0 | 0 | 0 | 0 | 0 | 0 | 0 | 014817599244 | 19.25 | 20.5 | 12 | 7.4 | 2.74 | 250 | Yes | [9 empty] | cETL Damp | HAZEL 1L TASK SCONCE PN | 1 - Light Task Wall Sconce |  | LW1001PN.jpg | LW1001PN.jpg
LW1001TWB | 1 - Light Task Wall Sconce |  | WALL SCONCE | Hazel | Wall / Bath Lighting | Time Worn Brass | TWB | Steel | Milk White Glass | D:6" H:8.125" |  |  | 1 Medium A19 75w |  | 1 | No | [14 empty] | 0 |  |  |  |  | Black/White | [7 empty] | 114.5 | 229 | 343.5 | L:6'' H:13 7/8'' E:22'' | 2.5 |  | 6 |  | 13.875 | Set Screw(s) |  |  |  |  | 22 | [25 empty] | D:4 3/4'' DP:1'' OB UP:8 1/4'' Round |  |  |  | 8 | Black/White |  | On/Off Switch | Hardwired | 0 | 0 | 0 | 0 | 0 | 0 | 0 | 0 | 0 | 0 | 0 | 014817599251 | [16 empty] | cETL Damp | HAZEL 1L TASK SCONCE TWB | 1 - Light Task Wall Sconce |  | LW1001TWB.jpg | LW1001TWB.jpg
LW1011PN | 1 - Light Wall Sconce |  | WALL SCONCE | Katie | Wall / Bath Lighting | Polished Nickel / Black Leather | PN / BKL | Steel | White Linen Fabric | D:6.375"L:6.375" W:6.375" H:4.75" | D:4"L:4" W:4" |  | 1 Candelabra Torpedo 60w |  | 1 | No | [14 empty] | 0 |  |  |  |  | Black/White | [7 empty] | 79.5 | 159 | 238.5 | L:5 1/2'' H:20 3/8'' E:6 3/8'' |  |  | 5.5 |  | 20.375 | Set Screw(s) |  |  |  | 15.125 - 20.375 | 6.375 | [25 empty] | DP:5/8'' W:4 1/2'' H:4 1/2'' OB UP:9 5/8'' Square |  |  |  | 8 | Black/White |  |  | Hardwired | 0 | 0 | 0 | 0 | 0 | 0 | 0 | 0 | 0 | 0 | 0 | 014817599428 | 8 | 8.25 | 11 | 2.5 | 0.42 | 125 | Yes | [9 empty] | cETL Damp | KATIE 1L SCONCE PN | 1 - Light Wall Sconce |  | LW1011PN.jpg | LW1011PN.jpg
LW1011TWB | 1 - Light Wall Sconce |  | WALL SCONCE | Katie | Wall / Bath Lighting | Time Worn Brass / Saddle Leather | TWB / SDL | Steel | White Linen Fabric | D:6.375"L:6.375" W:6.375" H:4.75" | D:4"L:4" W:4" |  | 1 Candelabra Torpedo 60w |  | 1 | No | [14 empty] | 0 |  |  |  |  | Black/White | [7 empty] | 79.5 | 159 | 238.5 | L:5 1/2'' H:20 3/8'' E:6 3/8'' |  |  | 5.5 |  | 20.375 | Set Screw(s) |  |  |  | 15.125 - 20.375 | 6.375 | [25 empty] | DP:5/8'' W:4 1/2'' H:4 1/2'' OB UP:9 5/8'' Square |  |  |  | 8 | Black/White |  |  | Hardwired | 0 | 0 | 0 | 0 | 0 | 0 | 0 | 0 | 0 | 0 | 0 | 014817599435 | 8 | 8.25 | 11 | 2.5 | 0.42 | 125 | Yes | [9 empty] | cETL Damp | KATIE 1L SCONCE TWB | 1 - Light Wall Sconce |  | LW1011TWB.jpg | LW1011TWB.jpg
LW1022PN | 2 - Light Wall Sconce |  | WALL SCONCE | Katie | Wall / Bath Lighting | Polished Nickel / Black Leather | PN / BKL | Steel | White Linen Fabric | D:6.375"L:6.375" W:6.375" H:4.75" | D:4"L:4" W:4" |  | 2 Candelabra Torpedo 60w |  | 2 | No | [14 empty] | 0 |  |  |  |  | Black/White | [7 empty] | 99.5 | 199 | 298.5 | L:13 1/2'' H:13 3/8'' E:7 1/4'' |  |  | 13.5 |  | 13.375 | Set Screw(s) |  |  |  |  | 7.25 | [25 empty] | DP:5/8'' W:4 1/2'' H:4 1/2'' OB UP:9 5/8'' Square |  |  |  | 8 | Black/White |  |  | Hardwired | 0 | 0 | 0 | 0 | 0 | 0 | 0 | 0 | 0 | 0 | 0 | 014817599442 | 22 | 14 | 13 | 13.9 | 2.317 | 125 | Yes | [9 empty] | cETL Damp | KATIE 2L SCONCE PN | 2 - Light Wall Sconce |  | LW1022PN.jpg | LW1022PN.jpg
LW1022TWB | 2 - Light Wall Sconce |  | WALL SCONCE | Katie | Wall / Bath Lighting | Time Worn Brass / Saddle Leather | TWB / SDL | Steel | White Linen Fabric | D:6.375"L:6.375" W:6.375" H:4.75" | D:4"L:4" W:4" |  | 2 Candelabra Torpedo 60w |  | 2 | No | [14 empty] | 0 |  |  |  |  | Black/White | [7 empty] | 99.5 | 199 | 298.5 | L:13 1/2'' H:13 3/8'' E:7 1/4'' |  |  | 13.5 |  | 13.375 | Set Screw(s) |  |  |  |  | 7.25 | [25 empty] | DP:5/8'' W:4 1/2'' H:4 1/2'' OB UP:9 5/8'' Square |  |  |  | 8 | Black/White |  |  | Hardwired | 0 | 0 | 0 | 0 | 0 | 0 | 0 | 0 | 0 | 0 | 0 | 014817599459 | 22 | 14 | 13 | 13.9 | 2.317 | 125 | Yes | [9 empty] | cETL Damp | KATIE 2L SCONCE TWB | 2 - Light Wall Sconce |  | LW1022TWB.jpg | LW1022TWB.jpg
LW1031PN | 1 - Light Wall Sconce |  | BATH | Flynn | Wall / Bath Lighting | Polished Nickel | PN | Steel | Clear Glass | D:2.5"L:2.5" W:2.5" H:8.25" |  |  | 1 Candelabra Torpedo 60w |  | 1 | No | [14 empty] | 0 |  |  |  |  | Black/White | [7 empty] | 69.5 | 139 | 208.5 | L:3 3/8'' H:10 7/8'' E:5 1/8'' | 1.3 |  | 3.375 |  | 10.875 | Set Screw(s) |  |  |  |  | 5.125 | [25 empty] | DP:3/4'' W:2 1/2'' H:4 1/2'' OB UP:8 3/4'' Rectangular |  |  |  | 8 | Black/White |  |  | Hardwired | 0 | 0 | 0 | 0 | 0 | 0 | 0 | 0 | 0 | 0 | 0 | 014817599602 | 13 | 12 | 6.25 | 3.2 | 0.564 | 175 | Yes | [9 empty] | cETL Damp | FLYNN 1L SCONCE PN | 1 - Light Wall Sconce |  | LW1031PN.jpg | LW1031PN.jpg
LW1031TWB | 1 - Light Wall Sconce |  | BATH | Flynn | Wall / Bath Lighting | Time Worn Brass | TWB | Steel | Clear Glass | D:2.5"L:2.5" W:2.5" H:8.25" |  |  | 1 Candelabra Torpedo 60w |  | 1 | No | [14 empty] | 0 |  |  |  |  | Black/White | [7 empty] | 69.5 | 139 | 208.5 | L:3 3/8'' H:10 7/8'' E:5 1/8'' | 1.3 |  | 3.375 |  | 10.875 | Set Screw(s) |  |  |  |  | 5.125 | [25 empty] | DP:3/4'' W:2 1/2'' H:4 1/2'' OB UP:8 3/4'' Rectangular |  |  |  | 8 | Black/White |  |  | Hardwired | 0 | 0 | 0 | 0 | 0 | 0 | 0 | 0 | 0 | 0 | 0 | 014817599619 | 13 | 12 | 6.25 | 3.2 | 0.564 | 175 | Yes | [9 empty] | cETL Damp | FLYNN 1L SCONCE TWB | 1 - Light Wall Sconce |  | LW1031TWB.jpg | LW1031TWB.jpg
LW1041PN | 1 - Light Vanity |  | BATH | Robert | Wall / Bath Lighting | Polished Nickel / Clear Acrylic | PN / Glass | Steel | White Paper | D:7.5"L:7.5" W:7.5" H:5.5" | D:2.125"L:2.125" W:2.125" |  | 1 Candelabra Torpedo 60w |  | 1 | No | [14 empty] | 0 |  |  |  |  | Black/White | [7 empty] | 72 | 144 | 216 | L:7 1/2'' H:12 1/8'' E:9'' | 2.2 |  | 7.5 |  | 12.125 | Set Screw(s) |  |  |  |  | 9 | [25 empty] | D:5 1/4'' H:7/8'' OB UP:7 7/8'' Round |  |  |  | 8 | Black/White |  |  | Hardwired | 0 | 0 | 0 | 0 | 0 | 0 | 0 | 0 | 0 | 0 | 0 | 014817599749 | 13.75 | 10.25 | 10.25 | 3.8 | 0.836 | 175 | Yes | [9 empty] | cETL Damp | ROBERT 1L VANITY PN | 1 - Light Vanity |  | LW1041PN.jpg | LW1041PN.jpg
LW1041TWB | 1 - Light Vanity |  | BATH | Robert | Wall / Bath Lighting | Time Worn Brass / Clear Acrylic | TWB / Glass | Steel | White Paper | D:7.5"L:7.5" W:7.5" H:5.5" | D:2.125"L:2.125" W:2.125" |  | 1 Candelabra Torpedo 60w |  | 1 | No | [14 empty] | 0 |  |  |  |  | Black/White | [7 empty] | 72 | 144 | 216 | L:7 1/2'' H:12 1/8'' E:9'' | 2.2 |  | 7.5 |  | 12.125 | Set Screw(s) |  |  |  |  | 9 | [25 empty] | D:5 1/4'' H:7/8'' OB UP:7 7/8'' Round |  |  |  | 8 | Black/White |  |  | Hardwired | 0 | 0 | 0 | 0 | 0 | 0 | 0 | 0 | 0 | 0 | 0 | 014817599756 | 13.75 | 10.25 | 10.25 | 3.8 | 0.836 | 175 | Yes | [9 empty] | cETL Damp | ROBERT 1L VANITY TWB | 1 - Light Vanity |  | LW1041TWB.jpg | LW1041TWB.jpg
LW1051PN | 1 - Light Vanity |  | BATH | Jake | Wall / Bath Lighting | Polished Nickel / Clear Acrylic | PN / Glass | Steel | White Cotton Fabric | D:5.875"L:5.875" W:5.875" H:5.125" | D:4"L:4" W:4" |  | 1 Candelabra Torpedo 60w |  | 1 | No | [14 empty] | 0 |  |  |  |  | Black/White | [7 empty] | 79.5 | 159 | 238.5 | L:5 7/8'' H:13 1/2'' E:8'' |  |  | 5.875 |  | 13.5 | Set Screw(s) |  |  |  |  | 8 | [25 empty] | D:4 5/8'' H:3/4'' OB UP:11 9/16'' Round |  |  |  | 8 | Black/White |  |  | Hardwired | 0 | 0 | 0 | 0 | 0 | 0 | 0 | 0 | 0 | 0 | 0 | 014817599985 | 16 | 12.5 | 10 | 4 | 1.157 | 250 | Yes | [9 empty] | cETL Damp | JAKE 1L VANITY PN | 1 - Light Vanity |  | LW1051PN.jpg | LW1051PN.jpg

## Thomas O'Brien
Item Number | Name | Collection Description | Class | Collection | Category | Finish | finish Code | Material | Glass/ Shade | Glass / Shade Size | GlassTop / ShadeTop Size | Diffuser | Bulb # 1 | Bulb # 2 | Total Bulbs | Bulbs Included | Bulb Lumens | Bulb Temperature | Bulb CRI | Bulb Watts | Bulb Volts | Bulb Base | Bulb Type | Bulb Beam Spread | Bulb Dimming Range Min | Bulb Dimming Range Max | Bulb Light Source Name | Bulb Watts Consumed | Bulb Watts Rated | Bulb Rated Life | Bulb Spot Type | Efficacy | L70 | Color Binning | Bug Rating | Cord Color | Transformer Mount | Output Type | Housing Type | Wet Listing | Max Tilt | Max Rotation | Max Ceiling Slope | 2/1/2020 DN Price | UMAP | MSRP | Dimensions | Weight | Diameter | Length | Width | Height | Mounting Procedure | Height (Downlight) | Height Semi-flush | Height Overall | Adjustable Height | Extends | Style | Light Kit Incl | Compatible Light Kits | Remote Incl | # of Blades | Blade Pitch | Blade Finish 1 | Blade Finish 2 | Motor Size | Fan Diameter | Capacitor Value | CFM (High) | Watts (High) | CFM/Watt (High) | CFM (Med) | Watts (Med) | CFM/Watt (Med) | CFM (Low) | Watts (Low) | CFM/Watt (Low) | Max Blade to Ceiling Height | Min Blade to Ceiling Height | Motor Type | Remote Control Type | Canopy | Backplate | Post | Mounting Plate | Base | Wire/Cord Length | Wire/Cord Color | Chain Length | Switch | Connection | ADA | Mount Up/Down | Fluorescent | Energy Star | T-24 | Photocell | LED | LED Convertible | Pre-laced Chain | Adjustable Arms | Mount Wall/Ceiling | UPC | IP Length | IP Width | IP Height | IP Weight | IP Cube | IP Frt. Class | IP UPSable | Pack Quantity | MP UPC | MP Length | MP Width | MP Height | MP Weight | MP Cube | MP UPSable | UL Listing | cUL Listing | PCS Name | Catalog Name | Engineering Notes | Web Image Name | Line Art
TC1004AI | 4 - Light Chandelier | Capri from TOB Thomas O'Brien for Generation Lighting reflects the trending uptown chic style with its upscale, unfussy sensibility. This large product family includes chandeliers with large scale arms welded into the hub, tapered, conical and globe pendants with milk glass shades, sconces and lamps. It is available in five finish options: Aged Iron finish for more of an industrial look, Polished Nickel for a contemporary one and Burnished Brass for more traditional, Antique Nickel or Antique White for a vintage vibe. The column and stem detail epitomizes Thomas' vintage elegance. | CHANDELIERS | Capri | Chandeliers | Aged Iron | AI | Steel | White Linen Fabric | D:5.5" H:6.125" | W:4" |  | 4 Medium A19 60w |  | 4 | No | [14 empty] | 0 | [12 empty] | 249.98 | 499.96 | 749.94 | D:26'' H:28 1/4'' | 5.9 | 26 |  |  | 28.25 | Screw Collar - Stem |  |  |  | 35.625 - 83.625 | [25 empty] | D:7'' H:7/8'' Round |  |  |  |  | 180 | Black |  |  | Hardwired | 0 | 0 | 0 | 0 | 0 | 0 | 0 | 0 | 0 | 0 | 0 | 014817592696 | 20.25 | 20.5 | 15.25 | 12.6 | 3.664 | 250 | Yes | [9 empty] | cETL Dry | CAPRI 4L CHANDELIER AI | 4 - Light Chandelier |  | TC1004AI.jpg | TC1004AI.jpg
TC1004PN | 4 - Light Chandelier | Capri from TOB Thomas O'Brien for Generation Lighting reflects the trending uptown chic style with its upscale, unfussy sensibility. This large product family includes chandeliers with large scale arms welded into the hub, tapered, conical and globe pendants with milk glass shades, sconces and lamps. It is available in five finish options: Aged Iron finish for more of an industrial look, Polished Nickel for a contemporary one and Burnished Brass for more traditional, Antique Nickel or Antique White for a vintage vibe. The column and stem detail epitomizes Thomas' vintage elegance. | CHANDELIERS | Capri | Chandeliers | Polished Nickel | PN | Steel | White Linen Fabric | D:5.5" H:6.125" | W:4" |  | 4 Medium A19 60w |  | 4 | No | [14 empty] | 0 | [12 empty] | 249.98 | 499.96 | 749.94 | D:26'' H:28 1/4'' | 5.9 | 26 |  |  | 28.25 | Screw Collar - Stem |  |  |  | 35.625 - 83.625 | [25 empty] | D:7'' H:7/8'' Round |  |  |  |  | 180 | Clear Silver |  |  | Hardwired | 0 | 0 | 0 | 0 | 0 | 0 | 0 | 0 | 0 | 0 | 0 | 014817592689 | 19.75 | 20 | 14.5 | 12.6 | 3.315 | 250 | Yes | [9 empty] | cETL Dry | CAPRI 4L CHANDELIER PN | 4 - Light Chandelier |  | TC1004PN.jpg | TC1004PN.jpg
TC1016AI | 6 - Light Chandelier | Capri from TOB Thomas O'Brien for Generation Lighting reflects the trending uptown chic style with its upscale, unfussy sensibility. This large product family includes chandeliers with large scale arms welded into the hub, tapered, conical and globe pendants with milk glass shades, sconces and lamps. It is available in five finish options: Aged Iron finish for more of an industrial look, Polished Nickel for a contemporary one and Burnished Brass for more traditional, Antique Nickel or Antique White for a vintage vibe. The column and stem detail epitomizes Thomas' vintage elegance. | CHANDELIERS | Capri | Chandeliers | Aged Iron | AI | Steel | White Linen Fabric | D:5.5" H:6.125" | W:4" |  | 6 Medium A19 60w |  | 6 | No | [14 empty] | 0 | [12 empty] | 449.98 | 899.96 | 1349.94 | D:34'' H:29 3/4'' | 7.9 | 34 |  |  | 29.75 | Screw Collar - Stem |  |  |  | 37.125 - 85.125 | [25 empty] | D:7'' H:7/8'' Round |  |  |  |  | 180 | Black |  |  | Hardwired | 0 | 0 | 0 | 0 | 0 | 0 | 0 | 0 | 0 | 0 | 0 | 014817592719 | 32.75 | 30.18 | 15.25 | 19 | 8.723 | 250 | Yes | [9 empty] | cETL Dry | CAPRI 6L CHANDELIER AI | 6 - Light Chandelier |  | TC1016AI.jpg | TC1016AI.jpg
TC1016PN | 6 - Light Chandelier | Capri from TOB Thomas O'Brien for Generation Lighting reflects the trending uptown chic style with its upscale, unfussy sensibility. This large product family includes chandeliers with large scale arms welded into the hub, tapered, conical and globe pendants with milk glass shades, sconces and lamps. It is available in five finish options: Aged Iron finish for more of an industrial look, Polished Nickel for a contemporary one and Burnished Brass for more traditional, Antique Nickel or Antique White for a vintage vibe. The column and stem detail epitomizes Thomas' vintage elegance. | CHANDELIERS | Capri | Chandeliers | Polished Nickel | PN | Steel | White Linen Fabric | D:5.5" H:6.125" | W:4" |  | 6 Medium A19 60w |  | 6 | No | [14 empty] | 0 | [12 empty] | 449.98 | 899.96 | 1349.94 | D:34'' H:29 3/4'' | 7.9 | 34 |  |  | 29.75 | Screw Collar - Stem |  |  |  | 37.125 - 85.125 | [25 empty] | D:7'' H:7/8'' Round |  |  |  |  | 180 | Clear Silver |  |  | Hardwired | 0 | 0 | 0 | 0 | 0 | 0 | 0 | 0 | 0 | 0 | 0 | 014817592702 | 32.75 | 30.5 | 15 | 19.4 | 8.671 | 250 | Yes | [9 empty] | cETL Dry | CAPRI 6L CHANDELIER PN | 6 - Light Chandelier |  | TC1016PN.jpg | TC1016PN.jpg
TC1028AI | 8 - Light Chandelier | Capri from TOB Thomas O'Brien for Generation Lighting reflects the trending uptown chic style with its upscale, unfussy sensibility. This large product family includes chandeliers with large scale arms welded into the hub, tapered, conical and globe pendants with milk glass shades, sconces and lamps. It is available in five finish options: Aged Iron finish for more of an industrial look, Polished Nickel for a contemporary one and Burnished Brass for more traditional, Antique Nickel or Antique White for a vintage vibe. The column and stem detail epitomizes Thomas' vintage elegance. | CHANDELIERS | Capri | Chandeliers | Aged Iron | AI | Steel | White Linen Fabric | D:5.5" H:6.125" | W:4" |  | 8 Medium A19 60w |  | 8 | No | [14 empty] | 0 | [12 empty] | 624.98 | 1249.96 | 1874.94 | D:48'' H:29 3/4'' | 10.9 | 48 |  |  | 29.75 | Screw Collar - Stem |  |  |  | 37.125 - 85.125 | [25 empty] | D:7'' H:7/8'' Round |  |  |  |  | 180 | Black |  |  | Hardwired | 0 | 0 | 0 | 0 | 0 | 0 | 0 | 0 | 0 | 0 | 0 | 014817592733 | 44.75 | 44.5 | 15.25 | 29.1 | 17.574 | 300 | Yes | [9 empty] | cETL Dry | CAPRI 8L CHANDELIER AI | 8 - Light Chandelier |  | TC1028AI.jpg | TC1028AI.jpg
TC1028PN | 8 - Light Chandelier | Capri from TOB Thomas O'Brien for Generation Lighting reflects the trending uptown chic style with its upscale, unfussy sensibility. This large product family includes chandeliers with large scale arms welded into the hub, tapered, conical and globe pendants with milk glass shades, sconces and lamps. It is available in five finish options: Aged Iron finish for more of an industrial look, Polished Nickel for a contemporary one and Burnished Brass for more traditional, Antique Nickel or Antique White for a vintage vibe. The column and stem detail epitomizes Thomas' vintage elegance. | CHANDELIERS | Capri | Chandeliers | Polished Nickel | PN | Steel | White Linen Fabric | D:5.5" H:6.125" | W:4" |  | 8 Medium A19 60w |  | 8 | No | [14 empty] | 0 | [12 empty] | 624.98 | 1249.96 | 1874.94 | D:48'' H:29 3/4'' | 10.9 | 48 |  |  | 29.75 | Screw Collar - Stem |  |  |  | 37.125 - 85.125 | [25 empty] | D:7'' H:7/8'' Round |  |  |  |  | 180 | Clear Silver |  |  | Hardwired | 0 | 0 | 0 | 0 | 0 | 0 | 0 | 0 | 0 | 0 | 0 | 014817592726 | 44.75 | 44.75 | 15.25 | 29.5 | 17.673 | 300 | Yes | [9 empty] | cETL Dry | CAPRI 8L CHANDELIER PN | 8 - Light Chandelier |  | TC1028PN.jpg | TC1028PN.jpg
TC1034BBS | 4 - Light Chandelier | Beckham Classic from TOB Thomas O'Brien for Generation Lighting has an understated elegance with a masculine, tailored look that fits well with a range of styles, from transitional to modern. The pieces within this family span ceiling, wall, portable and vanity, so Beckham Classic can complement most living, dining and bath areas. The floor lamp is adjustable in height with a centered, lock detail, while chandeliers feature arms welded to a vertical hub. This piece is sure to withstand the test of time. | CHANDELIERS | Beckham Classic | Chandeliers | Burnished Brass | BBS | Steel | White Linen Fabric | D:5" H:6.5" | W:3.5" |  | 4 Candelabra Torpedo 60w |  | 4 | No | [14 empty] | 0 | [12 empty] | 236.98 | 473.96 | 710.94 | D:26'' H:27 3/8'' | 8.6 | 26 |  |  | 27.375 | Screw Collar - Chain | [29 empty] | D:5'' H:3/4'' Round |  |  |  |  | 180 | Clear Silver | 60 |  | Hardwired | 0 | 0 | 0 | 0 | 0 | 0 | 0 | 0 | 0 | 0 | 0 | 014817592962 | 19.5 | 19.5 | 17 | 15 | 3.741 | 175 | Yes | [8 empty] | ETL Damp | cETL Damp | BECKHAM CLSC 4L CHAND BBS | 4 - Light Chandelier |  | TC1034BBS.jpg | TC1034BBS.jpg
TC1034PN | 4 - Light Chandelier | Beckham Classic from TOB Thomas O'Brien for Generation Lighting has an understated elegance with a masculine, tailored look that fits well with a range of styles, from transitional to modern. The pieces within this family span ceiling, wall, portable and vanity, so Beckham Classic can complement most living, dining and bath areas. The floor lamp is adjustable in height with a centered, lock detail, while chandeliers feature arms welded to a vertical hub. This piece is sure to withstand the test of time. | CHANDELIERS | Beckham Classic | Chandeliers | Polished Nickel | PN | Steel | White Linen Fabric | D:5" H:6.5" | W:3.5" |  | 4 Candelabra Torpedo 60w |  | 4 | No | [14 empty] | 0 | [12 empty] | 236.98 | 473.96 | 710.94 | D:26'' H:27 3/8'' | 8.6 | 26 |  |  | 27.375 | Screw Collar - Chain | [29 empty] | D:5'' H:3/4'' Round |  |  |  |  | 180 | Clear Silver | 60 |  | Hardwired | 0 | 0 | 0 | 0 | 0 | 0 | 0 | 0 | 0 | 0 | 0 | 014817592979 | 19.5 | 19.5 | 17 | 15.2 | 3.741 | 175 | Yes | [8 empty] | ETL Damp | cETL Damp | BECKHAM CLSC 4L CHAND PN | 4 - Light Chandelier |  | TC1034PN.jpg | TC1034PN.jpg
TC1044BBS | 4 - Light Chandelier | Beckham Classic from TOB Thomas O'Brien for Generation Lighting has an understated elegance with a masculine, tailored look that fits well with a range of styles, from transitional to modern. The pieces within this family span ceiling, wall, portable and vanity, so Beckham Classic can complement most living, dining and bath areas. The floor lamp is adjustable in height with a centered, lock detail, while chandeliers feature arms welded to a vertical hub. This piece is sure to withstand the test of time. | CHANDELIERS | Beckham Classic | Chandeliers | Burnished Brass | BBS | Steel | White Linen Fabric | D:5" H:6.5" | W:3.5" |  | 4 Candelabra Torpedo 60w |  | 4 | No | [14 empty] | 0 | [12 empty] | 324.98 | 649.96 | 974.94 | D:36'' H:27 3/8'' | 9.3 | 36 |  |  | 27.375 | Screw Collar - Chain | [29 empty] | D:5'' H:3/4'' Round |  |  |  |  | 180 | Clear Silver | 60 |  | Hardwired | 0 | 0 | 0 | 0 | 0 | 0 | 0 | 0 | 0 | 0 | 0 | 014817592986 | 19.5 | 19.5 | 17 | 15 | 3.741 | 175 | Yes | [8 empty] | ETL Damp | cETL Damp | BECKHAM CLSC 4L CHAND BBS | 4 - Light Chandelier |  | TC1044BBS.jpg | TC1044BBS.jpg
TC1044PN | 4 - Light Chandelier | Beckham Classic from TOB Thomas O'Brien for Generation Lighting has an understated elegance with a masculine, tailored look that fits well with a range of styles, from transitional to modern. The pieces within this family span ceiling, wall, portable and vanity, so Beckham Classic can complement most living, dining and bath areas. The floor lamp is adjustable in height with a centered, lock detail, while chandeliers feature arms welded to a vertical hub. This piece is sure to withstand the test of time. | CHANDELIERS | Beckham Classic | Chandeliers | Polished Nickel | PN | Steel | White Linen Fabric | D:5" H:6.5" | W:3.5" |  | 4 Candelabra Torpedo 60w |  | 4 | No | [14 empty] | 0 | [12 empty] | 324.98 | 649.96 | 974.94 | D:36'' H:27 3/8'' | 9.3 | 36 |  |  | 27.375 | Screw Collar - Chain | [29 empty] | D:5'' H:3/4'' Round |  |  |  |  | 180 | Clear Silver | 60 |  | Hardwired | 0 | 0 | 0 | 0 | 0 | 0 | 0 | 0 | 0 | 0 | 0 | 014817592993 | 26.5 | 26.5 | 17 | 17.9 | 6.909 | 250 | Yes | [8 empty] | ETL Damp | cETL Damp | BECKHAM CLSC 4L CHAND PN | 4 - Light Chandelier |  | TC1044PN.jpg | TC1044PN.jpg
TC10524BBS | 24 - Light Chandelier | As the name suggests, Beckham Modern from TOB by Thomas O'Brien for Generation Lighting pairs vertical lines and globes with sophisticated, modern glamour. Crafted of steel with Burnished Brass or Polished Nickel finish, these chandeliers and one or two-light wall sconces emanate soft, opulent light, lending a sculptural glow wherever they are placed. | CHANDELIERS | Beckham Modern | Chandeliers | Burnished Brass | BBS | Steel |  |  |  |  | 24 Candelabra Globe Shape 40w |  | 24 | No | [14 empty] | 0 | [12 empty] | 424.98 | 849.96 | 1274.94 | D:23'' H:30 1/4'' | 24.5 | 23 |  |  | 30.25 | Screw Collar - Stem |  |  |  | 39.875 - 87.875 | [25 empty] | D:5'' H:1'' Round |  |  |  |  | 180 | Clear Silver |  |  | Hardwired | 0 | 0 | 0 | 0 | 0 | 0 | 0 | 0 | 0 | 0 | 0 | 014817593167 | 25.5 | 24 | 24 | 33.8 | 8.5 | 175 | Yes | [8 empty] | ETL Damp | cETL Damp | BECKHAM MOD 24L CHND BBS | 24 - Light Chandelier |  | TC10524BBS.jpg | TC10524BBS.jpg
TC10524PN | 24 - Light Chandelier | As the name suggests, Beckham Modern from TOB by Thomas O'Brien for Generation Lighting pairs vertical lines and globes with sophisticated, modern glamour. Crafted of steel with Burnished Brass or Polished Nickel finish, these chandeliers and one or two-light wall sconces emanate soft, opulent light, lending a sculptural glow wherever they are placed. | CHANDELIERS | Beckham Modern | Chandeliers | Polished Nickel | PN | Steel |  |  |  |  | 24 Candelabra Globe Shape 40w |  | 24 | No | [14 empty] | 0 | [12 empty] | 424.98 | 849.96 | 1274.94 | D:23'' H:30 1/4'' | 24.5 | 23 |  |  | 30.25 | Screw Collar - Stem |  |  |  | 39.875 - 87.875 | [25 empty] | D:5'' H:1'' Round |  |  |  |  | 180 | Clear Silver |  |  | Hardwired | 0 | 0 | 0 | 0 | 0 | 0 | 0 | 0 | 0 | 0 | 0 | 014817593174 | 25.5 | 24 | 24 | 33.8 | 8.5 | 175 | Yes | [8 empty] | ETL Damp | cETL Damp | BECKHAM MOD 24L CHND PN | 24 - Light Chandelier |  | TC10524PN.jpg | TC10524PN.jpg
TC10624BBS | 24 - Light Chandelier | As the name suggests, Beckham Modern from TOB by Thomas O'Brien for Generation Lighting pairs vertical lines and globes with sophisticated, modern glamour. Crafted of steel with Burnished Brass or Polished Nickel finish, these chandeliers and one or two-light wall sconces emanate soft, opulent light, lending a sculptural glow wherever they are placed. | CHANDELIERS | Beckham Modern | Chandeliers | Burnished Brass | BBS | Steel |  |  |  |  | 24 Candelabra Globe Shape 40w |  | 24 | No | [14 empty] | 0 | [12 empty] | 524.98 | 1049.96 | 1574.94 | D:29'' H:30 1/4'' | 26.5 | 29 |  |  | 30.25 | Screw Collar - Stem |  |  |  | 39.875 - 87.875 | [25 empty] | D:5'' H:1'' Round |  |  |  |  | 180 | Clear Silver |  |  | Hardwired | 0 | 0 | 0 | 0 | 0 | 0 | 0 | 0 | 0 | 0 | 0 | 014817593181 | 32.5 | 29.25 | 23.75 | 38.1 | 13.066 | 250 | Yes | [8 empty] | ETL Damp | cETL Damp | BECKHAM MOD 24L CHND BBS | 24 - Light Chandelier |  | TC10624BBS.jpg | TC10624BBS.jpg
TC10624PN | 24 - Light Chandelier | As the name suggests, Beckham Modern from TOB by Thomas O'Brien for Generation Lighting pairs vertical lines and globes with sophisticated, modern glamour. Crafted of steel with Burnished Brass or Polished Nickel finish, these chandeliers and one or two-light wall sconces emanate soft, opulent light, lending a sculptural glow wherever they are placed. | CHANDELIERS | Beckham Modern | Chandeliers | Polished Nickel | PN | Steel |  |  |  |  | 24 Candelabra Globe Shape 40w |  | 24 | No | [14 empty] | 0 | [12 empty] | 524.98 | 1049.96 | 1574.94 | D:29'' H:30 1/4'' | 26.5 | 29 |  |  | 30.25 | Screw Collar - Stem |  |  |  | 39.875 - 87.875 | [25 empty] | D:5'' H:1'' Round |  |  |  |  | 180 | Clear Silver |  |  | Hardwired | 0 | 0 | 0 | 0 | 0 | 0 | 0 | 0 | 0 | 0 | 0 | 014817593198 | 32.5 | 29.25 | 23.75 | 38.1 | 13.066 | 250 | Yes | [8 empty] | ETL Damp | cETL Damp | BECKHAM MOD 24L CHND PN | 24 - Light Chandelier |  | TC10624PN.jpg | TC10624PN.jpg
TC1084AI | 4 - Light Chandelier | The Logan family of products from TOB Thomas O'Brien for Generation Lighting mirrors Thomas' masterful design aesthetic of bridging traditional and modern styles. The chandeliers, bath vanities and sconces feature crisp, tapered shades atop Aged Iron or Polished Nickel hardware, while pendants are offered in a trending Matte White finish. Elegant curves soften structured frames and clean lines, lending aesthetic balance and versatility to Logan lighting fixtures. Bath sconces also available as ADA-compliant. | CHANDELIERS | Logan | Chandeliers | Aged Iron | AI | Steel | White Linen Fabric | D:5" H:6" | D:3.5" |  | 4 Candelabra Torpedo 60w |  | 4 | No | [14 empty] | 0 | [12 empty] | 237.48 | 474.96 | 712.44 | D:26 1/4'' H:16 7/8'' | 7.1 | 26.25 |  |  | 16.875 | Screw Collar - Stem |  |  |  | 20.625 - 68.625 | [25 empty] | D:5 5/8'' H:1 1/8'' |  |  |  |  | 180 | Black |  |  | Hardwired | 0 | 0 | 0 | 0 | 0 | 0 | 0 | 0 | 0 | 0 | 0 | 014817593266 | 19 | 19.25 | 14.875 | 14.2 | 3.148 | 175 | Yes | [8 empty] | ETL Damp | cETL Damp | LOGAN 4L CHANDELIER AI | 4 - Light Chandelier |  | TC1084AI.jpg | TC1084AI.jpg
TC1084PN | 4 - Light Chandelier | The Logan family of products from TOB Thomas O'Brien for Generation Lighting mirrors Thomas' masterful design aesthetic of bridging traditional and modern styles. The chandeliers, bath vanities and sconces feature crisp, tapered shades atop Aged Iron or Polished Nickel hardware, while pendants are offered in a trending Matte White finish. Elegant curves soften structured frames and clean lines, lending aesthetic balance and versatility to Logan lighting fixtures. Bath sconces also available as ADA-compliant. | CHANDELIERS | Logan | Chandeliers | Polished Nickel | PN | Steel | White Linen Fabric | D:5" H:6" | D:3.5" |  | 4 Candelabra Torpedo 60w |  | 4 | No | [14 empty] | 0 | [12 empty] | 237.48 | 474.96 | 712.44 | D:26 1/4'' H:16 7/8'' | 7.1 | 26.25 |  |  | 16.875 | Screw Collar - Stem |  |  |  | 20.625 - 68.625 | [25 empty] | D:5 5/8'' H:1 1/8'' |  |  |  |  | 180 | Clear Silver |  |  | Hardwired | 0 | 0 | 0 | 0 | 0 | 0 | 0 | 0 | 0 | 0 | 0 | 014817593273 | 19.25 | 19.25 | 15 | 14.2 | 3.217 | 175 | Yes | [8 empty] | ETL Damp | cETL Damp | LOGAN 4L CHANDELIER PN | 4 - Light Chandelier |  | TC1084PN.jpg | TC1084PN.jpg
TC1088AI | 8 - Light Chandelier | The Logan family of products from TOB Thomas O'Brien for Generation Lighting mirrors Thomas' masterful design aesthetic of bridging traditional and modern styles. The chandeliers, bath vanities and sconces feature crisp, tapered shades atop Aged Iron or Polished Nickel hardware, while pendants are offered in a trending Matte White finish. Elegant curves soften structured frames and clean lines, lending aesthetic balance and versatility to Logan lighting fixtures. Bath sconces also available as ADA-compliant. | CHANDELIERS | Logan | Chandeliers | Aged Iron | AI | Steel | White Linen Fabric | D:5" H:6" | D:3.5" |  | 8 Candelabra Torpedo 60w |  | 8 | No | [14 empty] | 0 | [12 empty] | 449.98 | 899.96 | 1349.94 | D:36 5/8'' H:25 1/8'' | 13.2 | 36.625 |  |  | 25.125 | Screw Collar - Stem |  |  |  | 28.75 - 76.75 | [25 empty] | D:5 5/8'' H:1 1/8'' |  |  |  |  | 180 | Black |  |  | Hardwired | 0 | 0 | 0 | 0 | 0 | 0 | 0 | 0 | 0 | 0 | 0 | 014817593280 | 27.25 | 27.5 | 23 | 25.8 | 9.974 | 250 | Yes | [8 empty] | ETL Damp | cETL Damp | LOGAN 8L CHANDELIER AI | 8 - Light Chandelier |  | TC1088AI.jpg | TC1088AI.jpg
TC1088PN | 8 - Light Chandelier | The Logan family of products from TOB Thomas O'Brien for Generation Lighting mirrors Thomas' masterful design aesthetic of bridging traditional and modern styles. The chandeliers, bath vanities and sconces feature crisp, tapered shades atop Aged Iron or Polished Nickel hardware, while pendants are offered in a trending Matte White finish. Elegant curves soften structured frames and clean lines, lending aesthetic balance and versatility to Logan lighting fixtures. Bath sconces also available as ADA-compliant. | CHANDELIERS | Logan | Chandeliers | Polished Nickel | PN | Steel | White Linen Fabric | D:5" H:6" | D:3.5" |  | 8 Candelabra Torpedo 60w |  | 8 | No | [14 empty] | 0 | [12 empty] | 449.98 | 899.96 | 1349.94 | D:36 5/8'' H:25 1/8'' | 13.2 | 36.625 |  |  | 25.125 | Screw Collar - Stem |  |  |  | 28.75 - 76.75 | [25 empty] | D:5 5/8'' H:1 1/8'' |  |  |  |  | 180 | Clear Silver |  |  | Hardwired | 0 | 0 | 0 | 0 | 0 | 0 | 0 | 0 | 0 | 0 | 0 | 014817593297 | 27.5 | 27.75 | 23 | 26 | 10.157 | 250 | Yes | [8 empty] | ETL Damp | cETL Damp | LOGAN 8L CHANDELIER PN | 8 - Light Chandelier |  | TC1088PN.jpg | TC1088PN.jpg
TF1002AI | 2 - Light Flush Mount | The Logan family of products from TOB Thomas O'Brien for Generation Lighting mirrors Thomas' masterful design aesthetic of bridging traditional and modern styles. The chandeliers, bath vanities and sconces feature crisp, tapered shades atop Aged Iron or Polished Nickel hardware, while pendants are offered in a trending Matte White finish. Elegant curves soften structured frames and clean lines, lending aesthetic balance and versatility to Logan lighting fixtures. Bath sconces also available as ADA-compliant. | CEILING | Logan | Ceiling Lights | Aged Iron | AI | Steel |  |  |  |  | 2 Medium A19 60w |  | 2 | No | [14 empty] | 0 | [12 empty] | 174.98 | 349.96 | 524.94 | D:16 3/8'' H:8 5/8'' | 11 | 16.375 |  |  | 8.625 | U Channel Bar | [29 empty] | D:17 5/8'' H:1'' Round |  |  |  |  | 8 | Black/White |  |  | Hardwired | 0 | 0 | 0 | 0 | 0 | 0 | 0 | 0 | 0 | 0 | 0 | 014817593457 | 20.25 | 20.25 | 13.25 | 14.2 | 3.144 | 175 | Yes | [8 empty] | ETL Damp | cETL Damp | LOGAN 2L FLUSH MT AI | 2 - Light Flush Mount |  | TF1002AI.jpg | TF1002AI.jpg
TF1002PN | 2 - Light Flush Mount | The Logan family of products from TOB Thomas O'Brien for Generation Lighting mirrors Thomas' masterful design aesthetic of bridging traditional and modern styles. The chandeliers, bath vanities and sconces feature crisp, tapered shades atop Aged Iron or Polished Nickel hardware, while pendants are offered in a trending Matte White finish. Elegant curves soften structured frames and clean lines, lending aesthetic balance and versatility to Logan lighting fixtures. Bath sconces also available as ADA-compliant. | CEILING | Logan | Ceiling Lights | Polished Nickel | PN | Steel |  |  |  |  | 2 Medium A19 60w |  | 2 | No | [14 empty] | 0 | [12 empty] | 174.98 | 349.96 | 524.94 | D:16 3/8'' H:8 5/8'' | 11 | 16.375 |  |  | 8.625 | U Channel Bar | [29 empty] | D:17 5/8'' H:1'' Round |  |  |  |  | 8 | Black/White |  |  | Hardwired | 0 | 0 | 0 | 0 | 0 | 0 | 0 | 0 | 0 | 0 | 0 | 014817593464 | 20.5 | 20.25 | 13.25 | 15.3 | 3.183 | 175 | Yes | [8 empty] | ETL Damp | cETL Damp | LOGAN 2L FLUSH MT PN | 2 - Light Flush Mount |  | TF1002PN.jpg | TF1002PN.jpg
TF1012AI | 2 - Light Flush Mount | The Logan family of products from TOB Thomas O'Brien for Generation Lighting mirrors Thomas' masterful design aesthetic of bridging traditional and modern styles. The chandeliers, bath vanities and sconces feature crisp, tapered shades atop Aged Iron or Polished Nickel hardware, while pendants are offered in a trending Matte White finish. Elegant curves soften structured frames and clean lines, lending aesthetic balance and versatility to Logan lighting fixtures. Bath sconces also available as ADA-compliant. | CEILING | Logan | Ceiling Lights | Aged Iron | AI | Steel |  |  |  |  | 2 Medium A19 60w |  | 2 | No | [14 empty] | 0 | [12 empty] | 149.5 | 299 | 448.5 | L:17 3/8'' W:17 3/8'' H:8 5/8'' | 11 |  | 17.375 | 17.375 | 8.625 | U Channel Bar | [29 empty] | D:17 5/8'' H:1'' Round |  |  |  |  | 8 | Black/White |  |  | Hardwired | 0 | 0 | 0 | 0 | 0 | 0 | 0 | 0 | 0 | 0 | 0 | 014817605648 | [15 empty] | ETL Damp | cETL Damp | LOGAN 2L FLUSH MT WH GLASS AI | 2 - Light Flush Mount |  | TF1012AI.jpg | TF1012AI.jpg
TF1012PN | 2 - Light Flush Mount | The Logan family of products from TOB Thomas O'Brien for Generation Lighting mirrors Thomas' masterful design aesthetic of bridging traditional and modern styles. The chandeliers, bath vanities and sconces feature crisp, tapered shades atop Aged Iron or Polished Nickel hardware, while pendants are offered in a trending Matte White finish. Elegant curves soften structured frames and clean lines, lending aesthetic balance and versatility to Logan lighting fixtures. Bath sconces also available as ADA-compliant. | CEILING | Logan | Ceiling Lights | Polished Nickel | PN | Steel |  |  |  |  | 2 Medium A19 60w |  | 2 | No | [14 empty] | 0 | [12 empty] | 149.5 | 299 | 448.5 | L:17 3/8'' W:17 3/8'' H:8 5/8'' | 11 |  | 17.375 | 17.375 | 8.625 | U Channel Bar | [29 empty] | D:17 5/8'' H:1'' Round |  |  |  |  | 8 | Black/White |  |  | Hardwired | 0 | 0 | 0 | 0 | 0 | 0 | 0 | 0 | 0 | 0 | 0 | 014817605655 | [15 empty] | ETL Damp | cETL Damp | LOGAN 2L FLUSH MT WH GLASS PN | 2 - Light Flush Mount |  | TF1012PN.jpg | TF1012PN.jpg
TP1001AI | 1 - Light Pendant | Capri from TOB Thomas O'Brien for Generation Lighting reflects the trending uptown chic style with its upscale, unfussy sensibility. This large product family includes chandeliers with large scale arms welded into the hub, tapered, conical and globe pendants with milk glass shades, sconces and lamps. It is available in five finish options: Aged Iron finish for more of an industrial look, Polished Nickel for a contemporary one and Burnished Brass for more traditional, Antique Nickel or Antique White for a vintage vibe. The column and stem detail epitomizes Thomas' vintage elegance. | LINE VOLTAGE PENDANT | Capri | Pendants | Aged Iron | AI | Steel | Antique Aged Iron Steel | D:24" H:12.875" |  |  | 1 Medium A19 75w |  | 1 | No | [14 empty] | 0 | [12 empty] | 224.98 | 449.96 | 674.94 | D:24'' H:12 7/8'' | 7.3 | 24 |  |  | 12.875 | Screw Collar - Stem |  |  |  | 20.25 - 68.25 | [25 empty] | D:7'' H:7/8'' Round |  |  |  |  | 180 | Clear Silver |  |  | Hardwired | 0 | 0 | 0 | 0 | 0 | 0 | 0 | 0 | 0 | 0 | 0 | 014817592757 | 26.78 | 26.58 | 11.25 | 13.9 | 4.634 | 250 | Yes | [8 empty] | ETL Damp | cETL Damp | CAPRI 1L PENDANT AI | 1 - Light Pendant |  | TP1001AI.jpg | TP1001AI.jpg
TP1001ANL | 1 - Light Pendant | Capri from TOB Thomas O'Brien for Generation Lighting reflects the trending uptown chic style with its upscale, unfussy sensibility. This large product family includes chandeliers with large scale arms welded into the hub, tapered, conical and globe pendants with milk glass shades, sconces and lamps. It is available in five finish options: Aged Iron finish for more of an industrial look, Polished Nickel for a contemporary one and Burnished Brass for more traditional, Antique Nickel or Antique White for a vintage vibe. The column and stem detail epitomizes Thomas' vintage elegance. | LINE VOLTAGE PENDANT | Capri | Pendants | Antique Nickel | ANL | Steel | Antique Nickel Steel | D:24" H:12.875" |  |  | 1 Medium A19 75w |  | 1 | No | [14 empty] | 0 | [12 empty] | 224.98 | 449.96 | 674.94 | D:24'' H:12 7/8'' | 7.3 | 24 |  |  | 12.875 | Screw Collar - Stem |  |  |  | 20.25 - 68.25 | [25 empty] | D:7'' H:7/8'' Round |  |  |  |  | 180 | Clear Silver |  |  | Hardwired | 0 | 0 | 0 | 0 | 0 | 0 | 0 | 0 | 0 | 0 | 0 | 014817592771 | 27.18 | 26.5 | 11.25 | 13.9 | 4.689 | 250 | Yes | [8 empty] | ETL Damp | cETL Damp | CAPRI 1L PENDANT ANL | 1 - Light Pendant |  | TP1001ANL.jpg | TP1001ANL.jpg
TP1001BBS/AWT | 1 - Light Pendant | Capri from TOB Thomas O'Brien for Generation Lighting reflects the trending uptown chic style with its upscale, unfussy sensibility. This large product family includes chandeliers with large scale arms welded into the hub, tapered, conical and globe pendants with milk glass shades, sconces and lamps. It is available in five finish options: Aged Iron finish for more of an industrial look, Polished Nickel for a contemporary one and Burnished Brass for more traditional, Antique Nickel or Antique White for a vintage vibe. The column and stem detail epitomizes Thomas' vintage elegance. | LINE VOLTAGE PENDANT | Capri | Pendants | Burnished Brass / Antique White | BBS / AWT | Steel | Antique White Steel | D:24" H:12.875" |  |  | 1 Medium A19 75w |  | 1 | No | [14 empty] | 0 | [12 empty] | 224.98 | 449.96 | 674.94 | D:24'' H:12 7/8'' | 7.3 | 24 |  |  | 12.875 | Screw Collar - Stem |  |  |  | 20.25 - 68.25 | [25 empty] | D:7'' H:7/8'' Round |  |  |  |  | 180 | Clear Silver |  |  | Hardwired | 0 | 0 | 0 | 0 | 0 | 0 | 0 | 0 | 0 | 0 | 0 | 014817592764 | 26.78 | 26.5 | 11.18 | 14 | 4.591 | 250 | Yes | [8 empty] | ETL Damp | cETL Damp | CAPRI 1L PENDANT BBS/AWT | 1 - Light Pendant |  | TP1001BBSAWT.jpg | TP1001BBSAWT.jpg
TP1001PN | 1 - Light Pendant | Capri from TOB Thomas O'Brien for Generation Lighting reflects the trending uptown chic style with its upscale, unfussy sensibility. This large product family includes chandeliers with large scale arms welded into the hub, tapered, conical and globe pendants with milk glass shades, sconces and lamps. It is available in five finish options: Aged Iron finish for more of an industrial look, Polished Nickel for a contemporary one and Burnished Brass for more traditional, Antique Nickel or Antique White for a vintage vibe. The column and stem detail epitomizes Thomas' vintage elegance. | LINE VOLTAGE PENDANT | Capri | Pendants | Polished Nickel | PN | Steel | Polished Nickel Steel | D:24" H:12.875" |  |  | 1 Medium A19 75w |  | 1 | No | [14 empty] | 0 | [12 empty] | 224.98 | 449.96 | 674.94 | D:24'' H:12 7/8'' | 7.3 | 24 |  |  | 12.875 | Screw Collar - Stem |  |  |  | 20.25 - 68.25 | [25 empty] | D:7'' H:7/8'' Round |  |  |  |  | 180 | Clear Silver |  |  | Hardwired | 0 | 0 | 0 | 0 | 0 | 0 | 0 | 0 | 0 | 0 | 0 | 014817592740 | 27 | 27 | 11.5 | 13.9 | 4.852 | 250 | Yes | [8 empty] | ETL Damp | cETL Damp | CAPRI 1L PENDANT PN | 1 - Light Pendant |  | TP1001PN.jpg | TP1001PN.jpg
TP1012AI | 2 - Light Pendant | Capri from TOB Thomas O'Brien for Generation Lighting reflects the trending uptown chic style with its upscale, unfussy sensibility. This large product family includes chandeliers with large scale arms welded into the hub, tapered, conical and globe pendants with milk glass shades, sconces and lamps. It is available in five finish options: Aged Iron finish for more of an industrial look, Polished Nickel for a contemporary one and Burnished Brass for more traditional, Antique Nickel or Antique White for a vintage vibe. The column and stem detail epitomizes Thomas' vintage elegance. | LINE VOLTAGE PENDANT | Capri | Pendants | Aged Iron | AI | Steel | Aged Iron Steel | D:16.75" H:17.125" | D:8.875" |  | 2 Medium A19 60w |  | 2 | No | [14 empty] | 0 | [12 empty] | 249.98 | 499.96 | 749.94 | D:16 3/4'' H:23 1/2'' | 10 | 16.75 |  |  | 23.5 | Screw Collar - Chain | [29 empty] | D:7'' H:7/8'' Round |  |  |  |  | 180 | Black | 60 |  | Hardwired | 0 | 0 | 0 | 0 | 0 | 0 | 0 | 0 | 0 | 0 | 0 | 014817592795 | 19.5 | 19.5 | 19.5 | 15.9 | 4.291 | 250 | Yes | [8 empty] | ETL Damp | cETL Damp | CAPRI 2L PENDANT AI | 2 - Light Pendant |  | TP1012AI.jpg | TP1012AI.jpg
TP1012ANL | 2 - Light Pendant | Capri from TOB Thomas O'Brien for Generation Lighting reflects the trending uptown chic style with its upscale, unfussy sensibility. This large product family includes chandeliers with large scale arms welded into the hub, tapered, conical and globe pendants with milk glass shades, sconces and lamps. It is available in five finish options: Aged Iron finish for more of an industrial look, Polished Nickel for a contemporary one and Burnished Brass for more traditional, Antique Nickel or Antique White for a vintage vibe. The column and stem detail epitomizes Thomas' vintage elegance. | LINE VOLTAGE PENDANT | Capri | Pendants | Antique Nickel | ANL | Steel | Antique Nickel Steel | D:16.75" H:17.125" | D:8.875" |  | 2 Medium A19 60w |  | 2 | No | [14 empty] | 0 | [12 empty] | 249.98 | 499.96 | 749.94 | D:16 3/4'' H:23 1/2'' | 10 | 16.75 |  |  | 23.5 | Screw Collar - Chain | [29 empty] | D:7'' H:7/8'' Round |  |  |  |  | 180 | Clear Silver | 60 |  | Hardwired | 0 | 0 | 0 | 0 | 0 | 0 | 0 | 0 | 0 | 0 | 0 | 014817592818 | 19.75 | 19.75 | 19.75 | 16.1 | 4.458 | 250 | Yes | [8 empty] | ETL Damp | cETL Damp | CAPRI 2L PENDANT ANL | 2 - Light Pendant |  | TP1012ANL.jpg | TP1012ANL.jpg
TP1012BBS/AWT | 2 - Light Pendant | Capri from TOB Thomas O'Brien for Generation Lighting reflects the trending uptown chic style with its upscale, unfussy sensibility. This large product family includes chandeliers with large scale arms welded into the hub, tapered, conical and globe pendants with milk glass shades, sconces and lamps. It is available in five finish options: Aged Iron finish for more of an industrial look, Polished Nickel for a contemporary one and Burnished Brass for more traditional, Antique Nickel or Antique White for a vintage vibe. The column and stem detail epitomizes Thomas' vintage elegance. | LINE VOLTAGE PENDANT | Capri | Pendants | Burnished Brass / Antique White | BBS / AWT | Steel | Antique White Steel | D:16.75" H:17.125" | D:8.875" |  | 2 Medium A19 60w |  | 2 | No | [14 empty] | 0 | [12 empty] | 249.98 | 499.96 | 749.94 | D:16 3/4'' H:23 1/2'' | 10 | 16.75 |  |  | 23.5 | Screw Collar - Chain | [29 empty] | D:7'' H:7/8'' Round |  |  |  |  | 180 | Clear Silver | 60 |  | Hardwired | 0 | 0 | 0 | 0 | 0 | 0 | 0 | 0 | 0 | 0 | 0 | 014817592801 | 19.5 | 19.5 | 19.75 | 16.9 | 4.346 | 250 | Yes | [8 empty] | ETL Damp | cETL Damp | CAPRI 2L PENDANT BBS/AWT | 2 - Light Pendant |  | TP1012BBSAWT.jpg | TP1012BBSAWT.jpg
TP1012PN | 2 - Light Pendant | Capri from TOB Thomas O'Brien for Generation Lighting reflects the trending uptown chic style with its upscale, unfussy sensibility. This large product family includes chandeliers with large scale arms welded into the hub, tapered, conical and globe pendants with milk glass shades, sconces and lamps. It is available in five finish options: Aged Iron finish for more of an industrial look, Polished Nickel for a contemporary one and Burnished Brass for more traditional, Antique Nickel or Antique White for a vintage vibe. The column and stem detail epitomizes Thomas' vintage elegance. | LINE VOLTAGE PENDANT | Capri | Pendants | Polished Nickel | PN | Steel | Polished Nickel Steel | D:16.75" H:17.125" | D:8.875" |  | 2 Medium A19 60w |  | 2 | No | [14 empty] | 0 | [12 empty] | 249.98 | 499.96 | 749.94 | D:16 3/4'' H:23 1/2'' | 10 | 16.75 |  |  | 23.5 | Screw Collar - Chain | [29 empty] | D:7'' H:7/8'' Round |  |  |  |  | 180 | Clear Silver | 60 |  | Hardwired | 0 | 0 | 0 | 0 | 0 | 0 | 0 | 0 | 0 | 0 | 0 | 014817592788 | 19.5 | 19.5 | 19.25 | 16.3 | 4.236 | 250 | Yes | [8 empty] | ETL Damp | cETL Damp | CAPRI 2L PENDANT PN | 2 - Light Pendant |  | TP1012PN.jpg | TP1012PN.jpg
TP1031AI | 1 - Light Pendant | Capri from TOB Thomas O'Brien for Generation Lighting reflects the trending uptown chic style with its upscale, unfussy sensibility. This large product family includes chandeliers with large scale arms welded into the hub, tapered, conical and globe pendants with milk glass shades, sconces and lamps. It is available in five finish options: Aged Iron finish for more of an industrial look, Polished Nickel for a contemporary one and Burnished Brass for more traditional, Antique Nickel or Antique White for a vintage vibe. The column and stem detail epitomizes Thomas' vintage elegance. | LINE VOLTAGE PENDANT | Capri | Pendants | Aged Iron | AI | Steel | Milk White Glass | D:11" H:10.375" |  |  | 1 Medium A19 60w |  | 1 | No | [14 empty] | 0 | [12 empty] | 135.48 | 270.96 | 406.44 | D:11'' H:17 3/8'' | 7.3 | 11 |  |  | 17.375 | Screw Collar - Chain | [29 empty] | D:7'' H:7/8'' Round |  |  |  |  | 180 | Black | 60 |  | Hardwired | 0 | 0 | 0 | 0 | 0 | 0 | 0 | 0 | 0 | 0 | 0 | 014817592832 | 21.18 | 14.78 | 14.75 | 10.3 | 2.672 | 250 | Yes | [8 empty] | ETL Damp | cETL Damp | CAPRI 1L PENDANT AI | 1 - Light Pendant |  | TP1031AI.jpg | TP1031AI.jpg
TP1031PN | 1 - Light Pendant | Capri from TOB Thomas O'Brien for Generation Lighting reflects the trending uptown chic style with its upscale, unfussy sensibility. This large product family includes chandeliers with large scale arms welded into the hub, tapered, conical and globe pendants with milk glass shades, sconces and lamps. It is available in five finish options: Aged Iron finish for more of an industrial look, Polished Nickel for a contemporary one and Burnished Brass for more traditional, Antique Nickel or Antique White for a vintage vibe. The column and stem detail epitomizes Thomas' vintage elegance. | LINE VOLTAGE PENDANT | Capri | Pendants | Polished Nickel | PN | Steel | Milk White Glass | D:11" H:10.375" |  |  | 1 Medium A19 60w |  | 1 | No | [14 empty] | 0 | [12 empty] | 135.48 | 270.96 | 406.44 | D:11'' H:17 3/8'' | 7.3 | 11 |  |  | 17.375 | Screw Collar - Chain | [29 empty] | D:7'' H:7/8'' Round |  |  |  |  | 180 | Clear Silver | 60 |  | Hardwired | 0 | 0 | 0 | 0 | 0 | 0 | 0 | 0 | 0 | 0 | 0 | 014817592825 | 14.78 | 14.78 | 21 | 9.8 | 2.655 | 250 | Yes | [8 empty] | ETL Damp | cETL Damp | CAPRI 1L PENDANT PN | 1 - Light Pendant |  | TP1031PN.jpg | TP1031PN.jpg
TP1041AI | 1 - Light Pendant | Capri from TOB Thomas O'Brien for Generation Lighting reflects the trending uptown chic style with its upscale, unfussy sensibility. This large product family includes chandeliers with large scale arms welded into the hub, tapered, conical and globe pendants with milk glass shades, sconces and lamps. It is available in five finish options: Aged Iron finish for more of an industrial look, Polished Nickel for a contemporary one and Burnished Brass for more traditional, Antique Nickel or Antique White for a vintage vibe. The column and stem detail epitomizes Thomas' vintage elegance. | LINE VOLTAGE PENDANT | Capri | Pendants | Aged Iron | AI | Steel | Milk White Glass | D:13.75" H:20.125" |  |  | 1 Medium A19 60w |  | 1 | No | [14 empty] | 0 | [12 empty] | 174.98 | 349.96 | 524.94 | D:13 3/4'' H:20 1/8'' | 10.4 | 13.75 |  |  | 20.125 | Screw Collar - Chain | [29 empty] | D:7'' H:7/8'' Round |  |  |  |  | 180 | Black | 60 |  | Hardwired | 0 | 0 | 0 | 0 | 0 | 0 | 0 | 0 | 0 | 0 | 0 | 014817592856 | 24.38 | 18 | 18 | 12.1 | 4.571 | 250 | Yes | [8 empty] | ETL Damp | cETL Damp | CAPRI 1L PENDANT AI | 1 - Light Pendant |  | TP1041AI.jpg | TP1041AI.jpg
TP1041PN | 1 - Light Pendant | Capri from TOB Thomas O'Brien for Generation Lighting reflects the trending uptown chic style with its upscale, unfussy sensibility. This large product family includes chandeliers with large scale arms welded into the hub, tapered, conical and globe pendants with milk glass shades, sconces and lamps. It is available in five finish options: Aged Iron finish for more of an industrial look, Polished Nickel for a contemporary one and Burnished Brass for more traditional, Antique Nickel or Antique White for a vintage vibe. The column and stem detail epitomizes Thomas' vintage elegance. | LINE VOLTAGE PENDANT | Capri | Pendants | Polished Nickel | PN | Steel | Milk White Glass | D:13.75" H:20.125" |  |  | 1 Medium A19 60w |  | 1 | No | [14 empty] | 0 | [12 empty] | 174.98 | 349.96 | 524.94 | D:13 3/4'' H:20 1/8'' | 10.4 | 13.75 |  |  | 20.125 | Screw Collar - Chain | [29 empty] | D:7'' H:7/8'' Round |  |  |  |  | 180 | Black | 60 |  | Hardwired | 0 | 0 | 0 | 0 | 0 | 0 | 0 | 0 | 0 | 0 | 0 | 014817592849 | 24.5 | 17.78 | 17.58 | 12.3 | 4.432 | 250 | Yes | [8 empty] | ETL Damp | cETL Damp | CAPRI 1L PENDANT PN | 1 - Light Pendant |  | TP1041PN.jpg | TP1041PN.jpg
TP1051AI | 1 - Light Pendant | The Logan family of products from TOB Thomas O'Brien for Generation Lighting mirrors Thomas' masterful design aesthetic of bridging traditional and modern styles. The chandeliers, bath vanities and sconces feature crisp, tapered shades atop Aged Iron or Polished Nickel hardware, while pendants are offered in a trending Matte White finish. Elegant curves soften structured frames and clean lines, lending aesthetic balance and versatility to Logan lighting fixtures. Bath sconces also available as ADA-compliant. | LINE VOLTAGE PENDANT | Logan | Pendants | Aged Iron | AI | Steel | Aged Iron Steel | D:11.875" H:6.125" |  |  | 1 Medium A19 60w |  | 1 | No | [14 empty] | 0 | [12 empty] | 135.48 | 270.96 | 406.44 | D:11 7/8'' H:12 1/4'' | 5.7 | 11.875 |  |  | 12.25 | U Channel Bar | [29 empty] | D:5 5/8'' H:1 1/8'' Round |  |  |  |  | 180 | Black |  |  | Hardwired | 0 | 0 | 0 | 0 | 0 | 0 | 0 | 0 | 0 | 0 | 0 | 014817593303 | 15.38 | 14.5 | 14.25 | 8.1 | 1.839 | 175 | Yes | [8 empty] | ETL Damp | cETL Damp | LOGAN 1L PENDANT AI | 1 - Light Pendant |  | TP1051AI.jpg | TP1051AI.jpg
TP1051PN | 1 - Light Pendant | The Logan family of products from TOB Thomas O'Brien for Generation Lighting mirrors Thomas' masterful design aesthetic of bridging traditional and modern styles. The chandeliers, bath vanities and sconces feature crisp, tapered shades atop Aged Iron or Polished Nickel hardware, while pendants are offered in a trending Matte White finish. Elegant curves soften structured frames and clean lines, lending aesthetic balance and versatility to Logan lighting fixtures. Bath sconces also available as ADA-compliant. | LINE VOLTAGE PENDANT | Logan | Pendants | Polished Nickel | PN | Steel | Polished Nickel Steel | D:11.875" H:6.125" |  |  | 1 Medium A19 60w |  | 1 | No | [14 empty] | 0 | [12 empty] | 135.48 | 270.96 | 406.44 | D:11 7/8'' H:12 1/4'' | 5.7 | 11.875 |  |  | 12.25 | U Channel Bar | [29 empty] | D:5 5/8'' H:1 1/8'' Round |  |  |  |  | 180 | Black |  |  | Hardwired | 0 | 0 | 0 | 0 | 0 | 0 | 0 | 0 | 0 | 0 | 0 | 014817593310 | 15.75 | 14.5 | 14.5 | 8.2 | 1.916 | 175 | Yes | [8 empty] | ETL Damp | cETL Damp | LOGAN 1L PENDANT PN | 1 - Light Pendant |  | TP1051PN.jpg | TP1051PN.jpg
TP1051PN/MWT | 1 - Light Pendant | The Logan family of products from TOB Thomas O'Brien for Generation Lighting mirrors Thomas' masterful design aesthetic of bridging traditional and modern styles. The chandeliers, bath vanities and sconces feature crisp, tapered shades atop Aged Iron or Polished Nickel hardware, while pendants are offered in a trending Matte White finish. Elegant curves soften structured frames and clean lines, lending aesthetic balance and versatility to Logan lighting fixtures. Bath sconces also available as ADA-compliant. | LINE VOLTAGE PENDANT | Logan | Pendants | Polished Nickel / Matte White | PN / MWT | Steel | Matte White Steel | D:11.875" H:6.125" |  |  | 1 Medium A19 60w |  | 1 | No | [14 empty] | 0 | [12 empty] | 135.48 | 270.96 | 406.44 | D:11 7/8'' H:12 1/4'' | 5.7 | 11.875 |  |  | 12.25 | U Channel Bar | [29 empty] | D:5 5/8'' H:1 1/8'' Round |  |  |  |  | 180 | Black |  |  | Hardwired | 0 | 0 | 0 | 0 | 0 | 0 | 0 | 0 | 0 | 0 | 0 | 014817593334 | 14.38 | 14.5 | 15.58 | 8.1 | 1.88 | 175 | Yes | [8 empty] | ETL Damp | cETL Damp | LOGAN 1L PENDANT PN/MWT | 1 - Light Pendant |  | TP1051PNMWT.jpg | TP1051PNMWT.jpg
TP1061AI | 1 - Light Pendant | The Logan family of products from TOB Thomas O'Brien for Generation Lighting mirrors Thomas' masterful design aesthetic of bridging traditional and modern styles. The chandeliers, bath vanities and sconces feature crisp, tapered shades atop Aged Iron or Polished Nickel hardware, while pendants are offered in a trending Matte White finish. Elegant curves soften structured frames and clean lines, lending aesthetic balance and versatility to Logan lighting fixtures. Bath sconces also available as ADA-compliant. | LINE VOLTAGE PENDANT | Logan | Pendants | Aged Iron | AI | Steel | Aged Iron Steel | D:15.875" H:8.375" |  |  | 1 Medium A19 60w |  | 1 | No | [14 empty] | 0 | [12 empty] | 199.98 | 399.96 | 599.94 | D:15 7/8'' H:15 1/2'' | 7.2 | 15.875 |  |  | 15.5 | U Channel Bar | [29 empty] | D:5 5/8'' H:1 1/8'' Round |  |  |  |  | 180 | Black |  |  | Hardwired | 0 | 0 | 0 | 0 | 0 | 0 | 0 | 0 | 0 | 0 | 0 | 014817593358 | 10.6 | 18.38 | 18.38 | 10.6 | 2.072 | 175 | Yes | [8 empty] | ETL Damp | cETL Damp | LOGAN 1L PENDANT AI | 1 - Light Pendant |  | TP1061AI.jpg | TP1061AI.jpg
TP1061PN | 1 - Light Pendant | The Logan family of products from TOB Thomas O'Brien for Generation Lighting mirrors Thomas' masterful design aesthetic of bridging traditional and modern styles. The chandeliers, bath vanities and sconces feature crisp, tapered shades atop Aged Iron or Polished Nickel hardware, while pendants are offered in a trending Matte White finish. Elegant curves soften structured frames and clean lines, lending aesthetic balance and versatility to Logan lighting fixtures. Bath sconces also available as ADA-compliant. | LINE VOLTAGE PENDANT | Logan | Pendants | Polished Nickel | PN | Steel | Polished Nickel Steel | D:15.875" H:8.375" |  |  | 1 Medium A19 60w |  | 1 | No | [14 empty] | 0 | [12 empty] | 199.98 | 399.96 | 599.94 | D:15 7/8'' H:15 1/2'' | 7.2 | 15.875 |  |  | 15.5 | U Channel Bar | [29 empty] | D:5 5/8'' H:1 1/8'' Round |  |  |  |  | 180 | Black |  |  | Hardwired | 0 | 0 | 0 | 0 | 0 | 0 | 0 | 0 | 0 | 0 | 0 | 014817593365 | 19 | 18.38 | 18.18 | 10.9 | 3.674 | 250 | Yes | [8 empty] | ETL Damp | cETL Damp | LOGAN 1L PENDANT PN | 1 - Light Pendant |  | TP1061PN.jpg | TP1061PN.jpg
TP1061PN/MWT | 1 - Light Pendant | The Logan family of products from TOB Thomas O'Brien for Generation Lighting mirrors Thomas' masterful design aesthetic of bridging traditional and modern styles. The chandeliers, bath vanities and sconces feature crisp, tapered shades atop Aged Iron or Polished Nickel hardware, while pendants are offered in a trending Matte White finish. Elegant curves soften structured frames and clean lines, lending aesthetic balance and versatility to Logan lighting fixtures. Bath sconces also available as ADA-compliant. | LINE VOLTAGE PENDANT | Logan | Pendants | Polished Nickel / Matte White | PN / MWT | Steel | Antique White Steel | D:15.875" H:8.375" |  |  | 1 Medium A19 60w |  | 1 | No | [14 empty] | 0 | [12 empty] | 199.98 | 399.96 | 599.94 | D:15 7/8'' H:15 1/2'' | 7.2 | 15.875 |  |  | 15.5 | U Channel Bar | [29 empty] | D:5 5/8'' H:1 1/8'' Round |  |  |  |  | 180 | Black |  |  | Hardwired | 0 | 0 | 0 | 0 | 0 | 0 | 0 | 0 | 0 | 0 | 0 | 014817593389 | 19.25 | 18.5 | 18 | 11.1 | 3.71 | 250 | Yes | [8 empty] | ETL Damp | cETL Damp | LOGAN 1L PENDANT PN/MWT | 1 - Light Pendant |  | TP1061PNMWT.jpg | TP1061PNMWT.jpg
TP1071AI | 1 - Light Pendant | The Logan family of products from TOB Thomas O'Brien for Generation Lighting mirrors Thomas' masterful design aesthetic of bridging traditional and modern styles. The chandeliers, bath vanities and sconces feature crisp, tapered shades atop Aged Iron or Polished Nickel hardware, while pendants are offered in a trending Matte White finish. Elegant curves soften structured frames and clean lines, lending aesthetic balance and versatility to Logan lighting fixtures. Bath sconces also available as ADA-compliant. | LINE VOLTAGE PENDANT | Logan | Pendants | Aged Iron | AI | Steel | Aged Iron Steel | D:20.25" H:10.5" |  |  | 1 Medium A19 60w |  | 1 | No | [14 empty] | 0 | [12 empty] | 249.98 | 499.96 | 749.94 | D:20 1/4'' L:20 1/4'' W:20 1/4'' H:18'' | 9.6 | 20.25 | 20.25 | 20.25 | 18 | U Channel Bar | [29 empty] | D:5 5/8'' H:1 1/8'' Round |  |  |  |  | 180 | Black |  |  | Hardwired | 0 | 0 | 0 | 0 | 0 | 0 | 0 | 0 | 0 | 0 | 0 | 014817593402 | 23 | 22.75 | 21 | 15.2 | 6.359 | 250 | Yes | [8 empty] | ETL Damp | cETL Damp | LOGAN 1L PENDANT AI | 1 - Light Pendant |  | TP1071AI.jpg | TP1071AI.jpg
TP1071PN | 1 - Light Pendant | The Logan family of products from TOB Thomas O'Brien for Generation Lighting mirrors Thomas' masterful design aesthetic of bridging traditional and modern styles. The chandeliers, bath vanities and sconces feature crisp, tapered shades atop Aged Iron or Polished Nickel hardware, while pendants are offered in a trending Matte White finish. Elegant curves soften structured frames and clean lines, lending aesthetic balance and versatility to Logan lighting fixtures. Bath sconces also available as ADA-compliant. | LINE VOLTAGE PENDANT | Logan | Pendants | Polished Nickel | PN | Steel | Polished Nickel Steel | D:20.25" H:10.5" |  |  | 1 Medium A19 60w |  | 1 | No | [14 empty] | 0 | [12 empty] | 249.98 | 499.96 | 749.94 | D:20 1/4'' L:20 1/4'' W:20 1/4'' H:18'' | 9.6 | 20.25 | 20.25 | 20.25 | 18 | U Channel Bar | [29 empty] | D:5 5/8'' H:1 1/8'' Round |  |  |  |  | 180 | Black |  |  | Hardwired | 0 | 0 | 0 | 0 | 0 | 0 | 0 | 0 | 0 | 0 | 0 | 014817593419 | 23 | 22.75 | 21 | 15.6 | 6.359 | 250 | Yes | [8 empty] | ETL Damp | cETL Damp | LOGAN 1L PENDANT PN | 1 - Light Pendant |  | TP1071PN.jpg | TP1071PN.jpg
TP1071PN/MWT | 1 - Light Pendant | The Logan family of products from TOB Thomas O'Brien for Generation Lighting mirrors Thomas' masterful design aesthetic of bridging traditional and modern styles. The chandeliers, bath vanities and sconces feature crisp, tapered shades atop Aged Iron or Polished Nickel hardware, while pendants are offered in a trending Matte White finish. Elegant curves soften structured frames and clean lines, lending aesthetic balance and versatility to Logan lighting fixtures. Bath sconces also available as ADA-compliant. | LINE VOLTAGE PENDANT | Logan | Pendants | Polished Nickel / Matte White | PN / MWT | Steel | Matte White Steel | D:20.25" H:10.5" |  |  | 1 Medium A19 60w |  | 1 | No | [14 empty] | 0 | [12 empty] | 249.98 | 499.96 | 749.94 | D:20 1/4'' L:20 1/4'' W:20 1/4'' H:18'' | 9.6 | 20.25 | 20.25 | 20.25 | 18 | U Channel Bar | [29 empty] | D:5 5/8'' H:1 1/8'' Round |  |  |  |  | 180 | Black |  |  | Hardwired | 0 | 0 | 0 | 0 | 0 | 0 | 0 | 0 | 0 | 0 | 0 | 014817593433 | 23 | 22.75 | 21 | 15.7 | 6.359 | 250 | Yes | [8 empty] | ETL Damp | cETL Damp | LOGAN 1L PENDANT PN/MWT | 1 - Light Pendant |  | TP1071PNMWT.jpg | TP1071PNMWT.jpg
TP1082BBS | 2 - Light Pendant | Aubry from TOB Thomas O'Brien for Generation Lighting is a series of mid-century modern style globe-shaped pendants that have great scale, rivet details and a balanced metal-to-glass ratio to make a statement in any room. Unique, square chain made specific to this product family presents an edgy, customized look adding rich, visual interest without distracting from the clean lines of the overall silhouette. The globe is hand-blown, white glass. | LINE VOLTAGE PENDANT | Aubry | Pendants | Burnished Brass | BBS | Steel |  |  |  |  | 2 Medium A19 60w |  | 2 | No | [14 empty] | 0 | [12 empty] | 224.98 | 449.96 | 674.94 | D:13 1/4'' H:18 5/8'' O:86 1/4'' | 10 | 13.25 |  |  | 18.625 | Screw Collar - Chain |  |  | 86.25 | [26 empty] | D:4 3/4'' H:1 1/2'' Round |  |  |  |  | 180 | Clear Silver | 60 |  | Hardwired | 0 | 0 | 0 | 0 | 0 | 0 | 0 | 0 | 0 | 0 | 0 | 014817593594 | 28 | 16.75 | 16.25 | 14.2 | 4.41 | 250 | Yes | [8 empty] | ETL Damp | cETL Damp | AUBRY 2L PENDANT BBS | 2 - Light Pendant |  | TP1082BBS.jpg | TP1082BBS.jpg
TP1082MBK/BBS | 2 - Light Pendant | Aubry from TOB Thomas O'Brien for Generation Lighting is a series of mid-century modern style globe-shaped pendants that have great scale, rivet details and a balanced metal-to-glass ratio to make a statement in any room. Unique, square chain made specific to this product family presents an edgy, customized look adding rich, visual interest without distracting from the clean lines of the overall silhouette. The globe is hand-blown, white glass. | LINE VOLTAGE PENDANT | Aubry | Pendants | Midnight Black / Burnished Brass | MBK / BBS | Steel |  |  |  |  | 2 Medium A19 60w |  | 2 | No | [14 empty] | 0 | [12 empty] | 224.98 | 449.96 | 674.94 | D:13 1/4'' H:18 5/8'' O:86 1/4'' | 10 | 13.25 |  |  | 18.625 | Screw Collar - Chain |  |  | 86.25 | [26 empty] | D:4 3/4'' H:1 1/2'' Round |  |  |  |  | 180 | Clear Silver | 60 |  | Hardwired | 0 | 0 | 0 | 0 | 0 | 0 | 0 | 0 | 0 | 0 | 0 | 014817593600 | 28 | 16.5 | 16.25 | 15.8 | 4.345 | 250 | Yes | [8 empty] | ETL Damp | cETL Damp | AUBRY 2L PENDANT MBK/BBS | 2 - Light Pendant |  | TP1082MBKBBS.jpg | TP1082MBKBBS.jpg
TP1082PN | 2 - Light Pendant | Aubry from TOB Thomas O'Brien for Generation Lighting is a series of mid-century modern style globe-shaped pendants that have great scale, rivet details and a balanced metal-to-glass ratio to make a statement in any room. Unique, square chain made specific to this product family presents an edgy, customized look adding rich, visual interest without distracting from the clean lines of the overall silhouette. The globe is hand-blown, white glass. | LINE VOLTAGE PENDANT | Aubry | Pendants | Polished Nickel | PN | Steel |  |  |  |  | 2 Medium A19 60w |  | 2 | No | [14 empty] | 0 | [12 empty] | 224.98 | 449.96 | 674.94 | D:13 1/4'' H:18 5/8'' O:86 1/4'' | 10 | 13.25 |  |  | 18.625 | Screw Collar - Chain |  |  | 86.25 | [26 empty] | D:4 3/4'' H:1 1/2'' Round |  |  |  |  | 180 | Clear Silver | 60 |  | Hardwired | 0 | 0 | 0 | 0 | 0 | 0 | 0 | 0 | 0 | 0 | 0 | 014817593617 | 27.78 | 16.5 | 16.5 | 14.5 | 4.377 | 250 | Yes | [8 empty] | ETL Damp | cETL Damp | AUBRY 2L PENDANT PN | 2 - Light Pendant |  | TP1082PN.jpg | TP1082PN.jpg
TP1092BBS | 2 - Light Pendant | Arlett from TOB Thomas O'Brien for Generation Lighting is a series of mid-century modern style globe-shaped pendants that have great scale, rivet details and a balanced metal-to-glass ratio to make a statement in any room. Unique, square chain made specific to this product family presents an edgy, customized look adding rich, visual interest without distracting from the clean lines of the overall silhouette. The globe is hand-blown, white glass. | LINE VOLTAGE PENDANT | Arlett | Pendants | Burnished Brass | BBS | Steel |  |  |  |  | 2 Medium A19 60w |  | 2 | No | [14 empty] | 0 | [12 empty] | 224.98 | 449.96 | 674.94 | D:13 1/4'' H:18 5/8'' O:86 1/4'' | 10 | 13.25 |  |  | 18.625 | Screw Collar - Chain |  |  | 86.25 | [26 empty] | D:4 3/4'' H:1 1/2'' Round |  |  |  |  | 180 | Clear Silver | 60 |  | Hardwired | 0 | 0 | 0 | 0 | 0 | 0 | 0 | 0 | 0 | 0 | 0 | 014817593624 | 24.5 | 16 | 16.5 | 13.7 | 3.743 | 250 | Yes | [8 empty] | ETL Damp | cETL Damp | ARLETT 2L PENDANT BBS | 2 - Light Pendant |  | TP1092BBS.jpg | TP1092BBS.jpg
TP1092MBK/BBS | 2 - Light Pendant | Arlett from TOB Thomas O'Brien for Generation Lighting is a series of mid-century modern style globe-shaped pendants that have great scale, rivet details and a balanced metal-to-glass ratio to make a statement in any room. Unique, square chain made specific to this product family presents an edgy, customized look adding rich, visual interest without distracting from the clean lines of the overall silhouette. The globe is hand-blown, white glass. | LINE VOLTAGE PENDANT | Arlett | Pendants | Midnight Black / Burnished Brass | MBK / BBS | Steel |  |  |  |  | 2 Medium A19 60w |  | 2 | No | [14 empty] | 0 | [12 empty] | 224.98 | 449.96 | 674.94 | D:13 1/4'' H:18 5/8'' O:86 1/4'' | 10 | 13.25 |  |  | 18.625 | Screw Collar - Chain |  |  | 86.25 | [26 empty] | D:4 3/4'' H:1 1/2'' Round |  |  |  |  | 180 | Clear Silver | 60 |  | Hardwired | 0 | 0 | 0 | 0 | 0 | 0 | 0 | 0 | 0 | 0 | 0 | 014817593631 | 24 | 16.75 | 16.25 | 14.2 | 3.78 | 250 | Yes | [8 empty] | ETL Damp | cETL Damp | ARLETT 2L PENDANT MBK/BBS | 2 - Light Pendant |  | TP1092MBKBBS.jpg | TP1092MBKBBS.jpg
TP1092PN | 2 - Light Pendant | Arlett from TOB Thomas O'Brien for Generation Lighting is a series of mid-century modern style globe-shaped pendants that have great scale, rivet details and a balanced metal-to-glass ratio to make a statement in any room. Unique, square chain made specific to this product family presents an edgy, customized look adding rich, visual interest without distracting from the clean lines of the overall silhouette. The globe is hand-blown, white glass. | LINE VOLTAGE PENDANT | Arlett | Pendants | Polished Nickel | PN | Steel |  |  |  |  | 2 Medium A19 60w |  | 2 | No | [14 empty] | 0 | [12 empty] | 224.98 | 449.96 | 674.94 | D:13 1/4'' H:18 5/8'' O:86 1/4'' | 10 | 13.25 |  |  | 18.625 | Screw Collar - Chain |  |  | 86.25 | [26 empty] | D:4 3/4'' H:1 1/2'' Round |  |  |  |  | 180 | Clear Silver | 60 |  | Hardwired | 0 | 0 | 0 | 0 | 0 | 0 | 0 | 0 | 0 | 0 | 0 | 014817593648 | 24 | 16.75 | 16.25 | 12.9 | 3.78 | 250 | Yes | [8 empty] | ETL Damp | cETL Damp | ARLETT 2L PENDANT PN | 2 - Light Pendant |  | TP1092PN.jpg | TP1092PN.jpg
TT1001AI1 | 1 - Light Table Lamp | Capri from TOB Thomas O'Brien for Generation Lighting reflects the trending uptown chic style with its upscale, unfussy sensibility. This large product family includes chandeliers with large scale arms welded into the hub, tapered, conical and globe pendants with milk glass shades, sconces and lamps. It is available in five finish options: Aged Iron finish for more of an industrial look, Polished Nickel for a contemporary one and Burnished Brass for more traditional, Antique Nickel or Antique White for a vintage vibe. The column and stem detail epitomizes Thomas' vintage elegance. | PORTABLE | Capri | Portable Lamps | Aged Iron | AI | Steel | White Linen Fabric | D:8.5" H:9.5" | D:6.5" |  | 1 Medium A19 9.5w |  | 1 | Yes | [14 empty] | 0 | [12 empty] | 108.48 | 216.96 | 325.44 | D:8 1/2'' H:29'' | 4.5 | 8.5 |  |  | 29 | [34 empty] | D:5'' H:7/8'' Round | 72 | Black |  | On/Off Switch | Plug In | 0 | 0 | 0 | 0 | 0 | 0 | 0 | 0 | 0 | 0 | 0 | 014817592931 | 28 | 10.75 | 10.5 | 8 | 1.829 | 175 | Yes | [8 empty] | ETL Dry | cETL Dry | CAPRI 1L TABLE LAMP AI | 1 - Light Table Lamp |  | TT1001AI1.jpg | TT1001AI1.jpg
TT1001PN1 | 1 - Light Table Lamp | Capri from TOB Thomas O'Brien for Generation Lighting reflects the trending uptown chic style with its upscale, unfussy sensibility. This large product family includes chandeliers with large scale arms welded into the hub, tapered, conical and globe pendants with milk glass shades, sconces and lamps. It is available in five finish options: Aged Iron finish for more of an industrial look, Polished Nickel for a contemporary one and Burnished Brass for more traditional, Antique Nickel or Antique White for a vintage vibe. The column and stem detail epitomizes Thomas' vintage elegance. | PORTABLE | Capri | Portable Lamps | Polished Nickel | PN | Steel | White Linen Fabric | D:8.5" H:9.5" | D:6.5" |  | 1 Medium A19 9.5w |  | 1 | Yes | [14 empty] | 0 | [12 empty] | 108.48 | 216.96 | 325.44 | D:8 1/2'' H:29'' | 4.5 | 8.5 |  |  | 29 | [34 empty] | D:5'' H:7/8'' Round | 72 | Black |  | On/Off Switch | Plug In | 0 | 0 | 0 | 0 | 0 | 0 | 0 | 0 | 0 | 0 | 0 | 014817592924 | 28.5 | 10.25 | 10.25 | 8 | 1.733 | 175 | Yes | [8 empty] | ETL Dry | cETL Dry | CAPRI 1L TABLE LAMP PN | 1 - Light Table Lamp |  | TT1001PN1.jpg | TT1001PN1.jpg
TT1012AI1 | 2 - Light Floor Lamp | Capri from TOB Thomas O'Brien for Generation Lighting reflects the trending uptown chic style with its upscale, unfussy sensibility. This large product family includes chandeliers with large scale arms welded into the hub, tapered, conical and globe pendants with milk glass shades, sconces and lamps. It is available in five finish options: Aged Iron finish for more of an industrial look, Polished Nickel for a contemporary one and Burnished Brass for more traditional, Antique Nickel or Antique White for a vintage vibe. The column and stem detail epitomizes Thomas' vintage elegance. | PORTABLE | Capri | Portable Lamps | Aged Iron | AI | Steel | White Linen Fabric | D:16.5" H:15" | D:14.5" |  | 2 Medium A19 9.5w |  | 2 | Yes | [14 empty] | 0 | [12 empty] | 238.98 | 477.96 | 716.94 | D:16 1/2'' H:64 1/8'' O:67 3/4'' | 13.9 | 16.5 |  |  | 64.125 |  |  |  | 67.75 | 64.125 - 67.75 | [29 empty] | D:10 1/2'' H:1 1/2'' Round | 96 | Black |  | Pull Chain | Plug In | 0 | 0 | 0 | 0 | 0 | 0 | 0 | 0 | 0 | 0 | 0 | 014817592955 | 36 | 19.75 | 22.25 | 25.9 | 9.155 | 250 | Yes | [8 empty] | ETL Dry | cETL Dry | CAPRI 2L FLOOR LAMP AI | 2 - Light Floor Lamp |  | TT1012AI1.jpg | TT1012AI1.jpg
TT1012PN1 | 2 - Light Floor Lamp | Capri from TOB Thomas O'Brien for Generation Lighting reflects the trending uptown chic style with its upscale, unfussy sensibility. This large product family includes chandeliers with large scale arms welded into the hub, tapered, conical and globe pendants with milk glass shades, sconces and lamps. It is available in five finish options: Aged Iron finish for more of an industrial look, Polished Nickel for a contemporary one and Burnished Brass for more traditional, Antique Nickel or Antique White for a vintage vibe. The column and stem detail epitomizes Thomas' vintage elegance. | PORTABLE | Capri | Portable Lamps | Polished Nickel | PN | Steel | White Linen Fabric | D:16.5" H:15" | D:14.5" |  | 2 Medium A19 9.5w |  | 2 | Yes | [14 empty] | 0 | [12 empty] | 238.98 | 477.96 | 716.94 | D:16 1/2'' H:64 1/4'' O:68 3/4'' | 13.9 | 16.5 |  |  | 64.25 |  |  |  | 68.75 | 64.25 - 68.75 | [29 empty] | D:10 1/2'' H:1 1/2'' Round | 96 | Clear Silver |  | Pull Chain | Plug In | 0 | 0 | 0 | 0 | 0 | 0 | 0 | 0 | 0 | 0 | 0 | 014817592948 | 36.5 | 19 | 21.5 | 25.7 | 8.629 | 250 | Yes | [8 empty] | ETL Dry | cETL Dry | CAPRI 2L FLOOR LAMP PN | 2 - Light Floor Lamp |  | TT1012PN1.jpg | TT1012PN1.jpg
TT1021BBS1 | 1 - Light Table Lamp | Beckham Classic from TOB Thomas O'Brien for Generation Lighting has an understated elegance with a masculine, tailored look that fits well with a range of styles, from transitional to modern. The pieces within this family span ceiling, wall, portable and vanity, so Beckham Classic can complement most living, dining and bath areas. The floor lamp is adjustable in height with a centered, lock detail, while chandeliers feature arms welded to a vertical hub. This piece is sure to withstand the test of time. | PORTABLE | Beckham Classic | Portable Lamps | Burnished Brass | BBS | Steel | White Linen Fabric | D:6" H:8" | D:4.5" |  | 1 Medium A19 9.5w |  | 1 | Yes | [14 empty] | 0 | [12 empty] | 94.98 | 189.96 | 284.94 | D:6'' H:27 3/8'' O:32 5/8'' | 3.2 | 6 |  |  | 27.375 |  |  |  | 32.625 | 27.375 - 32.625 | [29 empty] | D:5 1/2'' H:1 1/4'' Round | 72 | Clear Silver |  | On/Off Switch | Plug In | 0 | 0 | 0 | 0 | 0 | 0 | 0 | 0 | 0 | 0 | 0 | 014817593129 | 34.25 | 8.5 | 8.5 | 6.8 | 1.432 | 175 | Yes | [8 empty] | ETL Dry | cETL Dry | BECKHAM CLSC 1L TABLE BBS | 1 - Light Table Lamp |  | TT1021BBS1.jpg | TT1021BBS1.jpg
TT1021PN1 | 1 - Light Table Lamp | Beckham Classic from TOB Thomas O'Brien for Generation Lighting has an understated elegance with a masculine, tailored look that fits well with a range of styles, from transitional to modern. The pieces within this family span ceiling, wall, portable and vanity, so Beckham Classic can complement most living, dining and bath areas. The floor lamp is adjustable in height with a centered, lock detail, while chandeliers feature arms welded to a vertical hub. This piece is sure to withstand the test of time. | PORTABLE | Beckham Classic | Portable Lamps | Polished Nickel | PN | Steel | White Linen Fabric | D:6" H:8" | D:4.5" |  | 1 Medium A19 9.5w |  | 1 | Yes | [14 empty] | 0 | [12 empty] | 94.98 | 189.96 | 284.94 | D:6'' H:27 3/8'' O:32 5/8'' | 3.2 | 6 |  |  | 27.375 |  |  |  | 32.625 | 27.375 - 32.625 | [29 empty] | D:5 1/2'' H:1 1/4'' Round | 72 | Clear Silver |  | On/Off Switch | Plug In | 0 | 0 | 0 | 0 | 0 | 0 | 0 | 0 | 0 | 0 | 0 | 014817593136 | 34.25 | 8.5 | 8.5 | 6.8 | 1.432 | 175 | Yes | [8 empty] | ETL Dry | cETL Dry | BECKHAM CLSC 1L TABLE PN | 1 - Light Table Lamp |  | TT1021PN1.jpg | TT1021PN1.jpg
TT1031BBS1 | 1 - Light Floor Lamp | Beckham Classic from TOB Thomas O'Brien for Generation Lighting has an understated elegance with a masculine, tailored look that fits well with a range of styles, from transitional to modern. The pieces within this family span ceiling, wall, portable and vanity, so Beckham Classic can complement most living, dining and bath areas. The floor lamp is adjustable in height with a centered, lock detail, while chandeliers feature arms welded to a vertical hub. This piece is sure to withstand the test of time. | PORTABLE | Beckham Classic | Portable Lamps | Burnished Brass | BBS | Steel | White Linen Fabric | D:12" H:14" | D:10" |  | 1 Medium A19 9.5w |  | 1 | Yes | [14 empty] | 0 | [12 empty] | 199.98 | 399.96 | 599.94 | D:12'' H:65 1/2'' | 10 | 12 |  |  | 65.5 |  |  |  |  | 49.5 - 65.5 | [29 empty] | D:10 1/2'' H:1 1/2'' Round | 96 | Clear Silver |  | On/Off Switch | Plug In | 0 | 0 | 0 | 0 | 0 | 0 | 0 | 0 | 0 | 0 | 0 | 014817593143 | 40.5 | 14.25 | 19.5 | 20.1 | 6.513 | 250 | Yes | [9 empty] | cETL Dry | BECKHAM CLSC 1L FLOOR BBS | 1 - Light Floor Lamp |  | TT1031BBS1.jpg | TT1031BBS1.jpg
TT1031PN1 | 1 - Light Floor Lamp | Beckham Classic from TOB Thomas O'Brien for Generation Lighting has an understated elegance with a masculine, tailored look that fits well with a range of styles, from transitional to modern. The pieces within this family span ceiling, wall, portable and vanity, so Beckham Classic can complement most living, dining and bath areas. The floor lamp is adjustable in height with a centered, lock detail, while chandeliers feature arms welded to a vertical hub. This piece is sure to withstand the test of time. | PORTABLE | Beckham Classic | Portable Lamps | Polished Nickel | PN | Steel | White Linen Fabric | D:12" H:14" | D:10" |  | 1 Medium A19 9.5w |  | 1 | Yes | [14 empty] | 0 | [12 empty] | 199.98 | 399.96 | 599.94 | D:12'' H:65 1/2'' | 10 | 12 |  |  | 65.5 |  |  |  |  | 49.5 - 65.5 | [29 empty] | D:10 1/2'' H:1 1/2'' Round | 96 | Clear Silver |  | On/Off Switch | Plug In | 0 | 0 | 0 | 0 | 0 | 0 | 0 | 0 | 0 | 0 | 0 | 014817593150 | 39.75 | 14.25 | 19.25 | 21.4 | 6.31 | 250 | Yes | [9 empty] | cETL Dry | BECKHAM CLSC 1L FLOOR PN | 1 - Light Floor Lamp |  | TT1031PN1.jpg | TT1031PN1.jpg
TT1042AI1 | 2 - Light Floor Lamp | The Logan family of products from TOB Thomas O'Brien for Generation Lighting mirrors Thomas' masterful design aesthetic of bridging traditional and modern styles. The chandeliers, bath vanities and sconces feature crisp, tapered shades atop Aged Iron or Polished Nickel hardware, while pendants are offered in a trending Matte White finish. Elegant curves soften structured frames and clean lines, lending aesthetic balance and versatility to Logan lighting fixtures. Bath sconces also available as ADA-compliant. | PORTABLE | Logan | Portable Lamps | Aged Iron | AI | Steel | White Linen Fabric | D:19" H:16.5" | D:15" |  | 2 Medium A19 9.5w |  | 2 | Yes | [14 empty] | 0 | [12 empty] | 349.98 | 699.96 | 1049.94 | D:19 1/8'' H:67 7/8'' O:71 1/2'' | 10.7 | 19.125 |  |  | 67.875 |  |  |  | 71.5 | 67.875 - 71.5 | [29 empty] | DP:19 1/8'' W:19 1/8'' Square | 96 | Black |  | On/Off Switch | Plug In | 0 | 0 | 0 | 0 | 0 | 0 | 0 | 0 | 0 | 0 | 0 | 014817593570 | 55.25 | 21.5 | 22 | 23.4 | 15.123 | 300 | Yes | [8 empty] | ETL Dry | cETL Dry | LOGAN 2L FLOOR LAMP AI | 2 - Light Floor Lamp |  | TT1042AI1.jpg | TT1042AI1.jpg
TT1042PN1 | 2 - Light Floor Lamp | The Logan family of products from TOB Thomas O'Brien for Generation Lighting mirrors Thomas' masterful design aesthetic of bridging traditional and modern styles. The chandeliers, bath vanities and sconces feature crisp, tapered shades atop Aged Iron or Polished Nickel hardware, while pendants are offered in a trending Matte White finish. Elegant curves soften structured frames and clean lines, lending aesthetic balance and versatility to Logan lighting fixtures. Bath sconces also available as ADA-compliant. | PORTABLE | Logan | Portable Lamps | Polished Nickel | PN | Steel | White Linen Fabric | D:19" H:16.5" | D:15" |  | 2 Medium A19 9.5w |  | 2 | Yes | [14 empty] | 0 | [12 empty] | 349.98 | 699.96 | 1049.94 | D:19 1/8'' H:67 7/8'' O:71 1/2'' | 10.7 | 19.125 |  |  | 67.875 |  |  |  | 71.5 | 67.875 - 71.5 | [29 empty] | DP:19 1/8'' W:19 1/8'' Square | 96 | Clear Silver |  | On/Off Switch | Plug In | 0 | 0 | 0 | 0 | 0 | 0 | 0 | 0 | 0 | 0 | 0 | 014817593587 | 55 | 21.5 | 21.75 | 24.6 | 14.884 | 300 | Yes | [8 empty] | ETL Dry | cETL Dry | LOGAN 2L FLOOR LAMP PN | 2 - Light Floor Lamp |  | TT1042PN1.jpg | TT1042PN1.jpg
TT1051AI1 | 1 - Light Table Lamp | The Logan family of products from TOB Thomas O'Brien for Generation Lighting mirrors Thomas' masterful design aesthetic of bridging traditional and modern styles. The chandeliers, bath vanities and sconces feature crisp, tapered shades atop Aged Iron or Polished Nickel hardware, while pendants are offered in a trending Matte White finish. Elegant curves soften structured frames and clean lines, lending aesthetic balance and versatility to Logan lighting fixtures. Bath sconces also available as ADA-compliant. | PORTABLE | Logan | Portable Lamps | Aged Iron | AI | Steel | White Linen Fabric | D:14.5" H:11.75" | D:10.625" |  | 1 Medium A19 9.5w |  | 1 | Yes | [14 empty] | 0 |  |  |  |  | Black | [7 empty] | 149.5 | 299 | 448.5 | L:14 1/2'' W:14 1/2'' H:29 7/8'' | 3.6 |  | 14.5 | 14.5 | 29.875 | [34 empty] | D:12 1/4'' H:16 3/8'' Round | 72 | Black |  | On/Off Switch | Plug In | 0 | 0 | 0 | 0 | 0 | 0 | 0 | 0 | 0 | 0 | 0 | 014817598117 | [16 empty] | cETL Dry | LOGAN 1L TABLE LAMP AI | 1 - Light Table Lamp |  | TT1051AI1.jpg | TT1051AI1.jpg
TT1051PN1 | 1 - Light Table Lamp | The Logan family of products from TOB Thomas O'Brien for Generation Lighting mirrors Thomas' masterful design aesthetic of bridging traditional and modern styles. The chandeliers, bath vanities and sconces feature crisp, tapered shades atop Aged Iron or Polished Nickel hardware, while pendants are offered in a trending Matte White finish. Elegant curves soften structured frames and clean lines, lending aesthetic balance and versatility to Logan lighting fixtures. Bath sconces also available as ADA-compliant. | PORTABLE | Logan | Portable Lamps | Polished Nickel | PN | Steel | White Linen Fabric | D:14.5" H:11.75" | D:10.625" |  | 1 Medium A19 9.5w |  | 1 | Yes | [14 empty] | 0 |  |  |  |  | Clear Silver | [7 empty] | 149.5 | 299 | 448.5 | L:14 1/2'' W:14 1/2'' H:29 7/8'' | 3.6 |  | 14.5 | 14.5 | 29.875 | [34 empty] | D:12 1/4'' H:16 3/8'' Round | 72 | Clear Silver |  | On/Off Switch | Plug In | 0 | 0 | 0 | 0 | 0 | 0 | 0 | 0 | 0 | 0 | 0 | 014817598124 | [16 empty] | cETL Dry | LOGAN 1L TABLE LAMP PN | 1 - Light Table Lamp |  | TT1051PN1.jpg | TT1051PN1.jpg
TV1001BBS | 1 - Light Wall Sconce | Beckham Classic from TOB Thomas O'Brien for Generation Lighting has an understated elegance with a masculine, tailored look that fits well with a range of styles, from transitional to modern. The pieces within this family span ceiling, wall, portable and vanity, so Beckham Classic can complement most living, dining and bath areas. The floor lamp is adjustable in height with a centered, lock detail, while chandeliers feature arms welded to a vertical hub. This piece is sure to withstand the test of time. | WALL SCONCE | Beckham Classic | Wall / Bath Lighting | Burnished Brass | BBS | Steel | Milk White Glass | D:5.5" H:6" | D:3.5" |  | 1 Candelabra Torpedo 60w |  | 1 | No | [14 empty] | 0 | [12 empty] | 74.98 | 149.96 | 224.94 | W:5 3/8'' H:14'' E:7 5/8'' | 4.2 |  |  | 5.375 | 14 | Wall / Bath |  |  |  |  | 7.625 | [25 empty] | DP:5/8'' W:4'' H:8 1/2'' OB UP:9 3/4'' OB DOWN:4 1/4'' Rectangular |  |  |  | 8 | Black/White |  |  | Hardwired | 0 | 0 | 0 | 0 | 0 | 0 | 0 | 0 | 0 | 0 | 0 | 014817593020 | 19.5 | 8.75 | 8.75 | 5.5 | 0.864 | 125 | Yes | [8 empty] | ETL Damp | cETL Damp | BECKHAM CLSC 1L VNTY BBS | 1 - Light Wall Sconce |  | TV1001BBS.jpg | TV1001BBS.jpg
TV1001PN | 1 - Light Wall Sconce | Beckham Classic from TOB Thomas O'Brien for Generation Lighting has an understated elegance with a masculine, tailored look that fits well with a range of styles, from transitional to modern. The pieces within this family span ceiling, wall, portable and vanity, so Beckham Classic can complement most living, dining and bath areas. The floor lamp is adjustable in height with a centered, lock detail, while chandeliers feature arms welded to a vertical hub. This piece is sure to withstand the test of time. | WALL SCONCE | Beckham Classic | Wall / Bath Lighting | Polished Nickel | PN | Steel | Milk White Glass | D:5.5" H:6" | D:3.5" |  | 1 Candelabra Torpedo 60w |  | 1 | No | [14 empty] | 0 | [12 empty] | 74.98 | 149.96 | 224.94 | W:5 3/8'' H:14'' E:7 5/8'' | 4.2 |  |  | 5.375 | 14 | Wall / Bath |  |  |  |  | 7.625 | [25 empty] | DP:5/8'' W:4'' H:8 1/2'' OB UP:9 3/4'' OB DOWN:4 1/4'' Rectangular |  |  |  | 8 | Black/White |  |  | Hardwired | 0 | 0 | 0 | 0 | 0 | 0 | 0 | 0 | 0 | 0 | 0 | 014817593037 | 19.5 | 8.75 | 8.75 | 5.5 | 0.864 | 125 | Yes | [8 empty] | ETL Damp | cETL Damp | BECKHAM CLSC 1L VNTY PN | 1 - Light Wall Sconce |  | TV1001PN.jpg | TV1001PN.jpg
TV1011BBS | 1 - Light Wall Sconce | Beckham Classic from TOB Thomas O'Brien for Generation Lighting has an understated elegance with a masculine, tailored look that fits well with a range of styles, from transitional to modern. The pieces within this family span ceiling, wall, portable and vanity, so Beckham Classic can complement most living, dining and bath areas. The floor lamp is adjustable in height with a centered, lock detail, while chandeliers feature arms welded to a vertical hub. This piece is sure to withstand the test of time. | WALL SCONCE | Beckham Classic | Wall / Bath Lighting | Burnished Brass | BBS | Steel | Milk White Glass | D:5.5" H:6" | D:3.5" |  | 1 Candelabra Torpedo 60w |  | 1 | No | [14 empty] | 0 | [12 empty] | 70.48 | 140.96 | 211.44 | W:5 1/2'' H:10 5/8'' E:7'' | 3.3 |  |  | 5.5 | 10.625 | Wall / Bath |  |  |  |  | 7 | [25 empty] | DP:5/8'' W:4 1/2'' H:4 1/2'' OB UP:8 3/8'' OB DOWN:2 1/4'' Rectangular |  |  |  | 8 | Black/White |  |  | Hardwired | 0 | 0 | 0 | 0 | 0 | 0 | 0 | 0 | 0 | 0 | 0 | 014817593044 | 16.25 | 8.75 | 9 | 4.1 | 0.741 | 175 | Yes | [8 empty] | ETL Damp | cETL Damp | BECKHAM CLSC 1L VNTY BBS | 1 - Light Wall Sconce |  | TV1011BBS.jpg | TV1011BBS.jpg
TV1011PN | 1 - Light Wall Sconce | Beckham Classic from TOB Thomas O'Brien for Generation Lighting has an understated elegance with a masculine, tailored look that fits well with a range of styles, from transitional to modern. The pieces within this family span ceiling, wall, portable and vanity, so Beckham Classic can complement most living, dining and bath areas. The floor lamp is adjustable in height with a centered, lock detail, while chandeliers feature arms welded to a vertical hub. This piece is sure to withstand the test of time. | WALL SCONCE | Beckham Classic | Wall / Bath Lighting | Polished Nickel | PN | Steel | Milk White Glass | D:5.5" H:6" | D:3.5" |  | 1 Candelabra Torpedo 60w |  | 1 | No | [14 empty] | 0 | [12 empty] | 70.48 | 140.96 | 211.44 | W:5 1/2'' H:10 5/8'' E:7'' | 3.3 |  |  | 5.5 | 10.625 | Wall / Bath |  |  |  |  | 7 | [25 empty] | DP:5/8'' W:4 1/2'' H:4 1/2'' OB UP:8 3/8'' OB DOWN:2 1/4'' Rectangular |  |  |  | 8 | Black/White |  |  | Hardwired | 0 | 0 | 0 | 0 | 0 | 0 | 0 | 0 | 0 | 0 | 0 | 014817593051 | 16.25 | 8.75 | 8.75 | 4.1 | 0.72 | 175 | Yes | [8 empty] | ETL Damp | cETL Damp | BECKHAM CLSC 1L VNTY PN | 1 - Light Wall Sconce |  | TV1011PN.jpg | TV1011PN.jpg
TV1022BBS | 2 - Light Vanity | Beckham Classic from TOB Thomas O'Brien for Generation Lighting has an understated elegance with a masculine, tailored look that fits well with a range of styles, from transitional to modern. The pieces within this family span ceiling, wall, portable and vanity, so Beckham Classic can complement most living, dining and bath areas. The floor lamp is adjustable in height with a centered, lock detail, while chandeliers feature arms welded to a vertical hub. This piece is sure to withstand the test of time. | BATH | Beckham Classic | Wall / Bath Lighting | Burnished Brass | BBS | Steel | Milk White Glass | D:5.5" H:6" | D:3.5" |  | 2 Candelabra Torpedo 60w |  | 2 | No | [14 empty] | 0 | [12 empty] | 106.48 | 212.96 | 319.44 | W:13 1/4'' H:10 3/8'' E:7'' | 7.1 |  |  | 13.25 | 10.375 | Wall / Bath |  |  |  |  | 7 | [25 empty] | DP:5/8'' W:12 3/8'' H:4'' OB UP:8 3/8'' OB DOWN:2'' Rectangular |  |  |  | 8 | Black/White |  |  | Hardwired | 0 | 0 | 0 | 0 | 0 | 0 | 0 | 0 | 0 | 0 | 0 | 014817593068 | 15.25 | 8.75 | 18 | 8.5 | 1.39 | 125 | Yes | [8 empty] | ETL Damp | cETL Damp | BECKHAM CLSC 2L VNTY BBS | 2 - Light Vanity |  | TV1022BBS.jpg | TV1022BBS.jpg
TV1022PN | 2 - Light Vanity | Beckham Classic from TOB Thomas O'Brien for Generation Lighting has an understated elegance with a masculine, tailored look that fits well with a range of styles, from transitional to modern. The pieces within this family span ceiling, wall, portable and vanity, so Beckham Classic can complement most living, dining and bath areas. The floor lamp is adjustable in height with a centered, lock detail, while chandeliers feature arms welded to a vertical hub. This piece is sure to withstand the test of time. | BATH | Beckham Classic | Wall / Bath Lighting | Polished Nickel | PN | Steel | Milk White Glass | D:5.5" H:6" | D:3.5" |  | 2 Candelabra Torpedo 60w |  | 2 | No | [14 empty] | 0 | [12 empty] | 106.48 | 212.96 | 319.44 | W:13 1/4'' H:10 3/8'' E:7'' | 7.1 |  |  | 13.25 | 10.375 | Wall / Bath |  |  |  |  | 7 | [25 empty] | DP:5/8'' W:12 3/8'' H:4'' OB UP:8 3/8'' OB DOWN:2'' Rectangular |  |  |  | 8 | Black/White |  |  | Hardwired | 0 | 0 | 0 | 0 | 0 | 0 | 0 | 0 | 0 | 0 | 0 | 014817593075 | 17.5 | 9 | 15.5 | 8.5 | 1.413 | 125 | Yes | [8 empty] | ETL Damp | cETL Damp | BECKHAM CLSC 2L VNTY PN | 2 - Light Vanity |  | TV1022PN.jpg | TV1022PN.jpg
TV1033BBS | 3 - Light Vanity | Beckham Classic from TOB Thomas O'Brien for Generation Lighting has an understated elegance with a masculine, tailored look that fits well with a range of styles, from transitional to modern. The pieces within this family span ceiling, wall, portable and vanity, so Beckham Classic can complement most living, dining and bath areas. The floor lamp is adjustable in height with a centered, lock detail, while chandeliers feature arms welded to a vertical hub. This piece is sure to withstand the test of time. | BATH | Beckham Classic | Wall / Bath Lighting | Burnished Brass | BBS | Steel | Milk White Glass | D:5.5" H:6" | D:3.5" |  | 3 Candelabra Torpedo 60w |  | 3 | No | [14 empty] | 0 | [12 empty] | 149.98 | 299.96 | 449.94 | W:21 1/8'' H:10 3/8'' E:7'' | 10.6 |  |  | 21.125 | 10.375 | Wall / Bath |  |  |  |  | 7 | [25 empty] | DP:5/8'' W:20 1/8'' H:4'' OB UP:8 3/8'' OB DOWN:2'' Rectangular |  |  |  | 8 | Black/White |  |  | Hardwired | 0 | 0 | 0 | 0 | 0 | 0 | 0 | 0 | 0 | 0 | 0 | 014817593082 | 23.5 | 9 | 17.5 | 12.5 | 2.142 | 175 | Yes | [8 empty] | ETL Damp | cETL Damp | BECKHAM CLSC 3L VNTY BBS | 3 - Light Vanity |  | TV1033BBS.jpg | TV1033BBS.jpg
TV1033PN | 3 - Light Vanity | Beckham Classic from TOB Thomas O'Brien for Generation Lighting has an understated elegance with a masculine, tailored look that fits well with a range of styles, from transitional to modern. The pieces within this family span ceiling, wall, portable and vanity, so Beckham Classic can complement most living, dining and bath areas. The floor lamp is adjustable in height with a centered, lock detail, while chandeliers feature arms welded to a vertical hub. This piece is sure to withstand the test of time. | BATH | Beckham Classic | Wall / Bath Lighting | Polished Nickel | PN | Steel | Milk White Glass | D:5.5" H:6" | D:3.5" |  | 3 Candelabra Torpedo 60w |  | 3 | No | [14 empty] | 0 | [12 empty] | 149.98 | 299.96 | 449.94 | W:21 1/8'' H:10 3/8'' E:7'' | 10.6 |  |  | 21.125 | 10.375 | Wall / Bath |  |  |  |  | 7 | [25 empty] | DP:5/8'' W:20 1/8'' H:4'' OB UP:8 3/8'' OB DOWN:2'' Rectangular |  |  |  | 8 | Black/White |  |  | Hardwired | 0 | 0 | 0 | 0 | 0 | 0 | 0 | 0 | 0 | 0 | 0 | 014817593099 | 23.5 | 9 | 17.75 | 12.5 | 2.173 | 175 | Yes | [8 empty] | ETL Damp | cETL Damp | BECKHAM CLSC 3L VNTY PN | 3 - Light Vanity |  | TV1033PN.jpg | TV1033PN.jpg
TV1044BBS | 4 - Light Vanity | Beckham Classic from TOB Thomas O'Brien for Generation Lighting has an understated elegance with a masculine, tailored look that fits well with a range of styles, from transitional to modern. The pieces within this family span ceiling, wall, portable and vanity, so Beckham Classic can complement most living, dining and bath areas. The floor lamp is adjustable in height with a centered, lock detail, while chandeliers feature arms welded to a vertical hub. This piece is sure to withstand the test of time. | BATH | Beckham Classic | Wall / Bath Lighting | Burnished Brass | BBS | Steel | Milk White Glass | D:5.5" H:6" | D:3.5" |  | 4 Candelabra Torpedo 60w |  | 4 | No | [14 empty] | 0 | [12 empty] | 212.98 | 425.96 | 638.94 | W:28 7/8'' H:10 3/8'' E:7'' | 14.9 |  |  | 28.875 | 10.375 | Wall / Bath |  |  |  |  | 7 | [25 empty] | DP:5/8'' W:28'' H:4'' OB UP:8 3/8'' OB DOWN:2'' Rectangular |  |  |  | 8 | Black/White |  |  | Hardwired | 0 | 0 | 0 | 0 | 0 | 0 | 0 | 0 | 0 | 0 | 0 | 014817593105 | 32 | 9 | 17.5 | 17.1 | 2.917 | 175 | Yes | [8 empty] | ETL Damp | cETL Damp | BECKHAM CLSC 4L VNTY BBS | 4 - Light Vanity |  | TV1044BBS.jpg | TV1044BBS.jpg
TV1044PN | 4 - Light Vanity | Beckham Classic from TOB Thomas O'Brien for Generation Lighting has an understated elegance with a masculine, tailored look that fits well with a range of styles, from transitional to modern. The pieces within this family span ceiling, wall, portable and vanity, so Beckham Classic can complement most living, dining and bath areas. The floor lamp is adjustable in height with a centered, lock detail, while chandeliers feature arms welded to a vertical hub. This piece is sure to withstand the test of time. | BATH | Beckham Classic | Wall / Bath Lighting | Polished Nickel | PN | Steel | Milk White Glass | D:5.5" H:6" | D:3.5" |  | 4 Candelabra Torpedo 60w |  | 4 | No | [14 empty] | 0 | [12 empty] | 212.98 | 425.96 | 638.94 | W:28 7/8'' H:10 3/8'' E:7'' | 14.9 |  |  | 28.875 | 10.375 | Wall / Bath |  |  |  |  | 7 | [25 empty] | DP:5/8'' W:28'' H:4'' OB UP:8 3/8'' OB DOWN:2'' Rectangular |  |  |  | 8 | Black/White |  |  | Hardwired | 0 | 0 | 0 | 0 | 0 | 0 | 0 | 0 | 0 | 0 | 0 | 014817593112 | 32 | 9 | 17.5 | 17.1 | 2.917 | 175 | Yes | [8 empty] | ETL Damp | cETL Damp | BECKHAM CLSC 4L VNTY PN | 4 - Light Vanity |  | TV1044PN.jpg | TV1044PN.jpg
TV1111AI | 1 - Light Wall Sconce | The Logan family of products from TOB Thomas O'Brien for Generation Lighting mirrors Thomas' masterful design aesthetic of bridging traditional and modern styles. The chandeliers, bath vanities and sconces feature crisp, tapered shades atop Aged Iron or Polished Nickel hardware, while pendants are offered in a trending Matte White finish. Elegant curves soften structured frames and clean lines, lending aesthetic balance and versatility to Logan lighting fixtures. Bath sconces also available as ADA-compliant. | WALL SCONCE | Logan | Wall / Bath Lighting | Aged Iron | AI | Steel | Milk White Glass | D:5" H:6" | D:3.5" |  | 1 Candelabra Torpedo 60w |  | 1 | No | [14 empty] | 0 | [12 empty] | 49.95 | 99.9 | 149.85 | W:5'' H:12'' E:6 5/8'' | 2.5 |  |  | 5 | 12 | Wall / Bath |  |  |  |  | 6.625 | [25 empty] | D:4 1/2'' DP:5/8'' OB UP:9 3/4'' OB DOWN:2 1/4'' Round |  |  |  | 8 | Black/White |  |  | Hardwired | 0 | 0 | 0 | 0 | 0 | 0 | 0 | 0 | 0 | 0 | 0 | 014817593471 | 15 | 10.5 | 8.5 | 3.8 | 0.775 | 175 | Yes | [8 empty] | ETL Damp | cETL Damp | LOGAN 1L VANITY AI | 1 - Light Wall Sconce |  | TV1111AI.jpg | TV1111AI.jpg
TV1111PN | 1 - Light Wall Sconce | The Logan family of products from TOB Thomas O'Brien for Generation Lighting mirrors Thomas' masterful design aesthetic of bridging traditional and modern styles. The chandeliers, bath vanities and sconces feature crisp, tapered shades atop Aged Iron or Polished Nickel hardware, while pendants are offered in a trending Matte White finish. Elegant curves soften structured frames and clean lines, lending aesthetic balance and versatility to Logan lighting fixtures. Bath sconces also available as ADA-compliant. | WALL SCONCE | Logan | Wall / Bath Lighting | Polished Nickel | PN | Steel | Milk White Glass | D:5" H:6" | D:3.5" |  | 1 Candelabra Torpedo 60w |  | 1 | No | [14 empty] | 0 | [12 empty] | 49.95 | 99.9 | 149.85 | W:5'' H:12'' E:6 5/8'' | 2.5 |  |  | 5 | 12 | Wall / Bath |  |  |  |  | 6.625 | [25 empty] | D:4 1/2'' DP:5/8'' OB UP:9 3/4'' OB DOWN:2 1/4'' Round |  |  |  | 8 | Black/White |  |  | Hardwired | 0 | 0 | 0 | 0 | 0 | 0 | 0 | 0 | 0 | 0 | 0 | 014817593488 | 15 | 10.25 | 7.75 | 3.6 | 0.69 | 175 | Yes | [8 empty] | ETL Damp | cETL Damp | LOGAN 1L VANITY PN | 1 - Light Wall Sconce |  | TV1111PN.jpg | TV1111PN.jpg
TV1122AI | 2 - Light Vanity | The Logan family of products from TOB Thomas O'Brien for Generation Lighting mirrors Thomas' masterful design aesthetic of bridging traditional and modern styles. The chandeliers, bath vanities and sconces feature crisp, tapered shades atop Aged Iron or Polished Nickel hardware, while pendants are offered in a trending Matte White finish. Elegant curves soften structured frames and clean lines, lending aesthetic balance and versatility to Logan lighting fixtures. Bath sconces also available as ADA-compliant. | BATH | Logan | Wall / Bath Lighting | Aged Iron | AI | Steel | Milk White Glass | D:5" H:6" | D:3.5" |  | 2 Candelabra Torpedo 60w |  | 2 | No | [14 empty] | 0 | [12 empty] | 74.98 | 149.96 | 224.94 | W:13'' H:12'' E:6 5/8'' | 4.2 |  |  | 13 | 12 | Wall / Bath |  |  |  |  | 6.625 | [25 empty] | D:4 1/2'' DP:5/8'' OB UP:9 3/4'' OB DOWN:2 1/4'' Round |  |  |  | 8 | Black/White |  |  | Hardwired | 0 | 0 | 0 | 0 | 0 | 0 | 0 | 0 | 0 | 0 | 0 | 014817593495 | 18.375 | 14 | 8.5 | 6.1 | 1.265 | 175 | Yes | [8 empty] | ETL Damp | cETL Damp | LOGAN 2L VANITY AI | 2 - Light Vanity |  | TV1122AI.jpg | TV1122AI.jpg
TV1122PN | 2 - Light Vanity | The Logan family of products from TOB Thomas O'Brien for Generation Lighting mirrors Thomas' masterful design aesthetic of bridging traditional and modern styles. The chandeliers, bath vanities and sconces feature crisp, tapered shades atop Aged Iron or Polished Nickel hardware, while pendants are offered in a trending Matte White finish. Elegant curves soften structured frames and clean lines, lending aesthetic balance and versatility to Logan lighting fixtures. Bath sconces also available as ADA-compliant. | BATH | Logan | Wall / Bath Lighting | Polished Nickel | PN | Steel | Milk White Glass | D:5" H:6" | D:3.5" |  | 2 Candelabra Torpedo 60w |  | 2 | No | [14 empty] | 0 | [12 empty] | 82.98 | 165.96 | 248.94 | W:13'' H:12'' E:6 5/8'' | 4.2 |  |  | 13 | 12 | Wall / Bath |  |  |  |  | 6.625 | [25 empty] | D:4 1/2'' DP:5/8'' OB UP:9 3/4'' OB DOWN:2 1/4'' Round |  |  |  | 8 | Black/White |  |  | Hardwired | 0 | 0 | 0 | 0 | 0 | 0 | 0 | 0 | 0 | 0 | 0 | 014817593501 | 18.25 | 14 | 8.5 | 6 | 1.257 | 175 | Yes | [8 empty] | ETL Damp | cETL Damp | LOGAN 2L VANITY PN | 2 - Light Vanity |  | TV1122PN.jpg | TV1122PN.jpg
TV1133AI | 3 - Light Vanity | The Logan family of products from TOB Thomas O'Brien for Generation Lighting mirrors Thomas' masterful design aesthetic of bridging traditional and modern styles. The chandeliers, bath vanities and sconces feature crisp, tapered shades atop Aged Iron or Polished Nickel hardware, while pendants are offered in a trending Matte White finish. Elegant curves soften structured frames and clean lines, lending aesthetic balance and versatility to Logan lighting fixtures. Bath sconces also available as ADA-compliant. | BATH | Logan | Wall / Bath Lighting | Aged Iron | AI | Steel | Milk White Glass | D:5" H:6" | D:3.5" |  | 3 Candelabra Torpedo 60w |  | 3 | No | [14 empty] | 0 | [12 empty] | 117.98 | 235.96 | 353.94 | W:19 1/2'' H:12'' E:6 5/8'' | 6.5 |  |  | 19.5 | 12 | Wall / Bath |  |  |  |  | 6.625 | [25 empty] | D:4 1/2'' DP:5/8'' OB UP:9 3/4'' OB DOWN:2 1/4'' Round |  |  |  | 8 | Black/White |  |  | Hardwired | 0 | 0 | 0 | 0 | 0 | 0 | 0 | 0 | 0 | 0 | 0 | 014817593518 | 19.5 | 18.75 | 8.5 | 8.9 | 1.799 | 175 | Yes | [8 empty] | ETL Damp | cETL Damp | LOGAN 3L VANITY AI | 3 - Light Vanity |  | TV1133AI.jpg | TV1133AI.jpg
TV1133PN | 3 - Light Vanity | The Logan family of products from TOB Thomas O'Brien for Generation Lighting mirrors Thomas' masterful design aesthetic of bridging traditional and modern styles. The chandeliers, bath vanities and sconces feature crisp, tapered shades atop Aged Iron or Polished Nickel hardware, while pendants are offered in a trending Matte White finish. Elegant curves soften structured frames and clean lines, lending aesthetic balance and versatility to Logan lighting fixtures. Bath sconces also available as ADA-compliant. | BATH | Logan | Wall / Bath Lighting | Polished Nickel | PN | Steel | Milk White Glass | D:5" H:6" | D:3.5" |  | 3 Candelabra Torpedo 60w |  | 3 | No | [14 empty] | 0 | [12 empty] | 117.98 | 235.96 | 353.94 | W:19 1/2'' H:12'' E:6 5/8'' | 6.5 |  |  | 19.5 | 12 | Wall / Bath |  |  |  |  | 6.625 | [25 empty] | D:4 1/2'' DP:5/8'' OB UP:9 3/4'' OB DOWN:2 1/4'' Round |  |  |  | 8 | Black/White |  |  | Hardwired | 0 | 0 | 0 | 0 | 0 | 0 | 0 | 0 | 0 | 0 | 0 | 014817593525 | 19.5 | 18.625 | 8.5 | 8.6 | 1.787 | 175 | Yes | [8 empty] | ETL Damp | cETL Damp | LOGAN 3L VANITY PN | 3 - Light Vanity |  | TV1133PN.jpg | TV1133PN.jpg
TV1211AI | 1 - Light Wall Sconce | The Logan family of products from TOB Thomas O'Brien for Generation Lighting mirrors Thomas' masterful design aesthetic of bridging traditional and modern styles. The chandeliers, bath vanities and sconces feature crisp, tapered shades atop Aged Iron or Polished Nickel hardware, while pendants are offered in a trending Matte White finish. Elegant curves soften structured frames and clean lines, lending aesthetic balance and versatility to Logan lighting fixtures. Bath sconces also available as ADA-compliant. | WALL SCONCE | Logan | Wall / Bath Lighting | Aged Iron | AI | Steel | White Pressed Glass | L:3.75" W:3.25" H:8.375" |  |  | 1 Medium T10 75w |  | 1 | No | [14 empty] | 0 | [12 empty] | 94.48 | 188.96 | 283.44 | W:4 3/4'' H:11 1/2'' E:4'' | 5.8 |  |  | 4.75 | 11.5 | Wall / Bath |  |  |  |  | 4 | [25 empty] | DP:5/8'' W:4 3/4'' H:11 1/2'' OB UP:5 3/4'' OB DOWN:5 3/4'' Rectangular |  |  |  | 8 | Black/White |  |  | Hardwired | 0 | 0 | 0 | 0 | 0 | 0 | 0 | 0 | 0 | 0 | 0 | 014817593532 | 16.5 | 9 | 9.5 | 7.4 | 0.816 | 100 | Yes | [8 empty] | ETL Damp | cETL Damp | LOGAN 1L VANITY AI | 1 - Light Wall Sconce |  | TV1211AI.jpg | TV1211AI.jpg
TV1211PN | 1 - Light Wall Sconce | The Logan family of products from TOB Thomas O'Brien for Generation Lighting mirrors Thomas' masterful design aesthetic of bridging traditional and modern styles. The chandeliers, bath vanities and sconces feature crisp, tapered shades atop Aged Iron or Polished Nickel hardware, while pendants are offered in a trending Matte White finish. Elegant curves soften structured frames and clean lines, lending aesthetic balance and versatility to Logan lighting fixtures. Bath sconces also available as ADA-compliant. | WALL SCONCE | Logan | Wall / Bath Lighting | Polished Nickel | PN | Steel | White Pressed Glass | L:3.75" W:3.25" H:8.375" |  |  | 1 Medium T10 75w |  | 1 | No | [14 empty] | 0 | [12 empty] | 94.48 | 188.96 | 283.44 | W:4 3/4'' H:11 1/2'' E:4'' | 5.8 |  |  | 4.75 | 11.5 | Wall / Bath |  |  |  |  | 4 | [25 empty] | DP:5/8'' W:4 3/4'' H:11 1/2'' OB UP:5 3/4'' OB DOWN:5 3/4'' Rectangular |  |  |  | 8 | Black/White |  |  | Hardwired | 0 | 0 | 0 | 0 | 0 | 0 | 0 | 0 | 0 | 0 | 0 | 014817593549 | 16.5 | 8.5 | 9 | 7.2 | 0.73 | 100 | Yes | [8 empty] | ETL Damp | cETL Damp | LOGAN 1L VANITY PN | 1 - Light Wall Sconce |  | TV1211PN.jpg | TV1211PN.jpg
TV1222AI | 2 - Light Wall Sconce | The Logan family of products from TOB Thomas O'Brien for Generation Lighting mirrors Thomas' masterful design aesthetic of bridging traditional and modern styles. The chandeliers, bath vanities and sconces feature crisp, tapered shades atop Aged Iron or Polished Nickel hardware, while pendants are offered in a trending Matte White finish. Elegant curves soften structured frames and clean lines, lending aesthetic balance and versatility to Logan lighting fixtures. Bath sconces also available as ADA-compliant. | BATH | Logan | Wall / Bath Lighting | Aged Iron | AI | Steel | White Pressed Glass | L:3.75" W:3.25" H:13.375" |  |  | 2 Medium T10 75w |  | 2 | No | [14 empty] | 0 | [12 empty] | 135.98 | 271.96 | 407.94 | W:4 3/4'' H:16 1/2'' E:4'' | 8.3 |  |  | 4.75 | 16.5 | Wall / Bath |  |  |  |  | 4 | [25 empty] | DP:5/8'' W:4 3/4'' H:16 1/2'' OB UP:8 1/4'' OB DOWN:8 1/4'' Rectangular |  |  |  | 8 | Black/White |  |  | Hardwired | 0 | 0 | 0 | 0 | 0 | 0 | 0 | 0 | 0 | 0 | 0 | 014817593556 | 21.5 | 9 | 9.25 | 10.2 | 1.036 | 100 | Yes | [8 empty] | ETL Damp | cETL Damp | LOGAN 2L VANITY AI | 2 - Light Wall Sconce |  | TV1222AI.jpg | TV1222AI.jpg
TV1222PN | 2 - Light Wall Sconce | The Logan family of products from TOB Thomas O'Brien for Generation Lighting mirrors Thomas' masterful design aesthetic of bridging traditional and modern styles. The chandeliers, bath vanities and sconces feature crisp, tapered shades atop Aged Iron or Polished Nickel hardware, while pendants are offered in a trending Matte White finish. Elegant curves soften structured frames and clean lines, lending aesthetic balance and versatility to Logan lighting fixtures. Bath sconces also available as ADA-compliant. | BATH | Logan | Wall / Bath Lighting | Polished Nickel | PN | Steel | White Pressed Glass | L:3.75" W:3.25" H:13.375" |  |  | 2 Medium T10 75w |  | 2 | No | [14 empty] | 0 | [12 empty] | 135.98 | 271.96 | 407.94 | W:4 3/4'' H:16 1/2'' E:4'' | 8.3 |  |  | 4.75 | 16.5 | Wall / Bath |  |  |  |  | 4 | [25 empty] | DP:5/8'' W:4 3/4'' H:16 1/2'' OB UP:8 1/4'' OB DOWN:8 1/4'' Rectangular |  |  |  | 8 | Black/White |  |  | Hardwired | 0 | 0 | 0 | 0 | 0 | 0 | 0 | 0 | 0 | 0 | 0 | 014817593563 | 21.5 | 9 | 8.5 | 10.7 | 0.952 | 93 | Yes | [8 empty] | ETL Damp | cETL Damp | LOGAN 2L VANITY PN | 2 - Light Wall Sconce |  | TV1222PN.jpg | TV1222PN.jpg
TW1001AI | 1 - Light Wall Sconce | Capri from TOB Thomas O'Brien for Generation Lighting reflects the trending uptown chic style with its upscale, unfussy sensibility. This large product family includes chandeliers with large scale arms welded into the hub, tapered, conical and globe pendants with milk glass shades, sconces and lamps. It is available in five finish options: Aged Iron finish for more of an industrial look, Polished Nickel for a contemporary one and Burnished Brass for more traditional, Antique Nickel or Antique White for a vintage vibe. The column and stem detail epitomizes Thomas' vintage elegance. | WALL SCONCE | Capri | Wall / Bath Lighting | Aged Iron | AI | Steel | White Linen Fabric | D:5.5" H:6.125" | D:4" |  | 1 Medium A19 60w |  | 1 | No | [14 empty] | 0 | [12 empty] | 74.98 | 149.96 | 224.94 | W:5 1/2'' H:14 1/2'' E:8 3/8'' | 1.6 |  |  | 5.5 | 14.5 | Wall / Bath |  |  |  |  | 8.375 | [25 empty] | D:4 1/2'' DP:1/2'' OB UP:11 7/8'' OB DOWN:2 5/8'' Round |  |  |  | 8 | Black/White |  |  | Hardwired | 0 | 0 | 0 | 0 | 0 | 0 | 0 | 0 | 0 | 0 | 0 | 014817592870 | 14.5 | 10.5 | 8.25 | 2.7 | 0.727 | 250 | Yes | [9 empty] | cETL Dry | CAPRI 1L SCONCE AI | 1 - Light Wall Sconce |  | TW1001AI.jpg | TW1001AI.jpg
TW1001PN | 1 - Light Wall Sconce | Capri from TOB Thomas O'Brien for Generation Lighting reflects the trending uptown chic style with its upscale, unfussy sensibility. This large product family includes chandeliers with large scale arms welded into the hub, tapered, conical and globe pendants with milk glass shades, sconces and lamps. It is available in five finish options: Aged Iron finish for more of an industrial look, Polished Nickel for a contemporary one and Burnished Brass for more traditional, Antique Nickel or Antique White for a vintage vibe. The column and stem detail epitomizes Thomas' vintage elegance. | WALL SCONCE | Capri | Wall / Bath Lighting | Polished Nickel | PN | Steel | White Linen Fabric | D:5.5" H:6.125" | D:4" |  | 1 Medium A19 60w |  | 1 | No | [14 empty] | 0 | [12 empty] | 74.98 | 149.96 | 224.94 | W:5 1/2'' H:14 1/2'' E:8 3/8'' | 1.6 |  |  | 5.5 | 14.5 | Wall / Bath |  |  |  |  | 8.375 | [25 empty] | D:4 1/2'' DP:1/2'' OB UP:11 7/8'' OB DOWN:2 5/8'' Round |  |  |  | 8 | Black/White |  |  | Hardwired | 0 | 0 | 0 | 0 | 0 | 0 | 0 | 0 | 0 | 0 | 0 | 014817592863 | 14.5 | 8.25 | 10.5 | 2.6 | 0.727 | 250 | Yes | [9 empty] | cETL Dry | CAPRI 1L SCONCE PN | 1 - Light Wall Sconce |  | TW1001PN.jpg | TW1001PN.jpg
TW1012AI | 2 - Light Wall Sconce | Capri from TOB Thomas O'Brien for Generation Lighting reflects the trending uptown chic style with its upscale, unfussy sensibility. This large product family includes chandeliers with large scale arms welded into the hub, tapered, conical and globe pendants with milk glass shades, sconces and lamps. It is available in five finish options: Aged Iron finish for more of an industrial look, Polished Nickel for a contemporary one and Burnished Brass for more traditional, Antique Nickel or Antique White for a vintage vibe. The column and stem detail epitomizes Thomas' vintage elegance. | BATH | Capri | Wall / Bath Lighting | Aged Iron | AI | Steel | White Linen Fabric | D:5.5" H:6.125" | D:4" |  | 2 Medium A19 60w |  | 2 | No | [14 empty] | 0 | [12 empty] | 99.98 | 199.96 | 299.94 | W:16'' H:14 1/2'' E:8 7/8'' | 1.6 |  |  | 16 | 14.5 | Wall / Bath |  |  |  |  | 8.875 | [25 empty] | D:4 1/2'' DP:1/2'' OB UP:11 7/8'' OB DOWN:2 5/8'' Round |  |  |  | 8 | Black/White |  |  | Hardwired | 0 | 0 | 0 | 0 | 0 | 0 | 0 | 0 | 0 | 0 | 0 | 014817592894 | 16 | 10.25 | 14.75 | 4.4 | 1.4 | 250 | Yes | [9 empty] | cETL Dry | CAPRI 2L SCONCE AI | 2 - Light Wall Sconce |  | TW1012AI.jpg | TW1012AI.jpg
TW1012PN | 2 - Light Wall Sconce | Capri from TOB Thomas O'Brien for Generation Lighting reflects the trending uptown chic style with its upscale, unfussy sensibility. This large product family includes chandeliers with large scale arms welded into the hub, tapered, conical and globe pendants with milk glass shades, sconces and lamps. It is available in five finish options: Aged Iron finish for more of an industrial look, Polished Nickel for a contemporary one and Burnished Brass for more traditional, Antique Nickel or Antique White for a vintage vibe. The column and stem detail epitomizes Thomas' vintage elegance. | BATH | Capri | Wall / Bath Lighting | Polished Nickel | PN | Steel | White Linen Fabric | D:5.5" H:6.125" | D:4" |  | 2 Medium A19 60w |  | 2 | No | [14 empty] | 0 | [12 empty] | 99.98 | 199.96 | 299.94 | W:16'' H:14 1/2'' E:8 7/8'' | 1.6 |  |  | 16 | 14.5 | Wall / Bath |  |  |  |  | 8.875 | [25 empty] | D:4 1/2'' DP:1/2'' OB UP:11 7/8'' OB DOWN:2 5/8'' Round |  |  |  | 8 | Black/White |  |  | Hardwired | 0 | 0 | 0 | 0 | 0 | 0 | 0 | 0 | 0 | 0 | 0 | 014817592887 | 16 | 10.25 | 14.75 | 4.4 | 1.4 | 250 | Yes | [9 empty] | cETL Dry | CAPRI 2L SCONCE PN | 2 - Light Wall Sconce |  | TW1012PN.jpg | TW1012PN.jpg
TW1021AI | 1 - Light Wall Sconce | Capri from TOB Thomas O'Brien for Generation Lighting reflects the trending uptown chic style with its upscale, unfussy sensibility. This large product family includes chandeliers with large scale arms welded into the hub, tapered, conical and globe pendants with milk glass shades, sconces and lamps. It is available in five finish options: Aged Iron finish for more of an industrial look, Polished Nickel for a contemporary one and Burnished Brass for more traditional, Antique Nickel or Antique White for a vintage vibe. The column and stem detail epitomizes Thomas' vintage elegance. | WALL SCONCE | Capri | Wall / Bath Lighting | Aged Iron | AI | Steel | White Linen Fabric | D:8" H:8.5" | D:6" |  | 1 Medium A19 60w |  | 1 | No | [14 empty] | 0 | [12 empty] | 94.48 | 188.96 | 283.44 | W:8'' H:28 1/4'' E:9 5/8'' | 3.2 |  |  | 8 | 28.25 | Wall / Bath |  |  |  |  | 9.625 | [25 empty] | D:4 1/2'' DP:1/2'' OB UP:15 1/4'' OB DOWN:13'' Round |  |  |  | 8 | Black/White |  |  | Hardwired | 0 | 0 | 0 | 0 | 0 | 0 | 0 | 0 | 0 | 0 | 0 | 014817592917 | 25 | 12.75 | 10.25 | 5.4 | 1.891 | 250 | Yes | [9 empty] | cETL Dry | CAPRI 1L SCONCE AI | 1 - Light Wall Sconce |  | TW1021AI.jpg | TW1021AI.jpg
TW1021PN | 1 - Light Wall Sconce | Capri from TOB Thomas O'Brien for Generation Lighting reflects the trending uptown chic style with its upscale, unfussy sensibility. This large product family includes chandeliers with large scale arms welded into the hub, tapered, conical and globe pendants with milk glass shades, sconces and lamps. It is available in five finish options: Aged Iron finish for more of an industrial look, Polished Nickel for a contemporary one and Burnished Brass for more traditional, Antique Nickel or Antique White for a vintage vibe. The column and stem detail epitomizes Thomas' vintage elegance. | WALL SCONCE | Capri | Wall / Bath Lighting | Polished Nickel | PN | Steel | White Linen Fabric | D:8" H:8.5" | D:6" |  | 1 Medium A19 60w |  | 1 | No | [14 empty] | 0 | [12 empty] | 94.48 | 188.96 | 283.44 | W:8'' H:28 1/4'' E:9 5/8'' | 3.2 |  |  | 8 | 28.25 | Wall / Bath |  |  |  |  | 9.625 | [25 empty] | D:4 1/2'' DP:1/2'' OB UP:15 1/4'' OB DOWN:13'' Round |  |  |  | 8 | Black/White |  |  | Hardwired | 0 | 0 | 0 | 0 | 0 | 0 | 0 | 0 | 0 | 0 | 0 | 014817592900 | 25 | 12.75 | 12.75 | 5.5 | 2.352 | 250 | Yes | [9 empty] | cETL Dry | CAPRI 1L SCONCE PN | 1 - Light Wall Sconce |  | TW1021PN.jpg | TW1021PN.jpg
TW1031BBS | 1 - Light Wall Sconce | Beckham Classic from TOB Thomas O'Brien for Generation Lighting has an understated elegance with a masculine, tailored look that fits well with a range of styles, from transitional to modern. The pieces within this family span ceiling, wall, portable and vanity, so Beckham Classic can complement most living, dining and bath areas. The floor lamp is adjustable in height with a centered, lock detail, while chandeliers feature arms welded to a vertical hub. This piece is sure to withstand the test of time. | WALL SCONCE | Beckham Classic | Wall / Bath Lighting | Burnished Brass | BBS | Steel | White Linen Fabric | D:5" H:6.5" | D:3.5" |  | 1 Candelabra Torpedo 60w |  | 1 | No | [14 empty] | 0 | [12 empty] | 70.98 | 141.96 | 212.94 | W:5'' H:17'' E:6 3/4'' | 2.2 |  |  | 5 | 17 | Wall / Bath |  |  |  |  | 6.75 | [25 empty] | DP:5/8'' W:4 1/2'' H:4 1/2'' OB UP:13'' OB DOWN:4'' Square |  |  |  | 8 | Black/White |  |  | Hardwired | 0 | 0 | 0 | 0 | 0 | 0 | 0 | 0 | 0 | 0 | 0 | 014817593006 | 16.25 | 7.75 | 9.25 | 3.5 | 0.674 | 175 | Yes | [8 empty] | ETL Damp | cETL Damp | BECKHAM CLSC 1L SCNC BBS | 1 - Light Wall Sconce |  | TW1031BBS.jpg | TW1031BBS.jpg
TW1031PN | 1 - Light Wall Sconce | Beckham Classic from TOB Thomas O'Brien for Generation Lighting has an understated elegance with a masculine, tailored look that fits well with a range of styles, from transitional to modern. The pieces within this family span ceiling, wall, portable and vanity, so Beckham Classic can complement most living, dining and bath areas. The floor lamp is adjustable in height with a centered, lock detail, while chandeliers feature arms welded to a vertical hub. This piece is sure to withstand the test of time. | WALL SCONCE | Beckham Classic | Wall / Bath Lighting | Polished Nickel | PN | Steel | White Linen Fabric | D:5" H:6.5" | D:3.5" |  | 1 Candelabra Torpedo 60w |  | 1 | No | [14 empty] | 0 | [12 empty] | 70.98 | 141.96 | 212.94 | W:5'' H:17'' E:6 3/4'' | 2.2 |  |  | 5 | 17 | Wall / Bath |  |  |  |  | 6.75 | [25 empty] | DP:5/8'' W:4 1/2'' H:4 1/2'' OB UP:13'' OB DOWN:4'' Square |  |  |  | 8 | Black/White |  |  | Hardwired | 0 | 0 | 0 | 0 | 0 | 0 | 0 | 0 | 0 | 0 | 0 | 014817593013 | 16.25 | 7.75 | 9.25 | 3.5 | 0.674 | 175 | Yes | [8 empty] | ETL Damp | cETL Damp | BECKHAM CLSC 1L SCNC PN | 1 - Light Wall Sconce |  | TW1031PN.jpg | TW1031PN.jpg
TW1042BBS | 2 - Light Wall Sconce | As the name suggests, Beckham Modern from TOB by Thomas O'Brien for Generation Lighting pairs vertical lines and globes with sophisticated, modern glamour. Crafted of steel with Burnished Brass or Polished Nickel finish, these chandeliers and one or two-light wall sconces emanate soft, opulent light, lending a sculptural glow wherever they are placed. | WALL SCONCE | Beckham Modern | Wall / Bath Lighting | Burnished Brass | BBS | Steel |  |  |  |  | 2 Candelabra G40 60w |  | 2 | No | [14 empty] | 0 | [12 empty] | 40.98 | 81.96 | 122.94 | W:2 3/4'' H:4 1/2'' E:3 1/8'' | 1.6 |  |  | 2.75 | 4.5 | Wall / Bath |  |  |  |  | 3.125 | [25 empty] | DP:5/8'' W:2 15/32'' H:4 1/2'' OB UP:2 1/4'' OB DOWN:2 1/4'' Square |  |  |  | 8 | Black/White |  |  | Hardwired | 0 | 0 | 0 | 0 | 0 | 0 | 0 | 0 | 0 | 0 | 0 | 014817593228 | 7 | 6 | 6 | 1.8 | 0.146 | 85 | Yes | [8 empty] | ETL Damp | cETL Damp | BECKHAM MOD 2L SCNC BBS | 2 - Light Wall Sconce |  | TW1042BBS.jpg | TW1042BBS.jpg
TW1042PN | 2 - Light Wall Sconce | As the name suggests, Beckham Modern from TOB by Thomas O'Brien for Generation Lighting pairs vertical lines and globes with sophisticated, modern glamour. Crafted of steel with Burnished Brass or Polished Nickel finish, these chandeliers and one or two-light wall sconces emanate soft, opulent light, lending a sculptural glow wherever they are placed. | WALL SCONCE | Beckham Modern | Wall / Bath Lighting | Polished Nickel | PN | Steel |  |  |  |  | 2 Candelabra G40 60w |  | 2 | No | [14 empty] | 0 | [12 empty] | 40.98 | 81.96 | 122.94 | W:2 3/4'' H:4 1/2'' E:3 1/8'' | 1.6 |  |  | 2.75 | 4.5 | Wall / Bath |  |  |  |  | 3.125 | [25 empty] | DP:5/8'' W:2 15/32'' H:4 1/2'' OB UP:2 1/4'' OB DOWN:2 1/4'' Square |  |  |  | 8 | Black/White |  |  | Hardwired | 0 | 0 | 0 | 0 | 0 | 0 | 0 | 0 | 0 | 0 | 0 | 014817593235 | 7 | 6 | 6 | 1.8 | 0.146 | 85 | Yes | [8 empty] | ETL Damp | cETL Damp | BECKHAM MOD 2L SCNC PN | 2 - Light Wall Sconce |  | TW1042PN.jpg | TW1042PN.jpg
TW1051BBS | 1 - Light Wall Sconce | As the name suggests, Beckham Modern from TOB by Thomas O'Brien for Generation Lighting pairs vertical lines and globes with sophisticated, modern glamour. Crafted of steel with Burnished Brass or Polished Nickel finish, these chandeliers and one or two-light wall sconces emanate soft, opulent light, lending a sculptural glow wherever they are placed. | WALL SCONCE | Beckham Modern | Wall / Bath Lighting | Burnished Brass | BBS | Steel | White Linen Fabric | D:5.5" H:7.5" | D:4.5" |  | 1 Medium A19 60w |  | 1 | No | [14 empty] | 0 | [12 empty] | 83.48 | 166.96 | 250.44 | W:5 1/2'' H:26 7/8'' E:6 5/8'' | 2.9 |  |  | 5.5 | 26.875 | Wall / Bath |  |  |  |  | 6.625 | [25 empty] | D:4 1/2'' DP:1/2'' OB UP:21 7/8'' OB DOWN:5'' Round |  |  |  | 8 | Black/White |  |  | Hardwired | 0 | 0 | 0 | 0 | 0 | 0 | 0 | 0 | 0 | 0 | 0 | 014817593242 | 21.25 | 7.75 | 10.25 | 4.6 | 0.977 | 175 | Yes | [8 empty] | ETL Damp | cETL Damp | BECKHAM MOD 1L SCNC BBS | 1 - Light Wall Sconce |  | TW1051BBS.jpg | TW1051BBS.jpg
TW1051PN | 1 - Light Wall Sconce | As the name suggests, Beckham Modern from TOB by Thomas O'Brien for Generation Lighting pairs vertical lines and globes with sophisticated, modern glamour. Crafted of steel with Burnished Brass or Polished Nickel finish, these chandeliers and one or two-light wall sconces emanate soft, opulent light, lending a sculptural glow wherever they are placed. | WALL SCONCE | Beckham Modern | Wall / Bath Lighting | Polished Nickel | PN | Steel | White Linen Fabric | D:5.5" H:7.5" | D:4.5" |  | 1 Medium A19 60w |  | 1 | No | [14 empty] | 0 | [12 empty] | 83.48 | 166.96 | 250.44 | W:5 1/2'' H:26 7/8'' E:6 5/8'' | 2.9 |  |  | 5.5 | 26.875 | Wall / Bath |  |  |  |  | 6.625 | [25 empty] | D:4 1/2'' DP:1/2'' OB UP:21 7/8'' OB DOWN:5'' Round |  |  |  | 8 | Black/White |  |  | Hardwired | 0 | 0 | 0 | 0 | 0 | 0 | 0 | 0 | 0 | 0 | 0 | 014817593259 | 21.25 | 7.75 | 10.25 | 4.6 | 0.977 | 175 | Yes | [8 empty] | ETL Damp | cETL Damp | BECKHAM MOD 1L SCNC PN | 1 - Light Wall Sconce |  | TW1051PN.jpg | TW1051PN.jpg

## Accessories-Feiss
Item Number | Name | Collection Description | Class | Collection | Category | Finish | finish Code | Material | Glass/ Shade | Glass / Shade Size | GlassTop / ShadeTop Size | Diffuser | Bulb # 1 | Bulb # 2 | Total Bulbs | Bulbs Included | Bulb Lumens | Bulb Temperature | Bulb CRI | Bulb Watts | Bulb Volts | Bulb Base | Bulb Type | Bulb Beam Spread | Bulb Dimming Range Min | Bulb Dimming Range Max | Bulb Light Source Name | Bulb Watts Consumed | Bulb Watts Rated | Bulb Rated Life | Bulb Spot Type | Efficacy | L70 | Color Binning | Bug Rating | Cord Color | Transformer Mount | Output Type | Housing Type | Wet Listing | Max Tilt | Max Rotation | Max Ceiling Slope | 2/1/2020 DN Pricing | UMAP | MSRP | Dimensions | Weight | Diameter | Length | Width | Height | Mounting Procedure | Height (Downlight) | Height Semi-flush | Height Overall | Adjustable Height | Extends | Style | Light Kit Incl | Compatible Light Kits | Remote Incl | # of Blades | Blade Pitch | Blade Finish 1 | Blade Finish 2 | Motor Size | Fan Diameter | Capacitor Value | CFM (High) | Watts (High) | CFM/Watt (High) | CFM (Med) | Watts (Med) | CFM/Watt (Med) | CFM (Low) | Watts (Low) | CFM/Watt (Low) | Max Blade to Ceiling Height | Min Blade to Ceiling Height | Motor Type | Remote Control Type | Canopy | Backplate | Post | Mounting Plate | Base | Wire/Cord Length | Wire/Cord Color | Chain Length | Switch | Connection | ADA | Mount Up/Down | Fluorescent | Energy Star | T-24 | Photocell | LED | LED Convertible | Pre-laced Chain | Adjustable Arms | Mount Wall/Ceiling | UPC | IP Length | IP Width | IP Height | IP Weight | IP Cube | IP Frt. Class | IP UPSable | Pack Quantity | MP UPC | MP Length | MP Width | MP Height | MP Weight | MP Cube | MP UPSable | UL Listing | cUL Listing | PCS Name | Catalog Name | Engineering Notes | Web Image Name | Line Art
CHAIN-ADB | CHAIN 3FT | The chain accessory collection comprises 3 foot sections of additional chain that can be added to the chain included with each hanging fixture for extra-tall ceiling heights. Chain accessories come in 3 versions: standard, square, and heavy duty. | ACCESSORY | Chain Accessory |  | Antique Gild | ADB | [7 empty] | 0 | No | [27 empty] | 8 | 16 | 24 | L:36'' | 0.48 |  | 36 | [42 empty] | 0 | 0 | 0 | 0 | 0 | 0 | 0 | 0 | 0 | 0 | 0 | 014817602166 | 5.25 | 5 | 2 | 0.6 | 0.03 | 70 | Yes | 10 | 10014817602163 | 12.5 | 11 | 6.25 | 6.2 | 0.497 | Yes |  |  | CHAIN 3FT | CHAIN 3FT |  | CHAINADB.jpg | CHAINADB.jpg
CHAIN-AI | CHAIN 3FT | The chain accessory collection comprises 3 foot sections of additional chain that can be added to the chain included with each hanging fixture for extra-tall ceiling heights. Chain accessories come in 3 versions: standard, square, and heavy duty. | ACCESSORY | Chain Accessory |  | Aged Iron | AI | [7 empty] | 0 | No | [27 empty] | 9 | 18 | 27 | L:36'' | 0.48 |  | 36 | [42 empty] | 0 | 0 | 0 | 0 | 0 | 0 | 0 | 0 | 0 | 0 | 0 | 014817600926 | [7 empty] | 5 | 10014817600923 | [8 empty] | CHAIN 3FT | CHAIN 3FT |  | CHAINAI.jpg | CHAINAI.jpg
CHAIN-ANBZ | CHAIN 3FT ANBZ | The chain accessory collection comprises 3 foot sections of additional chain that can be added to the chain included with each hanging fixture for extra-tall ceiling heights. Chain accessories come in 3 versions: standard, square, and heavy duty. | ACCESSORY | Chain Accessory |  | Antique Bronze | ANBZ | [7 empty] | 0 | No | [27 empty] | 8 | 16 | 24 | L:36'' | 0.48 |  | 36 | [42 empty] | 0 | 0 | 0 | 0 | 0 | 0 | 0 | 0 | 0 | 0 | 0 | 014817603217 | 4 | 4 | 0.25 | 0.5 | 0.002 | 60 | Yes | 10 | 10014817603214 | 6.5 | 6.25 | 4.25 | 5.1 | 0.1 | Yes |  |  | CHAIN 3FT ANBZ |  |  | CHAINANBZ.jpg | CHAINANBZ.jpg
CHAIN-ANL | CHAIN 3FT | The chain accessory collection comprises 3 foot sections of additional chain that can be added to the chain included with each hanging fixture for extra-tall ceiling heights. Chain accessories come in 3 versions: standard, square, and heavy duty. | ACCESSORY | Chain Accessory |  | Antique Nickel | ANL | [7 empty] | 0 | No | [27 empty] | 9 | 18 | 27 | L:36'' | 0.48 |  | 36 | [42 empty] | 0 | 0 | 0 | 0 | 0 | 0 | 0 | 0 | 0 | 0 | 0 | 014817600933 | [7 empty] | 5 | 10014817600930 | [8 empty] | CHAIN 3FT | CHAIN 3FT |  | CHAINANL.jpg | CHAINANL.jpg
CHAIN-CO | CHAIN 3FT COPPER OXIDE | The chain accessory collection comprises 3 foot sections of additional chain that can be added to the chain included with each hanging fixture for extra-tall ceiling heights. Chain accessories come in 3 versions: standard, square, and heavy duty. | ACCESSORY | Chain Accessory |  | Copper Oxide | CO | [7 empty] | 0 | No | [27 empty] | 13.48 | 26.96 | 40.44 | L:36'' | 0.48 |  | 36 | [42 empty] | 0 | 0 | 0 | 0 | 0 | 0 | 0 | 0 | 0 | 0 | 0 | 014817581980 | 4.25 | 2.5 | 2.5 | 0.5 | 0.015 | 60 | Yes | 25 | 10014817581987 | 12 | 12 | 5 | 12.9 | 0.417 | Yes |  |  | CHAIN 3FT COPPER OXIDE | CHAIN 3FT COPPER OXIDE |  | CHAINCO.jpg | CHAINCO.jpg
CHAIN-DFB | HD CHAIN 3FT | The chain accessory collection comprises 3 foot sections of additional chain that can be added to the chain included with each hanging fixture for extra-tall ceiling heights. Chain accessories come in 3 versions: standard, square, and heavy duty. | ACCESSORY | Chain Accessory |  | Distressed Fence Board | DFB | [7 empty] | 0 | No | [27 empty] | 7.48 | 14.96 | 22.44 | L:36'' | 0.65 |  | 36 | [42 empty] | 0 | 0 | 0 | 0 | 0 | 0 | 0 | 0 | 0 | 0 | 0 | 014817591651 | 5.25 | 5 | 2.25 | 0.6 | 0.034 | 70 | Yes | 5 | 10014817591658 | 5.875 | 5.875 | 11.875 | 3.5 | 0.237 | Yes |  |  | HD CHAIN 3FT |  |  | CHAINDFB.jpg | CHAINDFB.jpg
CHAIN-HD-BBS | CHAIN HD 3FT | The chain accessory collection comprises 3 foot sections of additional chain that can be added to the chain included with each hanging fixture for extra-tall ceiling heights. Chain accessories come in 3 versions: standard, square, and heavy duty. | ACCESSORY | Chain Accessory |  | Burnished Brass | BBS | [7 empty] | 0 | No | [27 empty] | 10 | 20 | 30 | L:36'' | 0.48 |  | 36 | [42 empty] | 0 | 0 | 0 | 0 | 0 | 0 | 0 | 0 | 0 | 0 | 0 | 014817591804 | [7 empty] | 5 | 10014817591801 | [8 empty] | CHAIN HD 3FT | CHAIN HD 3FT |  | CHAINHDBBS.jpg | CHAINHDBBS.jpg
CHAIN-RE-BBS | CHAIN 3FT | The chain accessory collection comprises 3 foot sections of additional chain that can be added to the chain included with each hanging fixture for extra-tall ceiling heights. Chain accessories come in 3 versions: standard, square, and heavy duty. | ACCESSORY | Chain Accessory |  | Burnished Brass | BBS | [7 empty] | 0 | No | [27 empty] | 30 | 60 | 90 | L:36'' | 0.48 |  | 36 | [42 empty] | 0 | 0 | 0 | 0 | 0 | 0 | 0 | 0 | 0 | 0 | 0 | 014817600391 | [7 empty] | 10 | 10014817600398 | [8 empty] | CHAIN 3FT | CHAIN 3FT |  | CHAINREBBS.jpg | CHAINREBBS.jpg
CHAIN-RE-MBK | CHAIN 3FT | The chain accessory collection comprises 3 foot sections of additional chain that can be added to the chain included with each hanging fixture for extra-tall ceiling heights. Chain accessories come in 3 versions: standard, square, and heavy duty. | ACCESSORY | Chain Accessory |  | Midnight Black | MBK | [7 empty] | 0 | No | [27 empty] | 22 | 44 | 66 | L:36'' | 0.48 |  | 36 | [42 empty] | 0 | 0 | 0 | 0 | 0 | 0 | 0 | 0 | 0 | 0 | 0 | 014817600629 | 5.25 | 5 | 2 | 0.8 | 0.03 | 65 | Yes | 10 | 10014817600626 | 12 | 11.25 | 6.25 | 8.2 | 0.488 | Yes |  |  | CHAIN 3FT | CHAIN 3FT |  | CHAINREMBK.jpg | CHAINREMBK.jpg
CHAIN-RE-PN | CHAIN 3FT | The chain accessory collection comprises 3 foot sections of additional chain that can be added to the chain included with each hanging fixture for extra-tall ceiling heights. Chain accessories come in 3 versions: standard, square, and heavy duty. | ACCESSORY | Chain Accessory |  | Polished Nickel | PN | [7 empty] | 0 | No | [27 empty] | 27 | 54 | 81 | L:36'' | 0.48 |  | 36 | [42 empty] | 0 | 0 | 0 | 0 | 0 | 0 | 0 | 0 | 0 | 0 | 0 | 014817600636 | [7 empty] | 10 | 10014817600633 | [8 empty] | CHAIN 3FT | CHAIN 3FT |  | CHAINREPN.jpg | CHAINREPN.jpg
CHAIN-SBL | CHAIN 3FT SABLE |  | ACCESSORY |  |  | Sable | SBL | [7 empty] | 0 | No | [27 empty] | 6.48 | 12.96 | 19.44 | L:36'' | 0.48 |  | 36 | [42 empty] | 0 | 0 | 0 | 0 | 0 | 0 | 0 | 0 | 0 | 0 | 0 | 014817581942 | 5.5 | 5.25 | 2.5 | 0.6 | 0.042 | 85 | Yes | 5 | 10014817581949 | 12 | 6 | 6 | 3.1 | 0.25 | Yes |  |  | CHAIN 3FT SABLE | CHAIN 3FT SABLE |  | CHAINSBL.jpg | CHAINSBL.jpg
CHAIN-SQ-AF | SQUARE CHAIN 3FT AF |  | ACCESSORY | [11 empty] | 0 | No | [27 empty] | 7.98 | 15.96 | 23.94 | L:36'' | 0.51 |  | 36 | [42 empty] | 0 | 0 | 0 | 0 | 0 | 0 | 0 | 0 | 0 | 0 | 0 | 014817591965 | 5.125 | 2.625 | 5.875 | 0.8 | 0.046 | 70 | Yes | 5 | 10014817591962 | 13.625 | 5.375 | 5.75 | 4.2 | 0.244 | Yes |  |  | SQUARE CHAIN 3FT AF |  |  | CHAINSQAF.jpg | CHAINSQAF.jpg
CHAIN-SQ-AI | SQ CHAIN 3FT AGED IRON | The chain accessory collection comprises 3 foot sections of additional chain that can be added to the chain included with each hanging fixture for extra-tall ceiling heights. Chain accessories come in 3 versions: standard, square, and heavy duty. | ACCESSORY | Chain Accessory |  | Aged Iron | AI | [7 empty] | 0 | No | [27 empty] | 7.98 | 15.96 | 23.94 | L:36'' | 0.48 |  | 36 | [42 empty] | 0 | 0 | 0 | 0 | 0 | 0 | 0 | 0 | 0 | 0 | 0 | 014817590623 | 5.18 | 5.18 | 2.75 | 0.8 | 0.043 | 70 | Yes | 5 | 10014817590620 | 14 | 6 | 5.75 | 4.2 | 0.28 | Yes |  |  | SQ CHAIN 3FT AGED IRON |  |  | CHAINSQAI.jpg | CHAINSQAI.jpg
CHAIN-SQ-DSL | CHAIN 3FT | The chain accessory collection comprises 3 foot sections of additional chain that can be added to the chain included with each hanging fixture for extra-tall ceiling heights. Chain accessories come in 3 versions: standard, square, and heavy duty. | ACCESSORY | Chain Accessory |  | Distressed Silver Leaf | DSL | [7 empty] | 0 | No | [27 empty] | 10 | 20 | 30 | L:36'' | 0.48 |  | 36 | [42 empty] | 0 | 0 | 0 | 0 | 0 | 0 | 0 | 0 | 0 | 0 | 0 | 014817602609 | [7 empty] | 10 | 10014817602606 | [8 empty] | CHAIN 3FT | CHAIN 3FT |  | CHAINSQDSL.jpg | CHAINSQDSL.jpg
CHAIN-SQ-MBK | CHAIN 3FT | The chain accessory collection comprises 3 foot sections of additional chain that can be added to the chain included with each hanging fixture for extra-tall ceiling heights. Chain accessories come in 3 versions: standard, square, and heavy duty. | ACCESSORY | Chain Accessory |  | Midnight Black | MBK | [7 empty] | 0 | No | [27 empty] | 10 | 20 | 30 | L:36'' | 0.48 |  | 36 | [42 empty] | 0 | 0 | 0 | 0 | 0 | 0 | 0 | 0 | 0 | 0 | 0 | 014817601381 | [7 empty] | 10 | 10014817601388 | [8 empty] | CHAIN 3FT | CHAIN 3FT |  | CHAINSQMBK.jpg | CHAINSQMBK.jpg
CHAIN-SQ-PMW | CHAIN 3FT | The chain accessory collection comprises 3 foot sections of additional chain that can be added to the chain included with each hanging fixture for extra-tall ceiling heights. Chain accessories come in 3 versions: standard, square, and heavy duty. | ACCESSORY | Chain Accessory |  | Paper Mache White | PMW | [7 empty] | 0 | No | [27 empty] | 10 | 20 | 30 | L:36'' | 0.48 |  | 36 | [42 empty] | 0 | 0 | 0 | 0 | 0 | 0 | 0 | 0 | 0 | 0 | 0 | 014817601398 | [7 empty] | 10 | 10014817601395 | [8 empty] | CHAIN 3FT | CHAIN 3FT |  | CHAINSQPMW.jpg | CHAINSQPMW.jpg
CHAIN-WCT | CHAIN 3FT WEATHERED CHESTNUT |  | ACCESSORY | [11 empty] | 0 | No | [27 empty] | 4 | 8 | 12 | [46 empty] | 0 | 0 | 0 | 0 | 0 | 0 | 0 | 0 | 0 | 0 | 0 | 014817588132 | 7.75 | 5.25 | 0.75 | 0.6 | 0.018 | 60 | Yes | 25 | 10014817588139 | 10.125 | 10 | 8.25 | 14.5 | 0.483 | Yes |  |  | CHAIN 3FT WEATHERED CHESTNUT |  |  | CHAINWCT.jpg | CHAINWCT.jpg
CHAIN-WGR | CHAIN 3FT WASHED GREY |  | ACCESSORY |  |  | Washed Grey | WGR | [7 empty] | 0 | No | [27 empty] | 12.48 | 24.96 | 37.44 | L:36'' | 0.48 |  | 36 | [42 empty] | 0 | 0 | 0 | 0 | 0 | 0 | 0 | 0 | 0 | 0 | 0 | 014817581911 | 5.25 | 5.25 | 2.5 | 0.6 | 0.04 | 70 | Yes | 5 | 10014817581918 | 12 | 6 | 6 | 3.1 | 0.25 | Yes |  |  | CHAIN 3FT WASHED GREY | CHAIN 3FT WASHED GREY |  | CHAINWGR.jpg | CHAINWGR.jpg
CHAIN-WGV | CHAIN 3FT WEATHERED GALVANIZED | The chain accessory collection comprises 3 foot sections of additional chain that can be added to the chain included with each hanging fixture for extra-tall ceiling heights. Chain accessories come in 3 versions: standard, square, and heavy duty. | ACCESSORY | Chain Accessory |  | Weathered Galvanized | WGV | [7 empty] | 0 | No | [27 empty] | 6.48 | 12.96 | 19.44 | L:36'' | 0.48 |  | 36 | [42 empty] | 0 | 0 | 0 | 0 | 0 | 0 | 0 | 0 | 0 | 0 | 0 | 014817590616 | 5.25 | 5.5 | 2.5 | 0.6 | 0.042 | 85 | Yes | 5 | 10014817590613 | 12 | 6 | 6 | 3.1 | 0.25 | Yes |  |  | CHAIN 3FT WEATHERED GALVANIZED |  |  | CHAINWGV.jpg | CHAINWGV.jpg
CHAIN1-ADB | CHAIN 3FT | The chain accessory collection comprises 3 foot sections of additional chain that can be added to the chain included with each hanging fixture for extra-tall ceiling heights. Chain accessories come in 3 versions: standard, square, and heavy duty. | ACCESSORY | Chain Accessory |  | Antique Gild | ADB | [7 empty] | 0 | No | [27 empty] | 8 | 16 | 24 | L:36'' | 0.48 |  | 36 | [42 empty] | 0 | 0 | 0 | 0 | 0 | 0 | 0 | 0 | 0 | 0 | 0 | 014817602951 | [7 empty] | 10 | 10014817602958 | [8 empty] | CHAIN 3FT | CHAIN 3FT |  | CHAIN1ADB.jpg | CHAIN1ADB.jpg
CHAIN1-RWT | CHAIN 3FT | The chain accessory collection comprises 3 foot sections of additional chain that can be added to the chain included with each hanging fixture for extra-tall ceiling heights. Chain accessories come in 3 versions: standard, square, and heavy duty. | ACCESSORY | Chain Accessory |  | Rustic White | RWT | [7 empty] | 0 | No | [27 empty] | 8 | 16 | 24 | L:36'' | 0.48 |  | 36 | [42 empty] | 0 | 0 | 0 | 0 | 0 | 0 | 0 | 0 | 0 | 0 | 0 | 014817601466 | [7 empty] | 10 | 10014817601463 | [8 empty] | CHAIN 3FT | CHAIN 3FT |  | CHAIN1RWT.jpg | CHAIN1RWT.jpg
CHAIN1-SMS | CHAIN 3FT | The chain accessory collection comprises 3 foot sections of additional chain that can be added to the chain included with each hanging fixture for extra-tall ceiling heights. Chain accessories come in 3 versions: standard, square, and heavy duty. | ACCESSORY | Chain Accessory |  | Smith Steel | SMS | [7 empty] | 0 | No | [27 empty] | 8 | 16 | 24 | L:36'' | 0.48 |  | 36 | [42 empty] | 0 | 0 | 0 | 0 | 0 | 0 | 0 | 0 | 0 | 0 | 0 | 014817602968 | 5.25 | 5 | 2.75 | 0.9 | 0.042 | 70 | Yes | 10 | 10014817602965 | 13 | 11 | 6 | 9.3 | 0.497 | Yes |  |  | CHAIN 3FT | CHAIN 3FT |  | CHAIN1SMS.jpg | CHAIN1SMS.jpg
CHAIN1-WGV | CHAIN 3FT | The chain accessory collection comprises 3 foot sections of additional chain that can be added to the chain included with each hanging fixture for extra-tall ceiling heights. Chain accessories come in 3 versions: standard, square, and heavy duty. | ACCESSORY | Chain Accessory |  | Weathered Galvanized | WGV | [7 empty] | 0 | No | [27 empty] | 8 | 16 | 24 | L:36'' | 0.48 |  | 36 | [42 empty] | 0 | 0 | 0 | 0 | 0 | 0 | 0 | 0 | 0 | 0 | 0 | 014817602722 | [7 empty] | 10 | 10014817602729 | [8 empty] | CHAIN 3FT | CHAIN 3FT |  | CHAIN1WGV.jpg | CHAIN1WGV.jpg
CHAIN2-AI | CHAIN 3FT AGED IRON | The chain accessory collection comprises 3 foot sections of additional chain that can be added to the chain included with each hanging fixture for extra-tall ceiling heights. Chain accessories come in 3 versions: standard, square, and heavy duty. | ACCESSORY | Chain Accessory |  | Aged Iron | AI | [7 empty] | 0 | No | [27 empty] | 12 | 24 | 36 | L:36'' | 0.48 |  | 36 | [42 empty] | 0 | 0 | 0 | 0 | 0 | 0 | 0 | 0 | 0 | 0 | 0 | 014817600070 | 5 | 5.25 | 2 | 1 | 0.03 | 60 | Yes | 5 | 10014817600077 | 11.75 | 5.5 | 5.5 | 5.5 | 0.206 | Yes |  |  | CHAIN 3FT AGED IRON | CHAIN 3FT AGED IRON |  | CHAIN2AI.jpg | CHAIN2AI.jpg
CHAIN2-ANL | CHAIN 3FT ANTIQUE NICKEL | The chain accessory collection comprises 3 foot sections of additional chain that can be added to the chain included with each hanging fixture for extra-tall ceiling heights. Chain accessories come in 3 versions: standard, square, and heavy duty. | ACCESSORY | Chain Accessory |  | Antique Nickel | ANL | [7 empty] | 0 | No | [27 empty] | 20 | 40 | 60 | L:36'' | 0.48 |  | 36 | [42 empty] | 0 | 0 | 0 | 0 | 0 | 0 | 0 | 0 | 0 | 0 | 0 | 014817600094 | 5.25 | 5 | 2 | 1 | 0.03 | 60 | Yes | 5 | 10014817600091 | 11.75 | 5.5 | 5.5 | 5.5 | 0.206 | Yes |  |  | CHAIN 3FT ANTIQUE NICKEL | CHAIN 3FT ANTIQUE NICKEL |  | CHAIN2ANL.jpg | CHAIN2ANL.jpg
CHAIN2-BBS | CHAIN 3FT BURNISHED BRASS | The chain accessory collection comprises 3 foot sections of additional chain that can be added to the chain included with each hanging fixture for extra-tall ceiling heights. Chain accessories come in 3 versions: standard, square, and heavy duty. | ACCESSORY | Chain Accessory |  | Burnished Brass | BBS | [7 empty] | 0 | No | [27 empty] | 14 | 28 | 42 | L:36'' | 0.48 |  | 36 | [42 empty] | 0 | 0 | 0 | 0 | 0 | 0 | 0 | 0 | 0 | 0 | 0 | 014817600087 | 5.25 | 5 | 2 | 1 | 0.03 | 60 | Yes | 5 | 10014817600084 | 11.75 | 5.5 | 5.5 | 5.5 | 0.206 | Yes |  |  | CHAIN 3FT BURNISHED BRASS | CHAIN 3FT BURNISHED BRASS |  | CHAIN2BBS.jpg | CHAIN2BBS.jpg
CHAIN2-PN | CHAIN 3FT POLISHED NICKEL | The chain accessory collection comprises 3 foot sections of additional chain that can be added to the chain included with each hanging fixture for extra-tall ceiling heights. Chain accessories come in 3 versions: standard, square, and heavy duty. | ACCESSORY | Chain Accessory |  | Polished Nickel | PN | [7 empty] | 0 | No | [27 empty] | 13 | 26 | 39 | L:36'' | 0.48 |  | 36 | [42 empty] | 0 | 0 | 0 | 0 | 0 | 0 | 0 | 0 | 0 | 0 | 0 | 014817600063 | 5.25 | 5 | 2 | 1 | 0.03 | 60 | Yes | 5 | 10014817600060 | 11.75 | 5.5 | 5.5 | 5.5 | 0.206 | Yes |  |  | CHAIN 3FT POLISHED NICKEL | CHAIN 3FT POLISHED NICKEL |  | CHAIN2PN.jpg | CHAIN2PN.jpg
STEMKIT-100-AGB | Stem Kit Accessory - 1" Diameter - (3) 12", (1) 6" - Aged Brass | The stem kit accessory collection comprises kits of additional stems that can be used to increase the height of your stem hung pendants and chandeliers. Each kit comes with three 12 inch stems, and one 6 inch stem. Stem kits come in 3 diameters: 1/2", 5/8", and 1" diameter. | ACCESSORY | Stem Kit Accessory |  | Aged Brass | AGB | [7 empty] | 0 | No | [27 empty] | 38.48 | 76.96 | 115.44 | D:1'' H:42'' | 17.82 | 1 |  |  | 42 | [40 empty] | 0 | 0 | 0 | 0 | 0 | 0 | 0 | 0 | 0 | 0 | 0 | 014817572728 | 13 | 2.75 | 3 | 1.9 | 0.062 | 60 | Yes | 10 | 10014817572725 | 14 | 6 | 15 | 20.14 | 0.729 | Yes |  |  | STEM KIT 1IN. DIA. 3-12 1-6 |  |  | STEMKIT100AGB.jpg | STEMKIT100AGB.jpg
STEMKIT-12-AF | Stem Kit Accessory - 1/2" Diameter - (3) 12", (1) 6" - Antique Forged Iron | The stem kit accessory collection comprises kits of additional stems that can be used to increase the height of your stem hung pendants and chandeliers. Each kit comes with three 12 inch stems, and one 6 inch stem. Stem kits come in 3 diameters: 1/2", 5/8", and 1" diameter. | ACCESSORY | Stem Kit Accessory |  | Antique Forged Iron | AF | [7 empty] | 0 | No | [27 empty] | 9.98 | 19.96 | 29.94 | D:1/2'' H:42'' | 0.66 | 0.5 |  |  | 42 | [40 empty] | 0 | 0 | 0 | 0 | 0 | 0 | 0 | 0 | 0 | 0 | 0 | 014817572773 | 13.25 | 3.25 | 2.25 | 0.9 | 0.056 | 70 | Yes | 5 | 10014817572770 | 13.5 | 12 | 3.5 | 5 | 0.328 | Yes |  |  | STEM KIT 1/2 DIA. 3-12 1-6 |  |  | STEMKIT12AF.jpg | STEMKIT12AF.jpg
STEMKIT-12-BBS | Stem Kit Accessory - 1/2" Diameter - (3) 12", (1) 6" - Burnished Brass | The stem kit accessory collection comprises kits of additional stems that can be used to increase the height of your stem hung pendants and chandeliers. Each kit comes with three 12 inch stems, and one 6 inch stem. Stem kits come in 3 diameters: 1/2", 5/8", and 1" diameter. | ACCESSORY | Stem Kit Accessory |  | Burnished Brass | BBS | [7 empty] | 0 | No | [27 empty] | 21.48 | 42.96 | 64.44 | D:1/2'' H:42'' | 0.55 | 0.5 |  |  | 42 | [40 empty] | 0 | 0 | 0 | 0 | 0 | 0 | 0 | 0 | 0 | 0 | 0 | 014817572810 | 14 | 2.5 | 2.5 | 0.7 | 0.051 | 70 | Yes | 16 | 10014817572817 | 14.5 | 10.25 | 9.75 | 12.7 | 0.839 | Yes |  |  | STEM KIT 1/2 DIA. 3-12 1-6 |  |  | STEMKIT12BBS.jpg | STEMKIT12BBS.jpg
STEMKIT-12-BS | Stem Kit Accessory - 1/2" Diameter - (3) 12", (1) 6" - Brushed Steel | The stem kit accessory collection comprises kits of additional stems that can be used to increase the height of your stem hung pendants and chandeliers. Each kit comes with three 12 inch stems, and one 6 inch stem. Stem kits come in 3 diameters: 1/2", 5/8", and 1" diameter. | ACCESSORY | Stem Kit Accessory |  | Brushed Steel | BS | [7 empty] | 0 | No | [27 empty] | 14.48 | 28.96 | 43.44 | D:1/2'' H:42'' | 0.66 | 0.5 |  |  | 42 | [40 empty] | 0 | 0 | 0 | 0 | 0 | 0 | 0 | 0 | 0 | 0 | 0 | 014817572797 | 13.25 | 3.25 | 2.25 | 0.9 | 0.056 | 70 | Yes | 5 | 10014817572794 | 13.5 | 12 | 3.5 | 5 | 0.328 | Yes |  |  | STEM KIT 1/2 DIA. 3-12 1-6 |  |  | STEMKIT12BS.jpg | STEMKIT12BS.jpg
STEMKIT-12-CH | Stem Kit Accessory - 1/2" Diameter - (3) 12", (1) 6" - Chrome | The stem kit accessory collection comprises kits of additional stems that can be used to increase the height of your stem hung pendants and chandeliers. Each kit comes with three 12 inch stems, and one 6 inch stem. Stem kits come in 3 diameters: 1/2", 5/8", and 1" diameter. | ACCESSORY | Stem Kit Accessory |  | Chrome | CH | [7 empty] | 0 | No | [27 empty] | 14.48 | 28.96 | 43.44 | D:1/2'' H:42'' | 0.66 | 0.5 |  |  | 42 | [40 empty] | 0 | 0 | 0 | 0 | 0 | 0 | 0 | 0 | 0 | 0 | 0 | 014817572858 | 13.25 | 3.25 | 2.25 | 0.9 | 0.056 | 70 | Yes | 5 | 10014817572855 | 13.5 | 12 | 3.5 | 5 | 0.328 | Yes |  |  | STEM KIT 1/2 DIA. 3-12 1-6 |  |  | STEMKIT12CH.jpg | STEMKIT12CH.jpg
STEMKIT-12-DA | STEM KIT 1/2 DIA. 3-12 1-6 DA |  | ACCESSORY |  |  | Deep Abyss | DA | [7 empty] | 0 | No | [27 empty] | 12.98 | 25.96 | 38.94 | D:1/2'' H:42'' | 0.66 | 0.5 |  |  | 42 | [40 empty] | 0 | 0 | 0 | 0 | 0 | 0 | 0 | 0 | 0 | 0 | 0 | 014817581928 | 13.25 | 3.25 | 2.25 | 1.2 | 0.056 | 70 | Yes | 5 | 10014817581925 | 14 | 11.75 | 4 | 6.4 | 0.381 | Yes |  |  | STEM KIT 1/2 DIA. 3-12 1-6 DA | STEM KIT 1/2 DIA. 3-12 1-6 DA |  | STEMKIT12DA.jpg | STEMKIT12DA.jpg
STEMKIT-12-DAC | Stem Kit Accessory - 1/2" Diameter - (3) 12", (1) 6" - Dark Antique Copper | The stem kit accessory collection comprises kits of additional stems that can be used to increase the height of your stem hung pendants and chandeliers. Each kit comes with three 12 inch stems, and one 6 inch stem. Stem kits come in 3 diameters: 1/2", 5/8", and 1" diameter. | ACCESSORY | Stem Kit Accessory |  | Dark Aged Copper | DAC | [7 empty] | 0 | No | [27 empty] | 13.48 | 26.96 | 40.44 | D:1/2'' H:42'' | 9.24 | 0.5 |  |  | 42 | [40 empty] | 0 | 0 | 0 | 0 | 0 | 0 | 0 | 0 | 0 | 0 | 0 | 014817572896 | 13.25 | 2.25 | 2.25 | 1 | 0.039 | 65 | Yes | 10 | 10014817572893 | 14 | 12.25 | 5 | 10.6 | 0.496 | Yes |  |  | STEM KIT 1/2 DIA. 3-12 1-6 |  |  | STEMKIT12DAC.jpg | STEMKIT12DAC.jpg
STEMKIT-12-DWI | STEM KIT 1/2 DIA. 3-12 1-6 |  | ACCESSORY |  |  | Dark Weathered Iron | DWI | [7 empty] | 0 | No | [27 empty] | 12.48 | 24.96 | 37.44 | D:1/2'' H:42'' | 0.7 | 0.5 |  |  | 42 | [40 empty] | 0 | 0 | 0 | 0 | 0 | 0 | 0 | 0 | 0 | 0 | 0 | 014817594652 | 13.25 | 3.125 | 25.25 | 1 | 0.605 | 85 | Yes | 5 | 10014817594659 | 13.75 | 12.125 | 3.75 | 5.4 | 0.362 | Yes |  |  | STEM KIT 1/2 DIA. 3-12 1-6 |  |  | STEMKIT12DWI.jpg | STEMKIT12DWI.jpg
STEMKIT-12-DWZ | Stem Kit Accessory - 1/2" Diameter - (3) 12", (1) 6" - Dark Weathered Zinc | The stem kit accessory collection comprises kits of additional stems that can be used to increase the height of your stem hung pendants and chandeliers. Each kit comes with three 12 inch stems, and one 6 inch stem. Stem kits come in 3 diameters: 1/2", 5/8", and 1" diameter. | ACCESSORY | Stem Kit Accessory |  | Dark Weathered Zinc | DWZ | [7 empty] | 0 | No | [27 empty] | 12.98 | 25.96 | 38.94 | D:1/2'' H:42'' | 0.51 | 0.5 |  |  | 42 | [40 empty] | 0 | 0 | 0 | 0 | 0 | 0 | 0 | 0 | 0 | 0 | 0 | 014817572919 | 13.875 | 3 | 2.125 | 1 | 0.051 | 70 | Yes | 5 | 10014817572916 | 13.375 | 11.75 | 3.875 | 5.2 | 0.352 | Yes |  |  | STEM KIT 1/2 DIA. 3-12 1-6 |  |  | STEMKIT12DWZ.jpg | STEMKIT12DWZ.jpg
STEMKIT-12-GBZ | STEM KIT 1/2 DIA. 3-12 1-6 | The stem kit accessory collection comprises kits of additional stems that can be used to increase the height of your stem hung pendants and chandeliers. Each kit comes with three 12 inch stems, and one 6 inch stem. Stem kits come in 3 diameters: 1/2", 5/8", and 1" diameter. | ACCESSORY | Stem Kit Accessory |  | Grecian Bronze | GBZ | [7 empty] | 0 | No | [27 empty] | 12.48 | 24.96 | 37.44 | D:1/2'' H:42'' | 0.66 | 0.5 |  |  | 42 | [40 empty] | 0 | 0 | 0 | 0 | 0 | 0 | 0 | 0 | 0 | 0 | 0 | 014817591347 | 13.18 | 3.25 | 2.25 | 1 | 0.056 | 70 | Yes | 5 | 10014817591344 | 13.75 | 11.75 | 3.75 | 5.4 | 0.351 | Yes |  |  | STEM KIT 1/2 DIA. 3-12 1-6 |  |  | STEMKIT12GBZ.jpg | STEMKIT12GBZ.jpg
STEMKIT-12-GSB | Stem Kit Accessory - 1/2" Diameter - (3) 12", (1) 6" - Gilded Satin Brass | The stem kit accessory collection comprises kits of additional stems that can be used to increase the height of your stem hung pendants and chandeliers. Each kit comes with three 12 inch stems, and one 6 inch stem. Stem kits come in 3 diameters: 1/2", 5/8", and 1" diameter. | ACCESSORY | Stem Kit Accessory |  | Gilded Satin Brass | GSB | [7 empty] | 0 | No | [27 empty] | 14.98 | 29.96 | 44.94 | D:1/2'' H:42'' | 9.24 | 0.5 |  |  | 42 | [40 empty] | 0 | 0 | 0 | 0 | 0 | 0 | 0 | 0 | 0 | 0 | 0 | 014817572940 | 13.25 | 2.25 | 2.25 | 1 | 0.039 | 65 | Yes | 10 | 10014817572947 | 14 | 12.25 | 5 | 10.6 | 0.496 | Yes |  |  | STEM KIT 1/2 DIA. 3-12 1-6 |  |  | STEMKIT12GSB.jpg | STEMKIT12GSB.jpg
STEMKIT-12-HTBZ | STEM KIT 1/2 DIA. 3-12 1-6 |  | ACCESSORY |  |  | Heritage Bronze | HTBZ | [7 empty] | 0 | No | [27 empty] | 12.48 | 24.96 | 37.44 | D:1/2'' H:42'' | 0.66 | 0.5 |  |  | 42 | [40 empty] | 0 | 0 | 0 | 0 | 0 | 0 | 0 | 0 | 0 | 0 | 0 | 014817591231 | 13.18 | 3.25 | 2.25 | 1 | 0.056 | 70 | Yes | 5 | 10014817591238 | 14 | 11.75 | 3.58 | 5.3 | 0.341 | Yes |  |  | STEM KIT 1/2 DIA. 3-12 1-6 |  |  | STEMKIT12HTBZ.jpg | STEMKIT12HTBZ.jpg
STEMKIT-12-NWB | Stem Kit Accessory - 1/2" Diameter - (3) 12", (1) 6" - New World Bronze | The stem kit accessory collection comprises kits of additional stems that can be used to increase the height of your stem hung pendants and chandeliers. Each kit comes with three 12 inch stems, and one 6 inch stem. Stem kits come in 3 diameters: 1/2", 5/8", and 1" diameter. | ACCESSORY | Stem Kit Accessory |  | New World Bronze | NWB | [7 empty] | 0 | No | [27 empty] | 13.48 | 26.96 | 40.44 | D:1/2'' H:42'' | 0.66 | 0.5 |  |  | 42 | [40 empty] | 0 | 0 | 0 | 0 | 0 | 0 | 0 | 0 | 0 | 0 | 0 | 014817572964 | 13.25 | 3.25 | 2.25 | 0.9 | 0.056 | 70 | Yes | 5 | 10014817572961 | 14 | 11.75 | 4 | 5 | 0.381 | Yes |  |  | STEM KIT 1/2 DIA. 3-12 1-6 |  |  | STEMKIT12NWB.jpg | STEMKIT12NWB.jpg
STEMKIT-12-OCG | STEM KIT 1/2 DIA. 3-12 1-6 OCG |  | ACCESSORY |  |  | Oil Can Grey | OCG | [7 empty] | 0 | No | [27 empty] | 16.48 | 32.96 | 49.44 | D:1/2'' H:42'' | 0.66 | 0.5 |  |  | 42 | [40 empty] | 0 | 0 | 0 | 0 | 0 | 0 | 0 | 0 | 0 | 0 | 0 | 014817581935 | 13.25 | 3 | 2.25 | 1.2 | 0.052 | 65 | Yes | 5 | 10014817581932 | 13.75 | 11.75 | 3.5 | 6.3 | 0.327 | Yes |  |  | STEM KIT 1/2 DIA. 3-12 1-6 OCG | STEM KIT 1/2 DIA. 3-12 1-6 OCG |  | STEMKIT12OCG.jpg | STEMKIT12OCG.jpg
STEMKIT-12-ORB | Stem Kit Accessory - 1/2" Diameter - (3) 12", (1) 6" - Oil Rubbed Bronze | The stem kit accessory collection comprises kits of additional stems that can be used to increase the height of your stem hung pendants and chandeliers. Each kit comes with three 12 inch stems, and one 6 inch stem. Stem kits come in 3 diameters: 1/2", 5/8", and 1" diameter. | ACCESSORY | Stem Kit Accessory |  | Oil Rubbed Bronze | ORB | [7 empty] | 0 | No | [27 empty] | 12.48 | 24.96 | 37.44 | D:1/2'' H:42'' | 0.66 | 0.5 |  |  | 42 | [40 empty] | 0 | 0 | 0 | 0 | 0 | 0 | 0 | 0 | 0 | 0 | 0 | 014817572995 | 13.25 | 3.25 | 2.25 | 0.9 | 0.056 | 70 | Yes | 5 | 10014817572992 | 14 | 11.75 | 4 | 5 | 0.381 | Yes |  |  | STEM KIT 1/2 DIA. 3-12 1-6 |  |  | STEMKIT12ORB.jpg | STEMKIT12ORB.jpg
STEMKIT-12-PAGB | STEM KIT 1/2 DIA. 3-12 1-6 |  | ACCESSORY |  |  | Painted Aged Brass | PAGB | [7 empty] | 0 | No | [27 empty] | 12.48 | 24.96 | 37.44 | D:1/2'' H:42'' | 0.66 | 0.5 |  |  | 42 | [40 empty] | 0 | 0 | 0 | 0 | 0 | 0 | 0 | 0 | 0 | 0 | 0 | 014817591286 | 13.25 | 3.25 | 2.25 | 10 | 0.056 | 60 | Yes | 5 | 10014817591283 | 13.75 | 11.875 | 3.875 | 5.2 | 0.366 | Yes |  |  | STEM KIT 1/2 DIA. 3-12 1-6 |  |  | STEMKIT12PAGB.jpg | STEMKIT12PAGB.jpg
STEMKIT-12-PN | Stem Kit Accessory - 1/2" Diameter - (3) 12", (1) 6" - Polished Nickel | The stem kit accessory collection comprises kits of additional stems that can be used to increase the height of your stem hung pendants and chandeliers. Each kit comes with three 12 inch stems, and one 6 inch stem. Stem kits come in 3 diameters: 1/2", 5/8", and 1" diameter. | ACCESSORY | Stem Kit Accessory |  | Polished Nickel | PN | [7 empty] | 0 | No | [27 empty] | 19.98 | 39.96 | 59.94 | D:1/2'' H:42'' | 0.66 | 0.5 |  |  | 42 | [40 empty] | 0 | 0 | 0 | 0 | 0 | 0 | 0 | 0 | 0 | 0 | 0 | 014817573015 | 13.25 | 3.25 | 2.25 | 0.9 | 0.056 | 70 | Yes | 5 | 10014817573012 | 13.5 | 12 | 3.5 | 5 | 0.328 | Yes |  |  | STEM KIT 1/2 DIA. 3-12 1-6 |  |  | STEMKIT12PN.jpg | STEMKIT12PN.jpg
STEMKIT-12-SG | STEM KIT 1/2 DIA. 3-12 1-6 | The stem kit accessory collection comprises kits of additional stems that can be used to increase the height of your stem hung pendants and chandeliers. Each kit comes with three 12 inch stems, and one 6 inch stem. Stem kits come in 3 diameters: 1/2", 5/8", and 1" diameter. | ACCESSORY | Stem Kit Accessory |  | Sunset Gold | SG | [7 empty] | 0 | No | [27 empty] | 12.48 | 24.96 | 37.44 | D:1/2'' H:42'' | 0.7 | 0.5 |  |  | 42 | [40 empty] | 0 | 0 | 0 | 0 | 0 | 0 | 0 | 0 | 0 | 0 | 0 | 014817591248 | 13.25 | 3.18 | 2.25 | 1 | 0.055 | 70 | Yes | 5 | 10014817591245 | 14 | 11.75 | 3.75 | 5.3 | 0.357 | Yes |  |  | STEM KIT 1/2 DIA. 3-12 1-6 |  |  | STEMKIT12SG.jpg | STEMKIT12SG.jpg
STEMKIT-12-SGM | Stem Kit Accessory - 1/2" Diameter - (3) 12", (1) 6" - Slate Grey Metal | The stem kit accessory collection comprises kits of additional stems that can be used to increase the height of your stem hung pendants and chandeliers. Each kit comes with three 12 inch stems, and one 6 inch stem. Stem kits come in 3 diameters: 1/2", 5/8", and 1" diameter. | ACCESSORY | Stem Kit Accessory |  | Slate Grey Metal | SGM | [7 empty] | 0 | No | [27 empty] | 13.48 | 26.96 | 40.44 | D:1/2'' H:42'' | 0.66 | 0.5 |  |  | 42 | [40 empty] | 0 | 0 | 0 | 0 | 0 | 0 | 0 | 0 | 0 | 0 | 0 | 014817573060 | 13.25 | 3.25 | 2.25 | 0.9 | 0.056 | 70 | Yes | 5 | 10014817573067 | 14 | 11.75 | 4 | 5 | 0.381 | Yes |  |  | STEM KIT 1/2 DIA. 3-12 1-6 |  |  | STEMKIT12SGM.jpg | STEMKIT12SGM.jpg
STEMKIT-12-SMS | STEM KIT 1/2 DIA. 3-12 1-6 | The stem kit accessory collection comprises kits of additional stems that can be used to increase the height of your stem hung pendants and chandeliers. Each kit comes with three 12 inch stems, and one 6 inch stem. Stem kits come in 3 diameters: 1/2", 5/8", and 1" diameter. | ACCESSORY | Stem Kit Accessory |  | Smith Steel | SMS | [7 empty] | 0 | No | [27 empty] | 12.48 | 24.96 | 37.44 | D:1/2'' H:42'' | 0.66 | 0.5 |  |  | 42 | [40 empty] | 0 | 0 | 0 | 0 | 0 | 0 | 0 | 0 | 0 | 0 | 0 | 014817591361 | 13.375 | 3.125 | 2.25 | 1 | 0.054 | 70 | Yes | 5 | 10014817591368 | 13.75 | 12.125 | 3.75 | 5.3 | 0.362 | Yes |  |  | STEM KIT 1/2 DIA. 3-12 1-6 | STEM KIT 1/2 DIA. 3-12 1-6 |  | STEMKIT12SMS.jpg | STEMKIT12SMS.jpg
STEMKIT-12-SN | Stem Kit Accessory - 1/2" Diameter - (3) 12", (1) 6" - Satin Nickel | The stem kit accessory collection comprises kits of additional stems that can be used to increase the height of your stem hung pendants and chandeliers. Each kit comes with three 12 inch stems, and one 6 inch stem. Stem kits come in 3 diameters: 1/2", 5/8", and 1" diameter. | ACCESSORY | Stem Kit Accessory |  | Satin Nickel | SN | [7 empty] | 0 | No | [27 empty] | 14.98 | 29.96 | 44.94 | D:1/2'' H:42'' | 0.66 | 0.5 |  |  | 42 | [40 empty] | 0 | 0 | 0 | 0 | 0 | 0 | 0 | 0 | 0 | 0 | 0 | 014817573046 | 13.25 | 3.25 | 2.25 | 0.9 | 0.056 | 70 | Yes | 5 | 10014817573043 | 13.5 | 12 | 3.5 | 5 | 0.328 | Yes |  |  | STEM KIT 1/2 DIA. 3-12 1-6 |  |  | STEMKIT12SN.jpg | STEMKIT12SN.jpg
STEMKIT-12-TXB | STEM KIT 1/2 DIA. 3-12 1-6 |  | ACCESSORY |  |  | Textured Black | TXB | [7 empty] | 0 | No | [27 empty] | 12.48 | 24.96 | 37.44 | D:1/2'' H:42'' | 0.66 | 0.5 |  |  | 42 | [40 empty] | 0 | 0 | 0 | 0 | 0 | 0 | 0 | 0 | 0 | 0 | 0 | 014817591255 | 13.18 | 3.18 | 2.25 | 1 | 0.055 | 70 | Yes | 5 | 10014817591252 | 13.75 | 12 | 3.75 | 5.4 | 0.358 | Yes |  |  | STEM KIT 1/2 DIA. 3-12 1-6 |  |  | STEMKIT12TXB.jpg | STEMKIT12TXB.jpg
STEMKIT-12-WI | STEM KIT 1/2 DIA. 3-12 1-6 |  | ACCESSORY |  |  | Weathered Iron | WI | [7 empty] | 0 | No | [27 empty] | 12.48 | 24.96 | 37.44 | D:1/2'' H:42'' | 0.66 | 0.5 |  |  | 42 | [40 empty] | 0 | 0 | 0 | 0 | 0 | 0 | 0 | 0 | 0 | 0 | 0 | 014817591309 | 13.125 | 3.125 | 2.25 | 1 | 0.053 | 70 | Yes | 5 | 10014817591306 | 13.5 | 11.75 | 3.75 | 5.5 | 0.344 | Yes |  |  | STEM KIT 1/2 DIA. 3-12 1-6 |  |  | STEMKIT12WI.jpg | STEMKIT12WI.jpg
STEMKIT-58-AF | Stem Kit Accessory - 5/8" Diameter - (3) 12", (1) 6" - Antique Forged Iron | The stem kit accessory collection comprises kits of additional stems that can be used to increase the height of your stem hung pendants and chandeliers. Each kit comes with three 12 inch stems, and one 6 inch stem. Stem kits come in 3 diameters: 1/2", 5/8", and 1" diameter. | ACCESSORY | Stem Kit Accessory |  | Antique Forged Iron | AF | [7 empty] | 0 | No | [27 empty] | 12.48 | 24.96 | 37.44 | D:5/8'' H:42'' | 0.88 | 0.625 |  |  | 42 | [40 empty] | 0 | 0 | 0 | 0 | 0 | 0 | 0 | 0 | 0 | 0 | 0 | 014817572780 | 13.25 | 3.25 | 2.25 | 1.2 | 0.056 | 70 | Yes | 5 | 10014817572787 | 14.25 | 12 | 4 | 6.1 | 0.396 | Yes |  |  | STEM KIT 5/8 DIA. 3-12 1-6 |  |  | STEMKIT58AF.jpg | STEMKIT58AF.jpg
STEMKIT-58-AGB | Stem Kit Accessory - 5/8" Diameter - (3) 12", (1) 6" - Aged Brass | The stem kit accessory collection comprises kits of additional stems that can be used to increase the height of your stem hung pendants and chandeliers. Each kit comes with three 12 inch stems, and one 6 inch stem. Stem kits come in 3 diameters: 1/2", 5/8", and 1" diameter. | ACCESSORY | Stem Kit Accessory |  | Aged Brass | AGB | [7 empty] | 0 | No | [27 empty] | 19.48 | 38.96 | 58.44 | D:1'' H:42'' | 13.2 | 1 |  |  | 42 | [40 empty] | 0 | 0 | 0 | 0 | 0 | 0 | 0 | 0 | 0 | 0 | 0 | 014817572742 | 13.25 | 2.25 | 2 | 1.6 | 0.035 | 60 | Yes | 10 | 10014817572749 | 14 | 5 | 12 | 16.5 | 0.486 | Yes |  |  | STEM KIT 5/8 DIA. 3-12 1-6 |  |  | STEMKIT58AGB.jpg | STEMKIT58AGB.jpg
STEMKIT-58-BBS | Stem Kit Accessory - 5/8" Diameter - (3) 12", (1) 6" - Burnished Brass | The stem kit accessory collection comprises kits of additional stems that can be used to increase the height of your stem hung pendants and chandeliers. Each kit comes with three 12 inch stems, and one 6 inch stem. Stem kits come in 3 diameters: 1/2", 5/8", and 1" diameter. | ACCESSORY | Stem Kit Accessory |  | Burnished Brass | BBS | [7 empty] | 0 | No | [27 empty] | 28.98 | 57.96 | 86.94 | D:1/2'' H:42'' | 0.86 | 0.5 |  |  | 42 | [40 empty] | 0 | 0 | 0 | 0 | 0 | 0 | 0 | 0 | 0 | 0 | 0 | 014817572827 | 13.125 | 3 | 2 | 1.1 | 0.046 | 65 | Yes | 5 | 10014817572824 | 13.625 | 11.625 | 3.75 | 6.1 | 0.344 | Yes |  |  | STEM KIT 5/8 DIA. 3-12 1-6 |  |  | STEMKIT58BBS.jpg | STEMKIT58BBS.jpg
STEMKIT-58-BS | Stem Kit Accessory - 5/8" Diameter - (3) 12", (1) 6" - Brushed Steel | The stem kit accessory collection comprises kits of additional stems that can be used to increase the height of your stem hung pendants and chandeliers. Each kit comes with three 12 inch stems, and one 6 inch stem. Stem kits come in 3 diameters: 1/2", 5/8", and 1" diameter. | ACCESSORY | Stem Kit Accessory |  | Brushed Steel | BS | [7 empty] | 0 | No | [27 empty] | 14.48 | 28.96 | 43.44 | D:5/8'' H:42'' | 0.88 | 0.625 |  |  | 42 | [40 empty] | 0 | 0 | 0 | 0 | 0 | 0 | 0 | 0 | 0 | 0 | 0 | 014817572803 | 13.25 | 3.5 | 2.25 | 1.2 | 0.06 | 70 | Yes | 5 | 10014817572800 | 14.25 | 12 | 3.75 | 6.3 | 0.371 | Yes |  |  | STEM KIT 5/8 DIA. 3-12 1-6 |  |  | STEMKIT58BS.jpg | STEMKIT58BS.jpg
STEMKIT-58-CH | Stem Kit Accessory - 5/8" Diameter - (3) 12", (1) 6" - Chrome | The stem kit accessory collection comprises kits of additional stems that can be used to increase the height of your stem hung pendants and chandeliers. Each kit comes with three 12 inch stems, and one 6 inch stem. Stem kits come in 3 diameters: 1/2", 5/8", and 1" diameter. | ACCESSORY | Stem Kit Accessory |  | Chrome | CH | [7 empty] | 0 | No | [27 empty] | 14.48 | 28.96 | 43.44 | D:5/8'' H:42'' | 0.88 | 0.625 |  |  | 42 | [40 empty] | 0 | 0 | 0 | 0 | 0 | 0 | 0 | 0 | 0 | 0 | 0 | 014817572865 | 13.25 | 3.5 | 2.25 | 1.2 | 0.06 | 70 | Yes | 5 | 10014817572862 | 14.25 | 12 | 3.75 | 6.3 | 0.371 | Yes |  |  | STEM KIT 5/8 DIA. 3-12 1-6 |  |  | STEMKIT58CH.jpg | STEMKIT58CH.jpg
STEMKIT-58-DA | STEM KIT 5/8 DIA. 3-12 1-6 |  | ACCESSORY |  |  | Deep Abyss | DA | [7 empty] | 0 | No | [27 empty] | 16.48 | 32.96 | 49.44 | D:5/8'' H:42'' | 0.88 | 0.625 |  |  | 42 | [40 empty] | 0 | 0 | 0 | 0 | 0 | 0 | 0 | 0 | 0 | 0 | 0 | 014817591514 | 13.125 | 3 | 2.25 | 1.2 | 0.051 | 65 | Yes | 5 | 10014817591511 | 13.75 | 12.25 | 3.625 | 6.5 | 0.353 | Yes |  |  | STEM KIT 5/8 DIA. 3-12 1-6 |  |  | STEMKIT58DA.jpg | STEMKIT58DA.jpg
STEMKIT-58-DAC | Stem Kit Accessory - 5/8" Diameter - (3) 12", (1) 6" - Dark Antique Copper | The stem kit accessory collection comprises kits of additional stems that can be used to increase the height of your stem hung pendants and chandeliers. Each kit comes with three 12 inch stems, and one 6 inch stem. Stem kits come in 3 diameters: 1/2", 5/8", and 1" diameter. | ACCESSORY | Stem Kit Accessory |  | Dark Antique Copper / Antique Copper | DAC/AC | [7 empty] | 0 | No | [27 empty] | 19.98 | 39.96 | 59.94 | D:5/8'' H:42'' | 13.2 | 0.625 |  |  | 42 | [40 empty] | 0 | 0 | 0 | 0 | 0 | 0 | 0 | 0 | 0 | 0 | 0 | 014817572902 | 13.25 | 2.25 | 2 | 1.6 | 0.035 | 60 | Yes | 10 | 10014817572909 | 14 | 15 | 12 | 16.5 | 1.458 | Yes |  |  | STEM KIT 5/8 DIA. 3-12 1-6 |  |  | STEMKIT58DAC.jpg | STEMKIT58DAC.jpg
STEMKIT-58-GBZ | STEM KIT 5/8 DIA. 3-12 1-6 |  | ACCESSORY |  |  | Grecian Bronze | GBZ | [7 empty] | 0 | No | [27 empty] | 16.48 | 32.96 | 49.44 | D:5/8'' H:42'' | 0.88 | 0.625 |  |  | 42 | [40 empty] | 0 | 0 | 0 | 0 | 0 | 0 | 0 | 0 | 0 | 0 | 0 | 014817591477 | 13.875 | 3.25 | 2.25 | 1.2 | 0.059 | 70 | Yes | 5 | 10014817591474 | 13.625 | 12 | 3.625 | 6.5 | 0.343 | Yes |  |  | STEM KIT 5/8 DIA. 3-12 1-6 |  |  | STEMKIT58GBZ.jpg | STEMKIT58GBZ.jpg
STEMKIT-58-GSB | Stem Kit Accessory - 5/8" Diameter - (3) 12", (1) 6" - Gilded Satin Brass | The stem kit accessory collection comprises kits of additional stems that can be used to increase the height of your stem hung pendants and chandeliers. Each kit comes with three 12 inch stems, and one 6 inch stem. Stem kits come in 3 diameters: 1/2", 5/8", and 1" diameter. | ACCESSORY | Stem Kit Accessory |  | Gilded Satin Brass | GSB | [7 empty] | 0 | No | [27 empty] | 19.98 | 39.96 | 59.94 | D:5/8'' H:42'' | 13.2 | 0.625 |  |  | 42 | [40 empty] | 0 | 0 | 0 | 0 | 0 | 0 | 0 | 0 | 0 | 0 | 0 | 014817572957 | 13 | 2.25 | 2 | 1.6 | 0.034 | 60 | Yes | 10 | 10014817572954 | 13.75 | 5 | 12 | 16.4 | 0.477 | Yes |  |  | STEM KIT 5/8 DIA. 3-12 1-6 |  |  | STEMKIT58GSB.jpg | STEMKIT58GSB.jpg
STEMKIT-58-HTBZ | STEM KIT 5/8 DIA. 3-12 1-6 |  | ACCESSORY |  |  | Heritage Bronze | HTBZ | [7 empty] | 0 | No | [27 empty] | 16.48 | 32.96 | 49.44 | D:5/8'' H:42'' | 0.88 | 0.625 |  |  | 42 | [40 empty] | 0 | 0 | 0 | 0 | 0 | 0 | 0 | 0 | 0 | 0 | 0 | 014817591378 | 13.375 | 3.875 | 2.25 | 1.2 | 0.067 | 70 | Yes | 5 | 10014817591375 | 13.625 | 12 | 3.875 | 6.5 | 0.367 | Yes |  |  | STEM KIT 5/8 DIA. 3-12 1-6 |  |  | STEMKIT58HTBZ.jpg | STEMKIT58HTBZ.jpg
STEMKIT-58-NWB | Stem Kit Accessory - 5/8" Diameter - (3) 12", (1) 6" - New World Bronze | The stem kit accessory collection comprises kits of additional stems that can be used to increase the height of your stem hung pendants and chandeliers. Each kit comes with three 12 inch stems, and one 6 inch stem. Stem kits come in 3 diameters: 1/2", 5/8", and 1" diameter. | ACCESSORY | Stem Kit Accessory |  | New World Bronze | NWB | [7 empty] | 0 | No | [27 empty] | 13.48 | 26.96 | 40.44 | D:5/8'' H:42'' | 0.88 | 0.625 |  |  | 42 | [40 empty] | 0 | 0 | 0 | 0 | 0 | 0 | 0 | 0 | 0 | 0 | 0 | 014817572971 | 13.25 | 3.25 | 2.25 | 1.2 | 0.056 | 70 | Yes | 5 | 10014817572978 | 14.25 | 11.75 | 4 | 6.5 | 0.388 | Yes |  |  | STEM KIT 5/8 DIA. 3-12 1-6 |  |  | STEMKIT58NWB.jpg | STEMKIT58NWB.jpg
STEMKIT-58-ORB | Stem Kit Accessory - 5/8" Diameter - (3) 12", (1) 6" - Oil Rubbed Bronze | The stem kit accessory collection comprises kits of additional stems that can be used to increase the height of your stem hung pendants and chandeliers. Each kit comes with three 12 inch stems, and one 6 inch stem. Stem kits come in 3 diameters: 1/2", 5/8", and 1" diameter. | ACCESSORY | Stem Kit Accessory |  | Oil Rubbed Bronze | ORB | [7 empty] | 0 | No | [27 empty] | 14.98 | 29.96 | 44.94 | D:5/8'' H:42'' | 0.88 | 0.625 |  |  | 42 | [40 empty] | 0 | 0 | 0 | 0 | 0 | 0 | 0 | 0 | 0 | 0 | 0 | 014817573008 | 13.25 | 3.5 | 2.25 | 1.2 | 0.06 | 70 | Yes | 5 | 10014817573005 | 14.25 | 12 | 3.75 | 6.3 | 0.371 | Yes |  |  | STEM KIT 5/8 DIA. 3-12 1-6 |  |  | STEMKIT58ORB.jpg | STEMKIT58ORB.jpg
STEMKIT-58-PN | Stem Kit Accessory - 5/8" Diameter - (3) 12", (1) 6" - Polished Nickel | The stem kit accessory collection comprises kits of additional stems that can be used to increase the height of your stem hung pendants and chandeliers. Each kit comes with three 12 inch stems, and one 6 inch stem. Stem kits come in 3 diameters: 1/2", 5/8", and 1" diameter. | ACCESSORY | Stem Kit Accessory |  | Polished Nickel | PN | [7 empty] | 0 | No | [27 empty] | 27.98 | 55.96 | 83.94 | D:5/8'' H:42'' | 0.88 | 0.625 |  |  | 42 | [40 empty] | 0 | 0 | 0 | 0 | 0 | 0 | 0 | 0 | 0 | 0 | 0 | 014817573022 | 13.25 | 3.5 | 2.25 | 1.2 | 0.06 | 70 | Yes | 5 | 10014817573029 | 14.25 | 12 | 3.75 | 6.3 | 0.371 | Yes |  |  | STEM KIT 5/8 DIA. 3-12 1-6 |  |  | STEMKIT58PN.jpg | STEMKIT58PN.jpg
STEMKIT-58-SGM | Stem Kit Accessory - 5/8" Diameter - (3) 12", (1) 6" - Slate Grey Metal | The stem kit accessory collection comprises kits of additional stems that can be used to increase the height of your stem hung pendants and chandeliers. Each kit comes with three 12 inch stems, and one 6 inch stem. Stem kits come in 3 diameters: 1/2", 5/8", and 1" diameter. | ACCESSORY | Stem Kit Accessory |  | Slate Grey Metal | SGM | [7 empty] | 0 | No | [27 empty] | 13.48 | 26.96 | 40.44 | D:5/8'' H:42'' | 0.88 | 0.625 |  |  | 42 | [40 empty] | 0 | 0 | 0 | 0 | 0 | 0 | 0 | 0 | 0 | 0 | 0 | 014817573077 | 13.25 | 3.25 | 2.25 | 1.2 | 0.056 | 70 | Yes | 5 | 10014817573074 | 14.25 | 12 | 4 | 6.1 | 0.396 | Yes |  |  | STEM KIT 5/8 DIA. 3-12 1-6 |  |  | STEMKIT58SGM.jpg | STEMKIT58SGM.jpg
STEMKIT-58-SN | STEM KIT 5/8 DIA. 3-12 1-6 | The stem kit accessory collection comprises kits of additional stems that can be used to increase the height of your stem hung pendants and chandeliers. Each kit comes with three 12 inch stems, and one 6 inch stem. Stem kits come in 3 diameters: 1/2", 5/8", and 1" diameter. | ACCESSORY | Stem Kit Accessory | [10 empty] | 0 | No | [27 empty] | 14.98 | 29.96 | 44.94 | D:5/8'' H:42'' | 0.88 | 0.625 |  |  | 42 | [40 empty] | 0 | 0 | 0 | 0 | 0 | 0 | 0 | 0 | 0 | 0 | 0 | 014817573053 | 13.25 | 3.5 | 2.25 | 1.2 | 0.06 | 70 | Yes | 5 | 10014817573050 | 14.25 | 12 | 3.75 | 6.3 | 0.371 | Yes |  |  | STEM KIT 5/8 DIA. 3-12 1-6 |  |  | STEMKIT58SN.jpg | STEMKIT58SN.jpg
STEMKIT-58-TXB | STEM KIT 5/8 DIA. 3-12 1-6 |  | ACCESSORY |  |  | Textured Black | TXB | [7 empty] | 0 | No | [27 empty] | 16.48 | 32.96 | 49.44 | D:5/8'' H:42'' | 0.88 | 0.625 |  |  | 42 | [40 empty] | 0 | 0 | 0 | 0 | 0 | 0 | 0 | 0 | 0 | 0 | 0 | 014817591392 | 13.25 | 3.25 | 2.25 | 1.2 | 0.056 | 70 | Yes | 5 | 10014817591399 | 13.75 | 12.25 | 4 | 6.4 | 0.39 | Yes |  |  | STEM KIT 5/8 DIA. 3-12 1-6 |  |  | STEMKIT58TXB.jpg | STEMKIT58TXB.jpg
STEMKITA-12-IO | Stem Kit Accessory - 1/2" Diameter - (3) 12", (1) 6" - Iron Oxide | The stem kit accessory collection comprises kits of additional stems that can be used to increase the height of your stem hung pendants and chandeliers. Each kit comes with three 12 inch stems, and one 6 inch stem. Stem kits come in 3 diameters: 1/2", 5/8", and 1" diameter. | ACCESSORY | Stem Kit Accessory |  | Iron Oxide | IO | [7 empty] | 0 | No | [27 empty] | 13.48 | 26.96 | 40.44 | D:1/2'' H:42'' | 9.24 | 0.5 |  |  | 42 | [40 empty] | 0 | 0 | 0 | 0 | 0 | 0 | 0 | 0 | 0 | 0 | 0 | 014817574999 | 13.25 | 3.128 | 2.125 | 1 | 0.051 | 70 | Yes | 15 | 10014817574996 | 16 | 15.75 | 8 | 15.5 | 1.167 | Yes |  |  | STEM KIT 1/2 DIA. 3-12 1-6 |  |  | STEMKITA12IO.jpg | STEMKITA12IO.jpg
STEMKITB-12-BBS | STEM KITB 1/2 DIA. 4-12 1-6 | The stem kit accessory collection comprises kits of additional stems that can be used to increase the height of your stem hung pendants and chandeliers. Each kit comes with three 12 inch stems, and one 6 inch stem. Stem kits come in 3 diameters: 1/2", 5/8", and 1" diameter. | ACCESSORY | Stem Kit Accessory |  | Burnished Brass | BBS | [7 empty] | 0 | No | [27 empty] | 26.48 | 52.96 | 79.44 | D:1/2'' H:54'' | 0.7 | 0.5 |  |  | 54 | [40 empty] | 0 | 0 | 0 | 0 | 0 | 0 | 0 | 0 | 0 | 0 | 0 | 014817590654 | 13.25 | 3.25 | 2.25 | 1.2 | 0.056 | 70 | Yes | 5 | 10014817590651 | 15.625 | 12 | 4 | 6.4 | 0.434 | Yes |  |  | STEM KITB 1/2 DIA. 4-12 1-6 |  |  | STEMKITB12BBS.jpg | STEMKITB12BBS.jpg
STEMKITB-12-IO | Accessory Stem Kit - 1/2" Diameter - (4)12", (1)6" Iron Oxide | The stem kit accessory collection comprises kits of additional stems that can be used to increase the height of your stem hung pendants and chandeliers. Each kit comes with three 12 inch stems, and one 6 inch stem. Stem kits come in 3 diameters: 1/2", 5/8", and 1" diameter. | ACCESSORY | Stem Kit Accessory |  | Iron Oxide | IO | [7 empty] | 0 | No | [27 empty] | 13.48 | 26.96 | 40.44 | D:1/2'' H:54'' | 9.24 | 0.5 |  |  | 54 | [40 empty] | 0 | 0 | 0 | 0 | 0 | 0 | 0 | 0 | 0 | 0 | 0 | 014817575002 | 13 | 2 | 1 | 1.1 | 0.015 | 60 | Yes | 10 | 10014817575009 | 13 | 7.5 | 10.5 | 11.9 | 0.592 | Yes |  |  | STEM KITB 1/2 DIA. 4-12 1-6 |  |  | STEMKITB12IO.jpg | STEMKITB12IO.jpg
STEMKITB-12-MBK | STEM KITB 1/2 DIA. 4-12 1-6 | The stem kit accessory collection comprises kits of additional stems that can be used to increase the height of your stem hung pendants and chandeliers. Each kit comes with three 12 inch stems, and one 6 inch stem. Stem kits come in 3 diameters: 1/2", 5/8", and 1" diameter. | ACCESSORY | Stem Kit Accessory |  | Midnight Black | MBK | [7 empty] | 0 | No | [27 empty] | 21.48 | 42.96 | 64.44 | D:1/2'' H:54'' | 0.7 | 0.5 |  |  | 54 | [40 empty] | 0 | 0 | 0 | 0 | 0 | 0 | 0 | 0 | 0 | 0 | 0 | 014817590630 | 13 | 3.125 | 2.25 | 1.2 | 0.053 | 65 | Yes | 5 | 10014817590637 | 13.75 | 12 | 3.75 | 6.4 | 0.358 | Yes |  |  | STEM KITB 1/2 DIA. 4-12 1-6 |  |  | STEMKITB12MBK.jpg | STEMKITB12MBK.jpg
STEMKITB-12-MWT | STEM KITB 1/2 DIA. 4-12 1-6 | The stem kit accessory collection comprises kits of additional stems that can be used to increase the height of your stem hung pendants and chandeliers. Each kit comes with three 12 inch stems, and one 6 inch stem. Stem kits come in 3 diameters: 1/2", 5/8", and 1" diameter. | ACCESSORY | Stem Kit Accessory |  | Matte White | MWT | [7 empty] | 0 | No | [27 empty] | 15.98 | 31.96 | 47.94 | D:1/2'' H:54'' | 0.7 | 0.5 |  |  | 54 | [40 empty] | 0 | 0 | 0 | 0 | 0 | 0 | 0 | 0 | 0 | 0 | 0 | 014817590647 | 13.18 | 3.18 | 2 | 1.2 | 0.049 | 65 | Yes | 5 | 10014817590644 | 13.5 | 11.5 | 3.5 | 6.6 | 0.314 | Yes |  |  | STEM KITB 1/2 DIA. 4-12 1-6 |  |  | STEMKITB12MWT.jpg | STEMKITB12MWT.jpg
STEMKITB-12-PN | STEM KITB 1/2 DIA. 4-12 1-6 | The stem kit accessory collection comprises kits of additional stems that can be used to increase the height of your stem hung pendants and chandeliers. Each kit comes with three 12 inch stems, and one 6 inch stem. Stem kits come in 3 diameters: 1/2", 5/8", and 1" diameter. | ACCESSORY | Stem Kit Accessory |  | Polished Nickel | PN | [7 empty] | 0 | No | [27 empty] | 14.98 | 29.96 | 44.94 | D:1/2'' H:54'' | 0.7 | 0.5 |  |  | 54 | [40 empty] | 0 | 0 | 0 | 0 | 0 | 0 | 0 | 0 | 0 | 0 | 0 | 014817590661 | 13.125 | 3.25 | 2.125 | 1.2 | 0.052 | 65 | Yes | 5 | 10014817590668 | 13.5 | 11.625 | 3.75 | 6.5 | 0.341 | Yes |  |  | STEM KITB 1/2 DIA. 4-12 1-6 |  |  | STEMKITB12PN.jpg | STEMKITB12PN.jpg
[45 empty] | 0 | 0

## Sea Gull
Item Number | Name | Colection Description | Class | Collection | Category | Finish | finish Code | Material | Glass/ Shade | Glass / Shade Size | GlassTop / ShadeTop Size | Diffuser | Bulb # 1 | Bulb # 2 | Total Bulbs | Bulbs Included | Bulb Lumens | Bulb Temperature | Bulb CRI | Bulb Watts | Bulb Volts | Bulb Base | Bulb Type | Bulb Beam Spread | Bulb Dimming Range Min | Bulb Dimming Range Max | Bulb Light Source Name | Bulb Watts Consumed | Bulb Watts Rated | Bulb Rated Life | Bulb Spot Type | Efficacy | L70 | Color Binning | Bug Rating | Cord Color | Transformer Mount | Output Type | Housing Type | Wet Listing | Max Tilt | Max Rotation | Max Ceiling Slope | 2/1/2020 DN Pricing | UMAP | MSRP | Dimensions | Weight | Diameter | Length | Width | Height | Mounting Procedure | Height (Downlight) | Height Semi-flush | Height Overall | Adjustable Height | Extends | Style | Light Kit Incl | Compatible Light Kits | Remote Incl | # of Blades | Blade Pitch | Blade Finish 1 | Blade Finish 2 | Motor Size | Fan Diameter | Capacitor Value | CFM (High) | Watts (High) | CFM/Watt (High) | CFM (Med) | Watts (Med) | CFM/Watt (Med) | CFM (Low) | Watts (Low) | CFM/Watt (Low) | Max Blade to Ceiling Height | Min Blade to Ceiling Height | Motor Type | Remote Control Type | Canopy | Backplate | Post | Mounting Plate | Base | Wire/Cord Length | Wire/Cord Color | Chain Length | Switch | Connection | ADA | Mount Up/Down | Fluorescent | Energy Star | T-24 | Photocell | LED | LED Convertible | Pre-laced Chain | Adjustable Arms | Mount Wall/Ceiling | UPC | IP Length | IP Width | IP Height | IP Weight | IP Cube | IP Frt. Class | IP UPSable | Pack Quantity | MP UPC | MP Length | MP Width | MP Height | MP Weight | MP Cube | MP UPSable | UL Listing | cUL Listing | PCS Name | Catalog Name | Engineering Notes | Web Image Name | Line Art
11018 | 6" Remodel IC Airtight Housing | Sea Gull Lighting designs its recessed housings for ease of installation and to exacting standards of efficiency, quality and safety. Choose from 4", 5" and 6" models for remodel or new construction projects with a variety of recessed trims for various lighting effects. | RECESSED | Recessed Lighting | Recessed Lights | Not Applicable | [6 empty] | 1 Medium PAR30S 50w | 1 Medium PAR30 75w | 2 | No | [14 empty] | 0 | [12 empty] | 11.48 | 22.96 | 34.44 | D:7 3/16'' L:13 15/16'' H:8 7/16'' | 1 | 7.1875 | 13.9375 |  | 8.4375 | Other | [6 empty] | No |  | No | [30 empty] | 0 | 0 | 0 | 0 | 0 | 0 | 0 | 1 | 0 | 0 | 0 | 785652110184 | 21 | 7 | 8 | 1.5 | 0.681 | 175 | Yes | 6 | 10785652110181 | 21.5 | 20.5 | 9 | 11.5 | 2.296 | Yes | UL Damp | cUL Damp | 6IN REMODEL IC AIRTIGHT HSG | 6" Remodel IC Airtight Housing |  | 11018.jpg | 11018.jpg
11019 | 6" New Construction Shallow IC Airtight Housing | Sea Gull Lighting designs its recessed housings for ease of installation and to exacting standards of efficiency, quality and safety. Choose from 4", 5" and 6" models for remodel or new construction projects with a variety of recessed trims for various lighting effects. | RECESSED | Recessed Lighting | Recessed Lights | Not Applicable | [6 empty] | 1 Medium PAR30L 75w | 1 Medium BR30 65w | 2 | No | [14 empty] | 0 | [12 empty] | 11.48 | 22.96 | 34.44 | D:6 3/8'' L:13 1/2'' W:10 3/4'' H:6 1/8'' | 2 | 6.375 | 13.5 | 10.75 | 6.125 | Other | [6 empty] | No |  | No | [28 empty] | N/A |  | 0 | 0 | 0 | 0 | 0 | 0 | 0 | 1 | 0 | 0 | 0 | 785652110191 | 14 | 11 | 7 | 2.4 | 0.624 | 100 | Yes | 6 | 10785652110198 | 25 | 20 | 7.25 | 18.1 | 2.098 | Yes | UL Damp | cUL Damp | 6IN NEW CON NON-IC SHALLOW HSG | 6" New Construction Shallow IC Airtight Housing |  | 11019.jpg | 11019.jpg
11028QC | 6" New Construction IC Airtight Housing with "Quick Connects" | Sea Gull Lighting designs its recessed housings for ease of installation and to exacting standards of efficiency, quality and safety. Choose from 4", 5" and 6" models for remodel or new construction projects with a variety of recessed trims for various lighting effects. | RECESSED | Recessed Lighting | Recessed Lights | Not Applicable | [6 empty] | 1 Medium PAR30S 50w | 1 Medium PAR30 75w | 2 | No | [14 empty] | 0 | [12 empty] | 10.98 | 21.96 | 32.94 | D:6 3/8'' L:13 1/2'' W:10 3/4'' H:7 7/8'' | 2.2 | 6.375 | 13.5 | 10.75 | 7.875 | Other | [6 empty] | No |  | No | [28 empty] | N/A |  | 0 | 0 | 0 | 0 | 1 | 0 | 0 | 1 | 0 | 0 | 0 | 785652110290 | 14.3 | 9.3 | 8 | 2.26 | 0.616 | 125 | Yes | 6 | 10785652110297 | 25.25 | 18.5 | 8.75 | 15.686 | 2.365 | Yes | UL Damp | cUL Damp | 6IN NEW CON IC AIRTIGHT HSG QC | 6" New Construction IC Airtight Housing with "Quick Connects" |  | 11028QC.jpg | 11028QC.jpg
11033AT-15 | 6" Flat Glass Shower Trim |  | RECESSED | Recessed Trims | Recessed Lights | White | 15 |  |  |  |  | Satin White Glass |  |  | 0 | No | [14 empty] | 0 | [12 empty] | 16.48 | 32.96 | 49.44 | D:8'' H:4'' | 0.5 | 8 |  |  | 4 | Other | [6 empty] | No |  | No | [30 empty] | 0 | 0 | 0 | 0 | 0 | 0 | 0 | 0 | 0 | 0 | 0 | 785652011122 | 9 | 8.5 | 4.25 | 0.9 | 0.188 | 175 | Yes | 6 | 10785652011129 | 25.5 | 8.75 | 10 | 7.1 | 1.291 | Yes | C-UL-US Wet |  | 6IN FLAT GLASS SHOWER TRIM-15 | 6" Flat Glass Shower Trim |  | 11033AT-15.jpg | 1133.jpg
1105 | 4" New Construction Non-IC Recessed Housing | Sea Gull Lighting designs its recessed housings for ease of installation and to exacting standards of efficiency, quality and safety. Choose from 4", 5" and 6" models for remodel or new construction projects with a variety of recessed trims for various lighting effects. | RECESSED | Recessed Lighting | Recessed Lights | Not Applicable | [6 empty] | 1 Medium PAR20 35w | 1 Medium PAR20 35w | 2 | No | [14 empty] | 0 | [12 empty] | 10.25 | 20.5 | 30.75 | D:4 1/4'' L:13 1/2'' W:5 1/4'' H:5 5/8'' | 1.9 | 4.25 | 13.5 | 5.25 | 5.625 | Other | [6 empty] | No |  | No | [28 empty] | N/A |  | 0 | 0 | 0 | 0 | 0 | 0 | 0 | 1 | 0 | 0 | 0 | 785652110504 | 14.38 | 7.5 | 5.58 | 2.75 | 0.348 | 85 | Yes | 6 | 10785652110501 | 20.38 | 17.38 | 6.75 | 18.7 | 1.384 | Yes | UL Damp | cUL Damp | New Construction Recessed Housing | 4" New Construction Non-IC Recessed Housing |  | 1105.jpg | 1105.jpg
1109 | 6" New Construction IC Airtight Sloped Ceiling Recessed Housing | Sea Gull Lighting designs its recessed housings for ease of installation and to exacting standards of efficiency, quality and safety. Choose from 4", 5" and 6" models for remodel or new construction projects with a variety of recessed trims for various lighting effects. | RECESSED | Recessed Lighting | Recessed Lights | Not Applicable | [6 empty] | 1 Medium PAR38 75w | 1 Medium PAR38 75w | 2 | No | [14 empty] | 0 | [12 empty] | 24.98 | 49.96 | 74.94 | D:6 3/8'' L:14 1/8'' W:13 1/2'' H:7 3/8'' | 2 | 6.375 | 14.125 | 13.5 | 7.375 | Other | [6 empty] | No |  | No | [28 empty] | N/A |  | 0 | 0 | 0 | 0 | 0 | 0 | 0 | 1 | 0 | 0 | 0 | 785652110900 | 15 | 15 | 8 | 2.7 | 1.042 | 175 | Yes | 6 | 10785652110907 | 30 | 26 | 9 | 19.8 | 4.063 | Yes | UL Damp | cUL Damp | 6IN NEW CON SLOPED CLNG HSG | 6" New Construction IC Airtight Sloped Ceiling Recessed Housing |  | 1109.jpg | 1109.jpg
1115 | 4" Remodel Non-IC Recessed Housing | Sea Gull Lighting designs its recessed housings for ease of installation and to exacting standards of efficiency, quality and safety. Choose from 4", 5" and 6" models for remodel or new construction projects with a variety of recessed trims for various lighting effects. | RECESSED | Recessed Lighting | Recessed Lights | Not Applicable | [6 empty] | 1 Medium PAR20 35w | 1 Medium PAR20 35w | 2 | No | [14 empty] | 0 | [12 empty] | 13.98 | 27.96 | 41.94 | D:4 1/16'' L:12'' H:5 5/8'' | 1 | 4.0625 | 12 |  | 5.625 | Other | [6 empty] | No |  | No | [28 empty] | N/A |  | 0 | 0 | 0 | 0 | 0 | 0 | 0 | 1 | 0 | 0 | 0 | 785652111501 | 16 | 5 | 6.5 | 1.4 | 0.301 | 85 | Yes | 6 | 10785652111508 | 17 | 14 | 7 | 11.8 | 0.964 | Yes | UL Damp | cUL Damp | 4IN REMODEL NON-IC HSG | 4" Remodel Non-IC Recessed Housing |  | 1115.jpg | 1115.jpg
1121-14 | 6" Sloped Trim |  | RECESSED | Recessed Trims | Recessed Lights | White Trim / Baffle | 14 | [7 empty] | 0 | No | [14 empty] | 0 | [12 empty] | 17.48 | 34.96 | 52.44 | D:7 13/16'' H:4 3/4'' | 0.2 | 7.8125 |  |  | 4.75 | [7 empty] | No |  | No | [28 empty] | N/A |  | 0 | 0 | 0 | 0 | 0 | 0 | 0 | 0 | 0 | 0 | 0 | 785652112140 | 8 | 8 | 5.5 | 0.4 | 0.204 | 250 | Yes | 12 | 10785652112147 | 22 | 17 | 11 | 7.4 | 2.381 | Yes | C-UL-US Damp |  | 6IN BAFFLE SLOPED TRIM-14 | 6" Sloped Trim |  | 1121-14.jpg | 1121.jpg
1126-14 | 6" Steel Baffle Trim |  | RECESSED | Recessed Trims | Recessed Lights | White Trim / Baffle | 14 | [7 empty] | 0 | No | [14 empty] | 0 | [12 empty] | 4.48 | 8.96 | 13.44 | D:7 3/8'' H:2 7/8'' | 0.2 | 7.375 |  |  | 2.875 | Other | [6 empty] | No |  | No | [28 empty] | N/A |  | 0 | 0 | 0 | 0 | 0 | 0 | 0 | 0 | 0 | 0 | 0 | 785652112645 | 3 | 8.18 | 8 | 0.4 | 0.114 | 100 | Yes | 12 | 10785652112642 | 14.25 | 8.75 | 9 | 5.55 | 0.649 | Yes | UL Damp | cUL Damp | 6IN BAFFLE TRIM-14 | 6" Steel Baffle Trim |  | 1126-14.jpg | 1126.jpg
1128 | 6" New Construction IC Airtight Housing | Sea Gull Lighting designs its recessed housings for ease of installation and to exacting standards of efficiency, quality and safety. Choose from 4", 5" and 6" models for remodel or new construction projects with a variety of recessed trims for various lighting effects. | RECESSED | Recessed Lighting | Recessed Lights | Not Applicable | [6 empty] | 1 Medium PAR30L 75w | 1 Medium PAR30L 75w | 2 | No | [14 empty] | 0 | [12 empty] | 9.95 | 19.9 | 29.85 | D:6 3/8'' L:13 1/2'' W:10 3/4'' H:7 7/8'' | 2.9 | 6.375 | 13.5 | 10.75 | 7.875 | Other | [6 empty] | No |  | No | [28 empty] | N/A |  | 0 | 0 | 0 | 0 | 0 | 0 | 0 | 1 | 0 | 0 | 0 | 785652112805 | 14.3 | 9.3 | 8 | 3.15 | 0.616 | 100 | Yes | 6 | 10785652112802 | 25.6 | 19.2 | 8.7 | 22 | 2.475 | Yes | UL Damp | cUL Damp | 6IN NEW CON IC AIRTIGHT HSG | 6" New Construction IC Airtight Housing |  | 1128.jpg | 1128.jpg
1128QC | 6" New Construction IC Recessed Housing with "Quick Connects" | Sea Gull Lighting designs its recessed housings for ease of installation and to exacting standards of efficiency, quality and safety. Choose from 4", 5" and 6" models for remodel or new construction projects with a variety of recessed trims for various lighting effects. | RECESSED | Recessed Lighting | Recessed Lights | Not Applicable | [6 empty] | 1 Medium PAR30L 75w | 1 Medium BR30 65w | 2 | No | [14 empty] | 0 | [12 empty] | 9.95 | 19.9 | 29.85 | D:6 3/8'' L:13 1/2'' W:10 3/4'' H:7 7/8'' | 2.3 | 6.375 | 13.5 | 10.75 | 7.875 | Other | [6 empty] | No |  | No | [28 empty] | N/A |  | 0 | 0 | 0 | 0 | 1 | 0 | 0 | 1 | 0 | 0 | 0 | 785652011283 | 14.75 | 10.75 | 8 | 2.55 | 0.734 | 100 | Yes | 6 | 10785652011280 | 22.25 | 20 | 8.75 | 18.15 | 2.253 | Yes | UL Damp | cUL Damp | 6" New Construction IC Recessed Housing with "Quick Connects" | 6" New Construction IC Recessed Housing with "Quick Connects" |  | 1128QC.jpg | 1128QC.jpg
1133AT-15 | 6" Flat Glass Shower Trim |  | RECESSED | Recessed Trims | Recessed Lights | White | 15 |  |  |  |  | White Glass |  |  | 0 | No | [14 empty] | 0 | [12 empty] | 9.98 | 19.96 | 29.94 | D:8'' H:1 1/4'' |  | 8 |  |  | 1.25 | Other | [6 empty] | No |  | No | [30 empty] | 0 | 0 | 0 | 0 | 1 | 0 | 0 | 0 | 0 | 0 | 0 | 785652113352 | 8.5 | 8 | 1.5 | 0.8 | 0.059 | 85 | Yes | 12 | 10785652113359 | 21 | 9 | 9.25 | 9.6 | 1.012 | Yes | C-UL-US Wet |  | 6IN FLAT GLASS SHOWER TRIM-15 | 6" Flat Glass Shower Trim |  | 1133AT-15.jpg | 1133AT.jpg
1136AT-15 | 6" Eyeball Trim |  | RECESSED | Recessed Trims | Recessed Lights | White | 15 | Steel | [6 empty] | 0 | No | [14 empty] | 0 | [12 empty] | 9.25 | 18.5 | 27.75 | D:8'' H:4'' |  | 8 |  |  | 4 | Other | [6 empty] | No |  | No | [28 empty] | N/A |  | 0 | 0 | 0 | 0 | 1 | 0 | 0 | 0 | 0 | 0 | 0 | 785652113611 | 8 | 8 | 4 | 1.15 | 0.148 | 125 | Yes | 12 | 10785652113618 | 22.5 | 16 | 10 | 16.4 | 2.083 | Yes | UL Damp | cUL Damp | Incandescent Eyeball Recessed Trim | 6" Eyeball Trim |  | 1136AT-15.jpg | 1136AT.jpg
1151AT-14 | 6" Baffle Trim |  | RECESSED | Recessed Trims | Recessed Lights | White Trim / Baffle | 14 | [7 empty] | 0 | No | [14 empty] | 0 | [12 empty] | 6.98 | 13.96 | 20.94 | D:7 5/16'' H:5 3/8'' |  | 7.3125 |  |  | 5.375 | Other | [6 empty] | No |  | No | [28 empty] | N/A |  | 0 | 0 | 0 | 0 | 1 | 0 | 0 | 0 | 0 | 0 | 0 | 785652115141 | 7.75 | 7.75 | 5.375 | 0.53 | 0.187 | 125 | Yes | 6 | 10785652115148 | 8.125 | 8.125 | 12 | 3.2 | 0.458 | Yes | ETL Damp | cETL Damp | 6IN DEEP BAFFLE TRIM-14 | 6" Baffle Trim |  | 1151AT-14.jpg | 1151AT.jpg
1152AT-15 | 4" Frosted Glass Shower Trim |  | RECESSED | Recessed Trims | Recessed Lights | White | 15 | [7 empty] | 0 | No | [14 empty] | 0 | [12 empty] | 8.98 | 17.96 | 26.94 | D:4 7/8'' H:2 7/8'' |  | 4.875 |  |  | 2.875 | Other | [6 empty] | No |  | No | [28 empty] | N/A |  | 0 | 0 | 0 | 0 | 0 | 0 | 0 | 0 | 0 | 0 | 0 | 785652115219 | 5 | 5 | 3 | 0.55 | 0.043 | 85 | Yes | 6 | 10785652115216 | 10.5 | 10 | 6 | 3.9 | 0.365 | Yes | C-UL-US Wet |  | 4IN FLAT GLASS SHOWER TRIM-15 | 4" Frosted Glass Shower Trim |  | 1152AT-15.jpg | 1152AT.jpg
1153AT-15 | 4" Fresnal Glass Shower Trim |  | RECESSED | Recessed Trims | Recessed Lights | White | 15 | [7 empty] | 0 | No | [14 empty] | 0 | [12 empty] | 8.98 | 17.96 | 26.94 | D:4 7/8'' H:2 7/8'' |  | 4.875 |  |  | 2.875 | Other | [6 empty] | No |  | No | [28 empty] | N/A |  | 0 | 0 | 0 | 0 | 0 | 0 | 0 | 0 | 0 | 0 | 0 | 785652115318 | 5 | 5 | 3 | 0.65 | 0.043 | 70 | Yes | 6 | 10785652115315 | 10.5 | 10 | 6 | 4.5 | 0.365 | Yes | C-UL-US Wet |  | 4IN GLASS SHOWER TRIM-15 | 4" Fresnal Glass Shower Trim |  | 1153AT-15.jpg | 1153AT.jpg
1154AT-14 | 6" Open Cone Shower Trim |  | RECESSED | Recessed Trims | Recessed Lights | White Trim / Baffle | 14 | [7 empty] | 0 | No | [14 empty] | 0 | [12 empty] | 8.98 | 17.96 | 26.94 | D:7 5/16'' H:5 3/8'' |  | 7.3125 |  |  | 5.375 | Other | [6 empty] | No |  | No | [28 empty] | N/A |  | 0 | 0 | 0 | 0 | 1 | 0 | 0 | 0 | 0 | 0 | 0 | 785652115127 | 7.75 | 7.75 | 5.6 | 0.45 | 0.195 | 125 | Yes | 12 | 10785652115124 | 19 | 8.75 | 8.75 | 6.6 | 0.842 | Yes | UL Wet | cUL Wet | 6IN BAFFLE SHOWER TRIM-14 | 6" Open Cone Shower Trim |  | 1154AT-14.jpg | 1156.jpg
1155AT-15 | 6" Fresnal Glass Shower Trim |  | RECESSED | Recessed Trims | Recessed Lights | White | 15 | [7 empty] | 0 | No | [14 empty] | 0 | [12 empty] | 8.98 | 17.96 | 26.94 | D:8'' H:1 1/2'' |  | 8 |  |  | 1.5 | Other | [6 empty] | No |  | No | [28 empty] | N/A |  | 0 | 0 | 0 | 0 | 1 | 0 | 0 | 0 | 0 | 0 | 0 | 785652115554 | 8 | 8 | 1.5 | 0.65 | 0.056 | 93 | Yes | 12 | 10785652115551 | 20.75 | 9 | 9.5 | 9.3 | 1.027 | Yes | UL Wet | cUL Wet | 6IN GLASS SHOWER TRIM-15 | 6" Fresnal Glass Shower Trim |  | 1155AT-15.jpg | 1155AT.jpg
1156AT-14 | 4" Baffle Trim |  | RECESSED | Recessed Trims | Recessed Lights | White Trim / Baffle | 14 | [7 empty] | 0 | No | [14 empty] | 0 | [12 empty] | 6.98 | 13.96 | 20.94 | D:4 7/8'' H:1 7/8'' |  | 4.875 |  |  | 1.875 | Other | [6 empty] | No |  | No | [28 empty] | N/A |  | 0 | 0 | 0 | 0 | 1 | 0 | 0 | 0 | 0 | 0 | 0 | 785652115615 | 5.25 | 5.25 | 2.75 | 0.4 | 0.044 | 100 | Yes | 12 | 10785652115612 | 11 | 10.75 | 9 | 5.8 | 0.616 | Yes | UL Damp | cUL Damp | 4IN BAFFLE TRIM-14 | 4" Baffle Trim |  | 1156AT-14.jpg | 1156AT.jpg
1157AT-14 | 6" Deep Cone Baffle Trim |  | RECESSED | Recessed Trims | Recessed Lights | White Trim / Baffle | 14 | [7 empty] | 0 | No | [14 empty] | 0 | [12 empty] | 6.15 | 12.3 | 18.45 | D:7 3/8'' H:5 3/8'' |  | 7.375 |  |  | 5.375 | Other | [6 empty] | No |  | No | [28 empty] | N/A |  | 0 | 0 | 0 | 0 | 1 | 0 | 0 | 0 | 0 | 0 | 0 | 785652115714 | 7.75 | 7.75 | 5.5 | 0.4 | 0.191 | 125 | Yes | 6 | 10785652115711 | 8 | 8.375 | 11.875 | 3 | 0.46 | Yes | C-UL-US Damp |  | Fluorescent Recessed White Step Baffle with Trim in White Finish. | 6" Deep Cone Baffle Trim |  | 1157AT-14.jpg | 1157AT.jpg
1158AT-14 | 6" Deep Cone Baffle Trim |  | RECESSED | Recessed Trims | Recessed Lights | White Trim / Baffle | 14 | [7 empty] | 0 | No | [14 empty] | 0 | [12 empty] | 7.98 | 15.96 | 23.94 | D:7 1/4'' H:3 7/8'' |  | 7.25 |  |  | 3.875 | Other | [6 empty] | No |  | No | [28 empty] | N/A |  | 0 | 0 | 0 | 0 | 1 | 0 | 0 | 0 | 0 | 0 | 0 | 785652115813 | 8.18 | 7.78 | 5 | 0.5 | 0.184 | 125 | Yes | 6 | 10785652115810 | 10.5 | 9 | 9 | 3.6 | 0.492 | Yes | UL Damp | cUL Damp | 6IN SHALLOW BAFFLE TRIM-14 | 6" Deep Cone Baffle Trim |  | 1158AT-14.jpg | 1129.jpg
1162AT-14 | 4" Multiplier Trim |  | RECESSED | Recessed Trims | Recessed Lights | White Trim / Baffle | 14 | [7 empty] | 0 | No | [14 empty] | 0 | [12 empty] | 6.98 | 13.96 | 20.94 | D:4 7/8'' H:2 7/8'' |  | 4.875 |  |  | 2.875 | Other | [6 empty] | No |  | No | [28 empty] | N/A |  | 0 | 0 | 0 | 0 | 1 | 0 | 0 | 0 | 0 | 0 | 0 | 785652116247 | 5 | 5 | 3 | 0.5 | 0.043 | 93 | Yes | 12 | 10785652116244 | 19.25 | 10.75 | 5.78 | 6.5 | 0.692 | Yes | C-UL-US Damp |  | 4IN MULTIPLIER TRIM-14 | 4" Multiplier Trim |  | 1162AT-14.jpg | 1162AT.jpg
1166AT-15 | 4" Eyeball Trim |  | RECESSED | Recessed Trims | Recessed Lights | White | 15 | [7 empty] | 0 | No | [14 empty] | 0 | [12 empty] | 7.98 | 15.96 | 23.94 | D:5'' H:1 7/8'' |  | 5 |  |  | 1.875 | Other | [6 empty] | No |  | No | [28 empty] | N/A |  | 0 | 0 | 0 | 0 | 1 | 0 | 0 | 0 | 0 | 0 | 0 | 785652661501 | 5.25 | 5.25 | 3.5 | 0.69 | 0.056 | 85 | Yes | 12 | 10785652661508 | 19.25 | 11 | 6 | 8.3 | 0.735 | Yes | C-UL-US Damp |  | 4IN EYEBALL TRIM-15 | 4" Eyeball Trim |  | 1166AT-15.jpg | 1166.jpg
1179 | 4" New Construction IC Airtight Recessed Housing | Sea Gull Lighting designs its recessed housings for ease of installation and to exacting standards of efficiency, quality and safety. Choose from 4", 5" and 6" models for remodel or new construction projects with a variety of recessed trims for various lighting effects. | RECESSED | Recessed Lighting | Recessed Lights | Not Applicable | [6 empty] | 1 Medium PAR20 35w | 1 Medium PAR20 35w | 2 | No | [14 empty] | 0 | [12 empty] | 24.98 | 49.96 | 74.94 | D:4 5/16'' L:13 7/16'' W:8 1/4'' H:5 13/16'' | 1.5 | 4.3125 | 13.4375 | 8.25 | 5.8125 | Other | [6 empty] | No |  | No | [28 empty] | N/A |  | 0 | 0 | 0 | 0 | 0 | 0 | 0 | 1 | 0 | 0 | 0 | 785652117909 | 8.5 | 6 | 5.38 | 1.71 | 0.159 | 93 | Yes | 6 | 10785652117906 | 22 | 17.75 | 7 | 16.32 | 1.582 | Yes | UL Damp | cUL Damp | 4 inch Line Voltage New Construction Airtight IC Rated Recessed Housing | 4" New Construction IC Airtight Recessed Housing |  | 1179.jpg | 1179.jpg
14300S-15 | 6in Traverse Unlimited Round 3000K 90CRI White | The new Traverse Unlimited LED Downlight from Sea Gull Lighting boasts the easiest fixture installation on the market. It offers outstanding energy efficiency with 750 lumens of light output generated, while consuming only 14 watts of energy. With no need for junction boxes, recessed cans or trims, the cleverly self-contained recessed downlight saves time and money since it takes just a quick 6 minutes to install each recessed downlight. It also makes ordering, stocking and tracking the downlights on the job site simple, whether used for new construction or remodel purposes, because separate housings, light sources and trims don’t need to be ordered. | RECESSED | Traverse LED Unlimited | Recessed Lights | White | 15 | [7 empty] | 1 | No | 1000 | 3000 | 90 | 14 | 120 | 19 - Integrated | MODS - Modules |  | 10 | 100 | LED | 14 | 14 | 50000 | 0 | [12 empty] | 17.95 | 35.9 | 53.85 | D:7'' H:4 7/8'' |  | 7 |  |  | 4.875 | Other | [6 empty] | No |  | No | [25 empty] | 6.5 | Black/White |  |  | Hardwired | 0 | 0 | 0 | 1 | 1 | 0 | 1 | 0 | 0 | 0 | 0 | 785652028151 | 7.25 | 7.25 | 6 | 0.9 | 0.183 | 175 | Yes | 12 | 10785652028158 | 22 | 15 | 12.25 | 12.7 | 2.339 | Yes | ETL Wet |  | TRAVERSE UNLIMITED RD 3K-15 | 6in Traverse Unlimited Round 3000K 90CRI White |  | 14300S-15.jpg | 14300S.jpg
14300S-171 | 6in Traverse Unlimited Round 3000K 90CRI Painted Antique Bronze | The new Traverse Unlimited LED Downlight from Sea Gull Lighting boasts the easiest fixture installation on the market. It offers outstanding energy efficiency with 750 lumens of light output generated, while consuming only 14 watts of energy. With no need for junction boxes, recessed cans or trims, the cleverly self-contained recessed downlight saves time and money since it takes just a quick 6 minutes to install each recessed downlight. It also makes ordering, stocking and tracking the downlights on the job site simple, whether used for new construction or remodel purposes, because separate housings, light sources and trims don’t need to be ordered. | RECESSED | Traverse LED Unlimited | Recessed Lights | Painted Antique Bronze | 171 | [7 empty] | 1 | No | 1000 | 3000 | 90 | 14 | 120 | 19 - Integrated | MODS - Modules |  | 10 | 100 | LED | 14 | 14 | 50000 | 0 | [12 empty] | 33.95 | 67.9 | 101.85 | D:7'' H:4 7/8'' |  | 7 |  |  | 4.875 | Other | [6 empty] | No |  | No | [25 empty] | 6.5 | Black/White |  |  | Hardwired | 0 | 0 | 0 | 0 | 1 | 0 | 1 | 0 | 0 | 0 | 0 | 785652040160 | 7.25 | 7.25 | 6 | 0.9 | 0.183 | 175 | Yes | 12 | 10785652040167 | 22 | 15 | 12.25 | 12.6 | 2.339 | Yes | ETL Wet |  | TRAVERSE UNLIMITED RD 3K-171 | 6in Traverse Unlimited Round 3000K 90CRI Painted Antique Bronze |  | 14300S-171.jpg | 14300S.jpg
14300S-849 | 6in Traverse Unlimited Round 3000K 90CRI Satin Nickel | The new Traverse Unlimited LED Downlight from Sea Gull Lighting boasts the easiest fixture installation on the market. It offers outstanding energy efficiency with 750 lumens of light output generated, while consuming only 14 watts of energy. With no need for junction boxes, recessed cans or trims, the cleverly self-contained recessed downlight saves time and money since it takes just a quick 6 minutes to install each recessed downlight. It also makes ordering, stocking and tracking the downlights on the job site simple, whether used for new construction or remodel purposes, because separate housings, light sources and trims don’t need to be ordered. | RECESSED | Traverse LED Unlimited | Recessed Lights | Satin Nickel | 849 | [7 empty] | 1 | No | 1000 | 3000 | 90 | 14 | 120 | 19 - Integrated | MODS - Modules |  | 10 | 100 | LED | 14 | 14 | 50000 | 0 | [12 empty] | 33.95 | 67.9 | 101.85 | D:7'' H:4 7/8'' |  | 7 |  |  | 4.875 | Other | [6 empty] | No |  | No | [25 empty] | 6.5 | Black/White |  |  | Hardwired | 0 | 0 | 0 | 0 | 1 | 0 | 1 | 0 | 0 | 0 | 0 | 785652028168 | 7.25 | 7.25 | 6 | 0.9 | 0.183 | 175 | Yes | 12 | 10785652028165 | 22 | 15 | 12.25 | 12.6 | 2.339 | Yes | ETL Wet |  | TRAVERSE UNLIMITED RD 3K-849 | 6in Traverse Unlimited Round 3000K 90CRI Satin Nickel |  | 14300S-849.jpg | 14300S.jpg
14301S-15 | 6in Traverse Unlimited Square 3000K 90CRI White | The new Traverse Unlimited LED Downlight from Sea Gull Lighting boasts the easiest fixture installation on the market. It offers outstanding energy efficiency with 750 lumens of light output generated, while consuming only 14 watts of energy. With no need for junction boxes, recessed cans or trims, the cleverly self-contained recessed downlight saves time and money since it takes just a quick 6 minutes to install each recessed downlight. It also makes ordering, stocking and tracking the downlights on the job site simple, whether used for new construction or remodel purposes, because separate housings, light sources and trims don’t need to be ordered. | RECESSED | Traverse LED Unlimited | Recessed Lights | White | 15 | [7 empty] | 1 | No | 1000 | 3000 | 90 | 14 | 120 | 19 - Integrated | MODS - Modules |  | 10 | 100 | LED | 14 | 14 | 50000 | 0 | [12 empty] | 35.95 | 71.9 | 107.85 | L:5 7/8'' W:5 7/8'' H:4 7/8'' |  |  | 5.875 | 5.875 | 4.875 | Other | [6 empty] | No |  | No | [25 empty] | 6.5 | Black/White |  |  | Hardwired | 0 | 0 | 0 | 1 | 1 | 0 | 1 | 0 | 0 | 0 | 0 | 785652028175 | 6.25 | 6.25 | 6 | 1.2 | 0.136 | 100 | Yes | 12 | 10785652028172 | 19 | 13 | 12.25 | 15.35 | 1.751 | Yes | ETL Wet |  | TRAVERSE UNLIMITED SQ 3K-15 | 6in Traverse Unlimited Square 3000K 90CRI White |  | 14301S-15.jpg | 14301S.jpg
14301S-849 | 6in Traverse Unlimited Square 3000K 90CRI Satin Nickel | The new Traverse Unlimited LED Downlight from Sea Gull Lighting boasts the easiest fixture installation on the market. It offers outstanding energy efficiency with 750 lumens of light output generated, while consuming only 14 watts of energy. With no need for junction boxes, recessed cans or trims, the cleverly self-contained recessed downlight saves time and money since it takes just a quick 6 minutes to install each recessed downlight. It also makes ordering, stocking and tracking the downlights on the job site simple, whether used for new construction or remodel purposes, because separate housings, light sources and trims don’t need to be ordered. | RECESSED | Traverse LED Unlimited | Recessed Lights | Satin Nickel | 849 | [7 empty] | 1 | No | 1000 | 3000 | 90 | 14 | 120 | 19 - Integrated | MODS - Modules |  | 10 | 100 | LED | 14 | 14 | 50000 | 0 | [12 empty] | 35.95 | 71.9 | 107.85 | L:5 7/8'' W:5 7/8'' H:4 7/8'' |  |  | 5.875 | 5.875 | 4.875 | Other | [6 empty] | No |  | No | [25 empty] | 6.5 | Black/White |  |  | Hardwired | 0 | 0 | 0 | 0 | 1 | 0 | 1 | 0 | 0 | 0 | 0 | 785652028229 | 6.25 | 6.25 | 6 | 1.2 | 0.136 | 100 | Yes | 12 | 10785652028226 | 18.5 | 12 | 12.75 | 15.35 | 1.638 | Yes | ETL Wet |  | TRAVERSE UNLIMITED SQ 3K-849 | 6in Traverse Unlimited Square 3000K 90CRI Satin Nickel |  | 14301S-849.jpg | 14301S.jpg
14520S-849 | 6in Traverse Lyte Round T24 3000K 90CRI Satin Nickel | Traverse LED Lyte Downlight by Sea Gull Lighting Systems is designed for superior performance and value. This highly affordable, surface mounted downlight works with all junction boxes and retrofits into most 5” and 6” recessed housings with adaptor for ultimate installation flexibility. It offers outstanding energy efficiency with 750- 800 delivered lumens of light output generated, while consuming a minimal amount of energy. The 6” round aperture hugs the ceiling surface. Dimmable down to 5% with ELV or Triac dimmer (see dimming chart). ENERGY STAR qualified. Wet rated for shower ceiling installations. | RECESSED | Traverse LED Lyte | Recessed Lights | Satin Nickel | 849 | [7 empty] | 1 | No | 800 | 3000 | 90 | 13 | 120 | 19 - Integrated | MODS - Modules |  | 5 | 100 | LED |  | 13 | 50000 | 0 | [12 empty] | 20.45 | 40.9 | 61.35 | D:7 3/8'' H:1 1/16'' | 0.65 | 7.375 |  |  | 1.0625 | Other | [6 empty] | No |  | No | [25 empty] | 6.5 | Black/White |  |  | Hardwired | 0 | 0 | 0 | 1 | 1 | 0 | 1 | 0 | 0 | 0 | 0 | 785652065811 | 8.18 | 7.78 | 3.5 | 0.8 | 0.129 | 93 | Yes | 20 | 10785652065818 | 16.5 | 16.25 | 9.18 | 17 | 1.424 | Yes | ETL Wet |  | TRAVERSE LYTE 6IN T24 3000K-849 | 6in Traverse Lyte Round T24 3000K 90CRI Satin Nickel |  | 14520S-849.jpg | 14520S.jpg
14540S-15 | 6in Traverse Lyte Round T24 3000K 90CRI White | Traverse LED Lyte Downlight by Sea Gull Lighting Systems is designed for superior performance and value. This highly affordable, surface mounted downlight works with all junction boxes and retrofits into most 5” and 6” recessed housings with adaptor for ultimate installation flexibility. It offers outstanding energy efficiency with 750- 800 delivered lumens of light output generated, while consuming a minimal amount of energy. The 6” round aperture hugs the ceiling surface. Dimmable down to 5% with ELV or Triac dimmer (see dimming chart). ENERGY STAR qualified. Wet rated for shower ceiling installations. | RECESSED | Traverse LED Lyte | Recessed Lights | White | 15 | [7 empty] | 1 | No | 850 | 3000 | 90 | 13 | 120 | 19 - Integrated | MODS - Modules |  | 5 | 100 | LED | 13 | 13 | 50000 | 0 | [12 empty] | 19.95 | 39.9 | 59.85 | D:7 3/8'' H:1 1/16'' | 0.65 | 7.375 |  |  | 1.0625 | Other | [6 empty] | No |  | No | [25 empty] | 6.5 | Black/White |  |  | Hardwired | 0 | 0 | 0 | 1 | 1 | 0 | 1 | 0 | 0 | 0 | 0 | 785652073212 | 7.75 | 7.75 | 1.5 | 0.7 | 0.052 | 85 | Yes | 20 | 10785652073219 | 16.25 | 16.25 | 8.75 | 15.3 | 1.337 | Yes | ETL Wet |  | TRAVERSE LYTE 6IN T24 3000K-15 | 6in Traverse Lyte Round T24 3000K 90CRI White |  | 14520S-15.jpg | 14540S.jpg
14700SC-15 | 6in T24 Traverse 2700K 90CRI White | Sea Gull Lighting's Traverse II LED downlight offers the performance features desired from incandescent downlights (dimmability, color rendering and aesthetics) while delivering a reduction in energy and operating costs by up to 80% and lasting 25x's longer! The Traverse II LED downlight is an economical, long-lasting LED alternative to standard recessed downlights. Offered in a 6" model (consumes 14 watts, generating 715-750 net lumens) and 4" model (consumes 9 watts, generating 475-500 lumens), both are available in 2700K or 3000K color temperatures with 90+ CRI. Dimmable down to 5%, it features warm-on-dim technology which creates a progressively warmer colored light as it is dimmed to set the right mood for the space. Can be flush mounted to a 4" junction box for new construction or is also available with retrofit hardware for installation in existing recessed housings. | RECESSED | Traverse II | Recessed Lights | White | 15 | [7 empty] | 0 | No | 1000 | 2700 | 90 | 14 | 120 | 19 - Integrated | MODS - Modules |  |  |  |  | 14 | 14 | 50000 | 0 | [12 empty] | 13 | 26 | 39 | D:7 3/8'' E:1 1/16'' | 0.85 | 7.375 | [8 empty] | 1.0625 |  | No |  | No | [25 empty] | 6 | Black/White |  |  |  | 0 | 0 | 0 | 1 | 1 | 0 | 0 | 0 | 0 | 0 | 0 | 785652056031 | 8 | 8 | 3 | 1 | 0.111 | 100 | Yes | 12 | 10785652056038 | 16.25 | 16 | 9.5 | 12.5 | 1.429 | Yes | ETL Wet |  | TRAVERSE II 6IN T24 2700K-15 | 6in T24 Traverse 2700K 90CRI White |  | 14700SC-15.jpg | 14700SC.jpg
14705SC-15 | 4in T24 Traverse 2700K 90CRI White | Sea Gull Lighting's Traverse 4” LED downlight offers the performance features desired from incandescent downlights (dimmability, color rendering and aesthetics) while delivering a reduction in energy and operating costs by up to 80% and lasting 25x's longer! The Traverse 4” LED downlight is an economical, long-lasting LED alternative to standard recessed downlights. Offered in a 4" model (consumes 9 watts, generating 475-500 lumens), available in 2700K or 3000K color temperatures with 90+ CRI. Dimmable down to 5%, it features warm-on-dim technology which creates a progressively warmer colored light as it is dimmed to set the right mood for the space. Can be flush mounted to a 4" junction box for new construction or is also available with retrofit hardware for installation in existing recessed housings. Wet rated for shower ceiling installations | RECESSED | Traverse 4 | Recessed Lights | White | 15 | [7 empty] | 0 | No | 700 | 2700 | 90 | 9 | 120 | 19 - Integrated | MODS - Modules |  |  |  |  | 9 | 9 | 50000 | 0 | [12 empty] | 23.45 | 46.9 | 70.35 | D:5 13/16'' E:13/16'' |  | 5.8125 | [8 empty] | 0.8125 |  | No |  | No | [25 empty] | 6 | Black/White |  |  |  | 0 | 0 | 0 | 1 | 0 | 0 | 0 | 0 | 0 | 0 | 1 | 785652065828 | 6.75 | 6.75 | 2.5 | 0.6 | 0.066 | 100 | Yes | 12 | 10785652065825 | 14 | 14 | 8.25 | 8.6 | 0.936 | Yes | ETL Wet |  | LED TRAVERSE 4IN T24 2700K-15 | 4in T24 Traverse 2700K 90CRI White |  | 14705SC-15.jpg | 14705SC.jpg
14706SC-15 | 4in Traverse T24 3000K 90CRI White | Sea Gull Lighting's Traverse 4” LED downlight offers the performance features desired from incandescent downlights (dimmability, color rendering and aesthetics) while delivering a reduction in energy and operating costs by up to 80% and lasting 25x's longer! The Traverse 4” LED downlight is an economical, long-lasting LED alternative to standard recessed downlights. Offered in a 4" model (consumes 9 watts, generating 475-500 lumens), available in 2700K or 3000K color temperatures with 90+ CRI. Dimmable down to 5%, it features warm-on-dim technology which creates a progressively warmer colored light as it is dimmed to set the right mood for the space. Can be flush mounted to a 4" junction box for new construction or is also available with retrofit hardware for installation in existing recessed housings. Wet rated for shower ceiling installations | RECESSED | Traverse 4 | Recessed Lights | White | 15 | [7 empty] | 0 | No | 700 | 3000 | 90 | 9 | 120 | 19 - Integrated | MODS - Modules |  |  |  |  | 9 | 9 | 50000 | 0 | [12 empty] | 23.95 | 47.9 | 71.85 | D:5 13/16'' E:13/16'' |  | 5.8125 | [8 empty] | 0.8125 |  | No |  | No | [25 empty] | 6 | Black/White |  |  |  | 0 | 0 | 0 | 1 | 0 | 0 | 0 | 0 | 0 | 0 | 0 | 785652065835 | 6.5 | 6.5 | 2.5 | 0.25 | 0.061 | 93 | Yes | 12 | 10785652065832 | 13.5 | 8 | 13.5 | 8.65 | 0.844 | Yes | ETL Wet |  | LED TRAVERSE 4IN T24 3000K-15 | 4in Traverse T24 3000K 90CRI White |  | 14706S-15.jpg | 14706SC.jpg
14760SC-15 | 6in Traverse Insert 2700K 90CRI White | Traverse LED Insert by Sea Gull Lighting offers a recessed look and feel with the unparalleled efficacy of LED. With the desire to mimic the appearance of an incandescent downlight (dimmability, color rendering and aesthetics), this product also delivers a reduction in energy and operating costs by up to 80% and lasting 25x longer! The Traverse LED Insert downlight is an economical, long-lasting LED alternative to standard recessed downlights. Offered in a 6" model (generating 750-800 lumens), it is available in 2700K or 3000K color temperatures with 90+ CRI. Also dimmable down to 5% on most dimmers. The Traverse Insert can be retrofit into most 6” recessed housing. Wet rated for shower ceiling installations. | RECESSED | Traverse LED Insert | Recessed Lights | White | 15 | Aluminum | [6 empty] | 1 | No | 1000 | 2700 | 90 | 12 | 120 | 19 - Integrated | MODS - Modules |  | 5 | 100 | LED | 12 | 12 | 50000 | 0 | [12 empty] | 8.25 | 16.5 | 24.75 | D:7 1/2'' E:1/4'' |  | 7.5 | [8 empty] | 0.25 |  | No |  | No | [25 empty] | 3 | Black/White |  |  |  | 0 | 0 | 0 | 1 | 1 | 0 | 1 | 0 | 0 | 0 | 0 | 785652069222 | 7.75 | 7.75 | 3.25 | 0.6 | 0.113 | 175 | Yes | 12 | 10785652069229 | 19 | 16.25 | 9.25 | 8.7 | 1.653 | Yes | ETL Wet |  | TRAVERSE LED INSERT 2700K-15 | 6in Traverse Insert 2700K 90CRI White |  | 14760SC-15.jpg | 14760SC.jpg
14761S-15 | TRAVERSE LED INSERT 3000K-15 | Traverse LED Insert by Sea Gull Lighting offers a recessed look and feel with the unparalleled efficacy of LED. With the desire to mimic the appearance of an incandescent downlight (dimmability, color rendering and aesthetics), this product also delivers a reduction in energy and operating costs by up to 80% and lasting 25x longer! The Traverse LED Insert downlight is an economical, long-lasting LED alternative to standard recessed downlights. Offered in a 6" model (generating 750-800 lumens), it is available in 2700K or 3000K color temperatures with 90+ CRI. Also dimmable down to 5% on most dimmers. The Traverse Insert can be retrofit into most 6” recessed housing. Wet rated for shower ceiling installations. | RECESSED | Traverse LED Insert | Recessed Lights | White | 15 | Aluminum | [6 empty] | 1 | No | 1000 | 3000 | 90 | 14 | 120 | 19 - Integrated | MODS - Modules |  | 5 | 100 | LED | 14 | 14 | 50000 | 0 | [12 empty] | 28.95 | 57.9 | 86.85 | D:7 1/2'' E:3 3/8'' |  | 7.5 | [8 empty] | 3.375 |  | No |  | No | [25 empty] | 6 | Black/White |  |  |  | 0 | 0 | 0 | 1 | 0 | 0 | 1 | 0 | 0 | 0 | 0 | 785652112454 | 8 | 8 | 4 | 1 | 0.148 | 125 | Yes | 12 | 10785652112451 | 17 | 17 | 13.75 | 13.8 | 2.3 | Yes | ETL Wet |  | TRAVERSE LED INSERT 3000K-15 | 6in Traverse Insert 3000K 90CRI White |  | 14761S-15.jpg | 14761S.jpg
14761SC-15 | 6in Traverse Insert 3000K 90CRI White | Traverse LED Insert by Sea Gull Lighting offers a recessed look and feel with the unparalleled efficacy of LED. With the desire to mimic the appearance of an incandescent downlight (dimmability, color rendering and aesthetics), this product also delivers a reduction in energy and operating costs by up to 80% and lasting 25x longer! The Traverse LED Insert downlight is an economical, long-lasting LED alternative to standard recessed downlights. Offered in a 6" model (generating 750-800 lumens), it is available in 2700K or 3000K color temperatures with 90+ CRI. Also dimmable down to 5% on most dimmers. The Traverse Insert can be retrofit into most 6” recessed housing. Wet rated for shower ceiling installations. | RECESSED | Traverse LED Insert | Recessed Lights | White | 15 | Aluminum | [6 empty] | 0 | No | 1000 | 3000 | 90 | 10.5 | 120 | 19 - Integrated | MODS - Modules |  |  |  |  | 10.5 | 10.5 | 50000 | 0 | [12 empty] | 8.25 | 16.5 | 24.75 | D:7 1/2'' E:1/4'' |  | 7.5 | [8 empty] | 0.25 |  | No |  | No | [25 empty] | 3 | Black/White |  |  |  | 0 | 0 | 0 | 1 | 1 | 0 | 1 | 0 | 0 | 0 | 0 |  | 8 | 8 | 4 | 1.1 | 0.148 | 125 | Yes | [8 empty] | ETL Wet |  | TRAVERSE LED INSERT 3000K-15 | 6in Traverse Insert 3000K 90CRI White |  | 14761SC-15.jpg | 14761SC.jpg
14790 | 6in Traverse Retrofit Kit |  | ACCESSORY | Connectors and Accessories | Recessed Lights | Undefined | [8 empty] | 0 | No | [14 empty] | 0 | [12 empty] | 5 | 10 | 15 |  | 0.09 | [11 empty] | No |  | No | [30 empty] | 0 | 0 | 0 | 0 | 0 | 0 | 0 | 0 | 0 | 0 | 0 | 785652102103 | 8.75 | 4 | 1.5 | 0.1 | 0.03 | 70 | Yes | 12 | 10785652102100 | 10.5 | 5.25 | 2.75 | 1.9 | 0.088 | Yes |  |  | 6IN TRAVERSE RETROFIT KIT | 6in Traverse Retrofit Kit |  | 14790.png | 14790.jpg
14795 | 6in Traverse Lyte Retrofit Kit 10 PACK |  | ACCESSORY | Connectors and Accessories | Recessed Lights | Undefined | [8 empty] | 0 | No | [14 empty] | 0 | [12 empty] | 93.45 | 186.9 | 280.35 |  | 0.1 | [11 empty] | No |  | No | [30 empty] | 0 | 0 | 0 | 0 | 0 | 0 | 0 | 0 | 0 | 0 | 0 | 785652065842 | 8.75 | 8 | 4 | 3.9 | 0.162 | 65 | Yes | 5 | 10785652065849 | 21.5 | 9 | 9 | 20.7 | 1.008 | Yes |  |  | 6IN TRAVERSE LYTE RETROFIT KIT 10 PACK | 6in Traverse Lyte Retrofit Kit 10 PACK |  | 14795.jpg | 14790.jpg
14916RD-15 | Traverse Mirage, WH | The Traverse Mirage ultra thin design redefines recessed down lighting with high quality light output and high performance while adding style and interest. Ideal for both new construction as well as remodel/retrofit. Mirage offers outstanding energy efficiency with 650 delivered lumens of light output generated, while consuming a minimal amount of energy. Dimmable down to 10% with ELV or Triac dimmer (see dimming chart). ENERGY STAR qualified and Title 24 Compliant. Wet Rated. | RECESSED | Traverse Mirage | Recessed Lights | White | 15 | [7 empty] | 1 | No | 800 | 3000 | 90 | 13.8 | 120 | 19 - Integrated | MODS - Modules |  | 5 | 100 | LED | 13.8 | 13.8 | 50000 | 0 | [12 empty] | 19.95 | 39.9 | 59.85 | D:6'' H:19/32'' | 0.5 | 6 |  |  | 0.59375 | Other | [6 empty] | No |  | No | [25 empty] | 8 | Black/White |  |  |  | 0 | 0 | 0 | 1 | 1 | 0 | 1 | 0 | 0 | 0 | 0 | 785652073069 | 1.6 | 1.75 | 6.3 | 0.63 | 0.01 | 60 | Yes | 24 | 10785652073066 | 79.8 | 13.7 | 8.25 | 15.2 | 5.22 | Yes |  |  | Traverse Mirage, Round, WH | Traverse Mirage, WH |  | 14916RD-15.jpg | 14916RD.jpg
149212RD-15 | Traverse Lotus - Round 12", WH | The Traverse Lotus offers a modern take on the surface mount with a clean and seamless design. Eliminating shadow or dark spots, the Traverse Lotus 3000K LED delivers the optimal lighting performance. Traverse Lotus is available in both round and square shapes each offering four different sizes to choose from. Ideal for ambient or task lighting in residential or light commercial spaces. Dimmable down to 10% with ELV or Triac dimmer (see dimming chart). ENERGY STAR qualified and Title 24 Compliant. Wet rated for shower ceiling installations. | RECESSED | Traverse Lotus | Recessed Lights | White | 15 | [7 empty] | 1 | No | 1400 | 3000 | 90 | 22 | 120 | 19 - Integrated | MODS - Modules |  | 5 | 100 | LED | 22 | 22 | 50000 | 0 | [12 empty] | 58.95 | 117.9 | 176.85 | D:12'' H:1'' | 1 | 12 |  |  | 1 | Other | [6 empty] | No |  | No | [25 empty] | 6 | Black/White |  |  | Hardwired | 0 | 0 | 0 | 1 | 1 | 0 | 1 | 0 | 0 | 0 | 0 | 785652073076 | 12.6 | 12.25 | 1.75 | 3.35 | 0.156 | 65 | Yes | 6 | 10785652073073 | 13 | 12.6 | 9 | 21 | 0.853 | Yes |  |  | Traverse Lotus, Round, 12", WH | Traverse Lotus - Round 12", WH |  | 149212RD-15.jpg | 149212RD.jpg
14925RD-15 | Traverse Lotus - Round 5", WH | The Traverse Lotus offers a modern take on the surface mount with a clean and seamless design. Eliminating shadow or dark spots, the Traverse Lotus 3000K LED delivers the optimal lighting performance. Traverse Lotus is available in both round and square shapes each offering four different sizes to choose from. Ideal for ambient or task lighting in residential or light commercial spaces. Dimmable down to 10% with ELV or Triac dimmer (see dimming chart). ENERGY STAR qualified and Title 24 Compliant. Wet rated for shower ceiling installations. | RECESSED | Traverse Lotus | Recessed Lights | White | 15 | [7 empty] | 1 | No | 550 | 3000 | 90 | 10 | 120 | 19 - Integrated | MODS - Modules |  | 5 | 100 | LED | 10 | 10 | 50000 | 0 | [12 empty] | 22.45 | 44.9 | 67.35 | D:5'' H:19/32'' | 0.5 | 5 |  |  | 0.59375 | Other | [6 empty] | No |  | No | [25 empty] | 6 | Black/White |  |  | Hardwired | 0 | 0 | 0 | 1 | 1 | 0 | 1 | 0 | 0 | 0 | 0 | 785652073106 | 5.5 | 5.5 | 1.25 | 0.6 | 0.022 | 65 | Yes | 20 | 10785652073103 | 12 | 7.5 | 12 | 12.5 | 0.625 | Yes |  |  | Traverse Lotus, Round, 5", WH | Traverse Lotus - Round 5", WH |  | 14925RD-15.jpg | 14925RD.jpg
14927RD-15 | Traverse Lotus - Round 7", WH | The Traverse Lotus offers a modern take on the surface mount with a clean and seamless design. Eliminating shadow or dark spots, the Traverse Lotus 3000K LED delivers the optimal lighting performance. Traverse Lotus is available in both round and square shapes each offering four different sizes to choose from. Ideal for ambient or task lighting in residential or light commercial spaces. Dimmable down to 10% with ELV or Triac dimmer (see dimming chart). ENERGY STAR qualified and Title 24 Compliant. Wet rated for shower ceiling installations. | RECESSED | Traverse Lotus | Recessed Lights | White | 15 | [7 empty] | 1 | No | 850 | 3000 | 90 | 15 | 120 | 19 - Integrated | MODS - Modules |  | 5 | 100 | LED | 15 | 15 | 50000 | 0 | [12 empty] | 28.45 | 56.9 | 85.35 | D:7'' H:19/32'' | 0.5 | 7 |  |  | 0.59375 | Other | [6 empty] | No |  | No | [25 empty] | 6 | Black/White |  |  | Hardwired | 0 | 0 | 0 | 1 | 1 | 0 | 1 | 0 | 0 | 0 | 0 | 785652073120 | 8.25 | 8.25 | 1.25 | 0.95 | 0.049 | 70 | Yes | 20 | 10785652073127 | 17 | 16.75 | 7 | 20.3 | 1.154 | Yes |  |  | Traverse Lotus, Round, 7", WH | Traverse Lotus - Round 7", WH |  | 14927RD-15.jpg | 14927RD.jpg
14929RD-15 | Traverse Lotus - Round 9", WH | The Traverse Lotus offers a modern take on the surface mount with a clean and seamless design. Eliminating shadow or dark spots, the Traverse Lotus 3000K LED delivers the optimal lighting performance. Traverse Lotus is available in both round and square shapes each offering four different sizes to choose from. Ideal for ambient or task lighting in residential or light commercial spaces. Dimmable down to 10% with ELV or Triac dimmer (see dimming chart). ENERGY STAR qualified and Title 24 Compliant. Wet rated for shower ceiling installations. | RECESSED | Traverse Lotus | Recessed Lights | White | 15 | [7 empty] | 1 | No | 1150 | 3000 | 90 | 18 | 120 | 19 - Integrated | MODS - Modules |  | 5 | 100 | LED | 18 | 18 | 50000 | 0 | [12 empty] | 35.95 | 71.9 | 107.85 | D:9'' H:19/32'' | 0.75 | 9 |  |  | 0.59375 | Other | [6 empty] | No |  | No | [25 empty] | 6 | Black/White |  |  | Hardwired | 0 | 0 | 0 | 1 | 1 | 0 | 1 | 0 | 0 | 0 | 0 | 785652073137 | 9.4 | 9.4 | 1.75 | 1.2 | 0.089 | 70 | Yes | 20 | 10785652073134 | 19.5 | 19 | 7.5 | 24.8 | 1.608 | Yes |  |  | Traverse Lotus, Round, 9", WH | Traverse Lotus - Round 9", WH |  | 14929RD-15.jpg | 14929RD.jpg
14936RD-15 | Traverse Aubrey Wall Wash - Round, WH | The Traverse Aubrey offers a pure beam of light that adds dramatic wall lighting to your space. The trim is ideal for highlighting portraits or paintings on the wall. Available in a white finish and is designed to spread light close to the ceiling for full illumination. Traverse Aubrey offers outstanding energy efficiency with 500 delivered lumens of light output generated, while consuming a minimal amount of energy. Dimmable down to 10%. ENERGY STAR qualified and Title 24 Compliant. Suitable for wet locations. | RECESSED | Traverse Aubrey | Recessed Lights | White | 15 | [7 empty] | 1 | No | 1150 | 3000 | 90 | 9 | 120 | 19 - Integrated | MODS - Modules |  | 5 | 100 | LED | 9 | 9 | 50000 | 0 | [12 empty] | 24.95 | 49.9 | 74.85 | D:5'' H:1 5/32'' | 0.75 | 5 |  |  | 1.1562 | Other | [6 empty] | No |  | No | [25 empty] | 6 | Black/White |  |  | Hardwired | 0 | 0 | 0 | 1 | 0 | 0 | 0 | 0 | 0 | 0 | 0 | 785652073151 | [7 empty] | 6 | 10785652073158 | [8 empty] | Traverse Aubrey Wall Wash - Round, WH | Traverse Aubrey Wall Wash - Round, WH |  | 14936RD-15.jpeg | 14936RD.jpg
15030-782 | Quality Max Ceiling Fan | The Quality Max ceiling fan collection from Sea Gull Lighting is the standard in quality and style for any home. The use of Quality Max fans can reduce prices on your energy costs up to 40% in the summer and 10% in the winter, using only as much as energy as a 100 watt light bulb. Quality Max ceiling fans are approved for indoor use and have a 52" blade span to accommodate most room types. | CEILING FAN | Quality Max | Ceiling Fans | Heirloom Bronze | 782 | Steel | [6 empty] | 0 | No | [14 empty] | 0 | [12 empty] | 97.5 | 195 | 292.5 | D:52'' H:12 3/4'' | 15.37 | 52 |  |  | 12.75 | Other | [5 empty] | Traditional | No |  | No | 5 | 11 | Walnut Grain | Undefined | 153.0 X 15.0 mm | 52 | 4.5+6+5/350V/90C | 5197 | 67 | 78 | 3438 | 29 | 119 | 1821 | 9 | 202 | [9 empty] | 78 |  |  | Pull Chain |  | 0 | 0 | 0 | 0 | 0 | 0 | 0 | 0 | 0 | 0 | 0 | 785652503177 | 21.25 | 10 | 10 | 16.6 | 1.23 | 110 | Yes | [8 empty] | UL Dry | cUL Dry | Quality Max & Energy Star 52 Inch Ceiling Fan in Heirloom Bronze Finish | Quality Max Ceiling Fan | 11" diameter housing 139MM width blades DOE information Airflow 6182, Elec. use 66 Watts, Air flow eff 94 CFM/Watt | 15030-782.jpg | 15030.jpg
15040EN3-782 | Quality Max Plus Ceiling Fan | The Quality Max Plus ceiling fan collection from Sea Gull Lighting is the standard in quality and style for any home. The use of Quality Max Plus fans can reduce prices on your energy costs up to 40% in the summer and 10% in the winter, using only as much as energy as a 100 watt light bulb. Quality Max Plus ceiling fans are approved for indoor use, come with an integrated light kit and have a 52" blade span to accommodate most room types. | CEILING FAN | Quality Max Plus | Ceiling Fans | Heirloom Bronze | 782 | Steel |  |  |  |  | 2 Medium A19 10w |  | 2 | Yes | [14 empty] | 0 | [12 empty] | 147.9 | 295.8 | 443.7 | D:52'' H:12 3/4'' | 20.02 | 52 |  |  | 12.75 | Other | [5 empty] | Traditional | Yes |  | No | 5 | 11 | Cerused Oak/Ebony | Undefined | 153.0 X 15.0 mm | 52 | 4.5+6+5/350V/90C | 4623 | 68 | 68 | [15 empty] | 78 |  |  | Pull Chain |  | 0 | 0 | 0 | 0 | 0 | 0 | 0 | 0 | 0 | 0 | 0 | 785652053450 | 21.25 | 10 | 10 | 16.2 | 1.23 | 110 | Yes | [8 empty] | UL Dry | cUL Dry | Quality Max Plus 52 Inch Ceiling Fan-782 | Quality Max Plus Ceiling Fan |  | 15040EN3-782.jpg | 15030EN3.jpg
15040EN3-962 | Quality Max Plus Ceiling Fan | The Quality Max Plus ceiling fan collection from Sea Gull Lighting is the standard in quality and style for any home. The use of Quality Max Plus fans can reduce prices on your energy costs up to 40% in the summer and 10% in the winter, using only as much as energy as a 100 watt light bulb. Quality Max Plus ceiling fans are approved for indoor use, come with an integrated light kit and have a 52" blade span to accommodate most room types. | CEILING FAN | Quality Max Plus | Ceiling Fans | Brushed Nickel | 962 | Steel |  |  |  |  | 2 Medium A19 10w |  | 2 | Yes | [14 empty] | 0 | [12 empty] | 147.9 | 295.8 | 443.7 | D:52'' H:12 3/4'' | 20.02 | 52 |  |  | 12.75 | Other | [5 empty] | Traditional | Yes |  | No | 5 | 11 | Cerused Oak/Ebony | Undefined | 153.0 X 15.0 mm | 52 | 4.5+6+5/350V/90C | 4623 | 68 | 68 | [15 empty] | 78 |  |  | Pull Chain |  | 0 | 0 | 0 | 0 | 0 | 0 | 0 | 0 | 0 | 0 | 0 | 785652053467 | 26.5 | 14.75 | 10.5 | 21.3 | 2.375 | 110 | Yes | [8 empty] | UL Dry | cUL Dry | Quality Max Plus 52 Inch Ceiling Fan-962 | Quality Max Plus Ceiling Fan |  | 15040EN3-962.jpg | 15030EN3.jpg
15045-191 | 42" Panorama Outdoor Fan - Roman Bronze | 42" Panorama Outdoor Fan - Roman Bronze | CEILING FAN | Panorama 42 | Ceiling Fans | Roman Bronze | 191 | Steel | [6 empty] | 0 | No | [27 empty] | 137.65 | 275.3 | 412.95 |  | 12.1 | [10 empty] | Indoor/Outdoor | No |  | No | 5 | 12 | Oak ABS Resin | Undefined | 153.0 X 13.0 mm | 42 | 4.5+6+5/280V/70C | 3841 | 46 | 84 | 2916 | 27 | 108 | 1797 | 11 | 163 | [14 empty] | 0 | 0 | 0 | 0 | 0 | 0 | 0 | 0 | 0 | 0 | 0 | 785652075681 | 16.55 | 10.05 | 10.24 | 13.75 | 0.986 | 110 | Yes | [8 empty] | UL Wet | cUL Wet | 42" Panorama Outdoor Fan - Roman Bronze | 42" Panorama Outdoor Fan - Roman Bronze | Ref MC# 5WF42RB. Product requested by Lennar. | 15045-191.jpg | 15045.jpg
15046-191 | 52" Panorama Outdoor Fan - Roman Bronze | 52" Panorama Outdoor Fan - Roman Bronze | CEILING FAN | Panorama 52 | Ceiling Fans | Roman Bronze | 191 | Steel | [6 empty] | 0 | No | [27 empty] | 151.6 | 303.2 | 454.8 |  | 14.96 | [10 empty] | Indoor/Outdoor | No |  | No | 5 | 12 | Oak ABS Resin | Undefined | 153.0 X 15.0 mm | 52 | 4.5+6+5/350V/85C | 5326 | 61 | 87 | 3661 | 31 | 118 | 1795 | 10 | 180 | [14 empty] | 0 | 0 | 0 | 1 | 0 | 0 | 0 | 0 | 0 | 0 | 0 | 785652075674 | 20.5 | 12.5 | 11.25 | 17.1 | 1.668 | 110 | Yes | [8 empty] | UL Wet | cUL Wet | 52" Panorama Outdoor Fan - Roman Bronze | 52" Panorama Outdoor Fan - Roman Bronze | Ref MC# 5WF52RB. Product requested by Lennar. | 15046-191.jpg | 15046.jpg
16002-15 | Convertible Handheld/Wall Remote Control Kit |  | ACCESSORY | Ceiling Fan Remotes | Accessories | White | 15 | Plastic | [6 empty] | 0 | No | [14 empty] | 0 | [12 empty] | 53.05 | 106.1 | 159.15 | [6 empty] | N/A | [6 empty] | No |  | No |  |  | Undefined | Undefined | [24 empty] | N/A |  | 0 | 0 | 0 | 0 | 0 | 0 | 0 | 0 | 0 | 0 | 0 | 785652160080 | 5.25 | 3.5 | 3.25 | 0.8 | 0.035 | 65 | Yes | 2 | 10785652160087 | 7.5 | 5.5 | 3.25 | 1.7 | 0.078 | Yes | UL Dry | cUL Dry | Remote Control White | Convertible Handheld/Wall Remote Control Kit | Clam Shell housing for conversion to Handheld transmitter, White and Almond Trim and Face plates included for wall mount | 16002-15.jpg | 16002.jpg
16006-15 | Combo Remote Control Kit, Non Dimming, Fluorescent |  | ACCESSORY | Ceiling Fan Remotes | Ceiling Fans | White | 15 | [7 empty] | 0 | No | [14 empty] | 0 | [12 empty] | 67.15 | 134.3 | 201.45 | [13 empty] | No |  | No | [30 empty] | 0 | 0 | 0 | 0 | 0 | 0 | 0 | 0 | 0 | 0 | 0 | 785652003813 | 5.315 | 3.661 | 3.268 | 0.77 | 0.037 | 70 | Yes | 40 | 10785652003810 | 17.34 | 15.76 | 11.82 | 31.9 | 1.869 | Yes | C-UL-US Dry |  | Combo Remote Control Kit, Non Dimming, Fluorescent | Combo Remote Control Kit, Non Dimming, Fluorescent |  | 16006-15.jpg | 16006-15.jpg
1610-05 | Downrod in Chrome Finish - 12 inch |  | ACCESSORY | Ceiling Fan Downrods | Ceiling Fans | Chrome | 5 | [7 empty] | 0 | No | [14 empty] | 0 | [12 empty] | 4.88 | 9.76 | 14.64 | D:1/2'' L:12'' |  | 0.5 | 12 |  |  | N/A | [6 empty] | No |  | No | [28 empty] | N/A |  | 0 | 0 | 0 | 0 | 0 | 0 | 0 | 0 | 0 | 0 | 0 | 785652207501 | 12 | 0.75 | 0.75 | 0.1 | 0.004 | 60 | Yes | 12 | 10785652207508 | 12.5 | 2 | 2 | 2.35 | 0.029 | Yes |  |  | Downrod in Chrome Finish - 12 inch | Downrod in Chrome Finish - 12 inch |  | 1610-05.jpg | 1610.jpg
1610-782 | 12" Heirloom Bronze Downrod |  | ACCESSORY | Ceiling Fan Downrods | Ceiling Fans | Heirloom Bronze | 782 | [7 empty] | 0 | No | [14 empty] | 0 | [12 empty] | 4.88 | 9.76 | 14.64 | D:1/2'' L:12'' |  | 0.5 | 12 |  |  | Other | [6 empty] | No |  | No | [28 empty] | N/A |  | 0 | 0 | 0 | 0 | 0 | 0 | 0 | 0 | 0 | 0 | 0 | 785652016103 | 12.25 | 1 | 1 | 0.7 | 0.007 | 60 | Yes | 12 | 10785652016100 | 12.75 | 7.4 | 2.5 | 8.3 | 0.137 | Yes |  |  | Ceiling Fan Downrod in Heirloom Bronze Finish | 12" Heirloom Bronze Downrod |  | 1610-782.jpg | 1610.jpg
1610-829 | 12" Russet Bronze Downrod |  | ACCESSORY | Ceiling Fan Downrods | Ceiling Fans | Russet Bronze | 829 | [7 empty] | 0 | No | [14 empty] | 0 | [12 empty] | 4.75 | 9.5 | 14.25 | D:1/2'' L:12'' |  | 0.5 | 12 |  |  | Other | [6 empty] | No |  | No | [28 empty] | N/A |  | 0 | 0 | 0 | 0 | 0 | 0 | 0 | 0 | 0 | 0 | 0 | 785652832116 | 12 | 0.75 | 0.75 | 0.55 | 0.004 | 60 | Yes | 4 | 10785652832113 | 12.5 | 2.5 | 2.5 | 2.35 | 0.045 | Yes |  |  | Ceiling Fan Downrod in Russet Bronze Finish | 12" Russet Bronze Downrod |  | 1610-829.jpg | 1610.jpg
1610-839 | 12" Ceiling Fan Downrod in Blacksmith Finish |  | ACCESSORY | Ceiling Fan Downrods | Ceiling Fans | Blacksmith | 839 | [7 empty] | 0 | No | [14 empty] | 0 | [12 empty] | 4.88 | 9.76 | 14.64 | D:1/2'' L:12'' |  | 0.5 | 12 |  |  | Other | [6 empty] | No |  | No | [28 empty] | N/A |  | 0 | 0 | 0 | 0 | 0 | 0 | 0 | 0 | 0 | 0 | 0 | 785652108396 | 12.25 | 1 | 1 | 0.5 | 0.007 | 60 | Yes | 12 | 10785652108393 | 12.75 | 7.25 | 2.5 | 6.6 | 0.134 | Yes |  |  | Ceiling Fan Downrod in Blacksmith Finish | 12" Ceiling Fan Downrod in Blacksmith Finish |  | 1610-839.jpg | 1610.jpg
1611-15 | 18" White Downrod |  | ACCESSORY | Ceiling Fan Downrods | Ceiling Fans | White | 15 | [7 empty] | 0 | No | [14 empty] | 0 | [12 empty] | 6.75 | 13.5 | 20.25 | D:1/2'' L:18'' |  | 0.5 | 18 | [9 empty] | No |  | No | [28 empty] | N/A |  | 0 | 0 | 0 | 0 | 0 | 0 | 0 | 0 | 0 | 0 | 0 | 785652161155 | 18 | 0.75 | 0.75 | 0.9 | 0.006 | 60 | Yes | 4 | 10785652161152 | 18.5 | 2 | 2 | 3.95 | 0.043 | Yes |  |  | Downrod White | 18" White Downrod |  | 1611-15.jpg | 1611.jpg
1611-839 | 18" Ceiling Fan Downrod in Blacksmith Finish |  | ACCESSORY | Ceiling Fan Downrods | Ceiling Fans | Blacksmith | 839 | [7 empty] | 0 | No | [14 empty] | 0 | [12 empty] | 6.75 | 13.5 | 20.25 | D:1/2'' L:18'' |  | 0.5 | 18 |  |  | Other | [6 empty] | No |  | No | [28 empty] | N/A |  | 0 | 0 | 0 | 0 | 0 | 0 | 0 | 0 | 0 | 0 | 0 | 785652118395 | 18 | 0.58 | 0.58 | 0.9 | 0.004 | 60 | Yes | 4 | 10785652118392 | 18.38 | 2.18 | 2.18 | 3.9 | 0.051 | Yes |  |  | Ceiling Fan Downrod in Blacksmith Finish. | 18" Ceiling Fan Downrod in Blacksmith Finish |  | 1611-839.jpg | 1611.jpg
1611-965 | 18" Antique Brushed Nickel Downrod |  | ACCESSORY | Ceiling Fan Downrods | Ceiling Fans | Antique Brushed Nickel | 965 | [7 empty] | 0 | No | [14 empty] | 0 | [12 empty] | 6.75 | 13.5 | 20.25 | D:1/2'' L:18'' |  | 0.5 | 18 |  |  | Other | [6 empty] | No |  | No | [28 empty] | N/A |  | 0 | 0 | 0 | 0 | 0 | 0 | 0 | 0 | 0 | 0 | 0 | 785652611957 | 18 | 0.75 | 0.75 | 0.9 | 0.006 | 60 | Yes | 4 | 10785652611954 | 18.5 | 2 | 2 | 3.95 | 0.043 | Yes |  |  | Ceiling Fan Downrod in Antique Brushed Nickel Finish. | 18" Antique Brushed Nickel Downrod |  | 1611-965.jpg | 1611.jpg
1612-05 | 24" Downrod in Chrome Finish |  | ACCESSORY | Ceiling Fan Downrods | Ceiling Fans | Chrome | 5 | [7 empty] | 0 | No | [14 empty] | 0 | [12 empty] | 8.25 | 16.5 | 24.75 | D:1/2'' L:24'' |  | 0.5 | 24 |  |  | N/A | [6 empty] | No |  | No | [28 empty] | N/A |  | 0 | 0 | 0 | 0 | 0 | 0 | 0 | 0 | 0 | 0 | 0 | 785652207525 | 24.5 | 1.25 | 1.25 | 1.1 | 0.022 | 60 | Yes | 12 | 10785652207522 | 25 | 7.5 | 2.5 | 13.4 | 0.271 | Yes |  |  | Downrod in Chrome Finish - 24 inch | 24" Downrod in Chrome Finish |  | 1612-05.jpg | 1612.jpg
1612-15 | 24" White Downrod |  | ACCESSORY | Ceiling Fan Downrods | Ceiling Fans | White | 15 | [7 empty] | 0 | No | [14 empty] | 0 | [12 empty] | 8.25 | 16.5 | 24.75 | D:1/2'' L:24'' |  | 0.5 | 24 | [9 empty] | No |  | No | [28 empty] | N/A |  | 0 | 0 | 0 | 0 | 0 | 0 | 0 | 0 | 0 | 0 | 0 | 785652161254 | 24 | 0.75 | 0.75 | 1.05 | 0.008 | 60 | Yes | 12 | 10785652161251 | 25 | 7.5 | 2.5 | 13.4 | 0.271 | Yes |  |  | Downrod White | 24" White Downrod |  | 1612-15.jpg | 1612.jpg
1612-782 | 24" Heirloom Bronze Downrod |  | ACCESSORY | Ceiling Fan Downrods | Ceiling Fans | Heirloom Bronze | 782 | [7 empty] | 0 | No | [14 empty] | 0 | [12 empty] | 8.25 | 16.5 | 24.75 | D:1/2'' L:24'' |  | 0.5 | 24 |  |  | Other | [6 empty] | No |  | No | [28 empty] | N/A |  | 0 | 0 | 0 | 0 | 0 | 0 | 0 | 0 | 0 | 0 | 0 | 785652991394 | 24.4 | 1 | 1 | 1.3 | 0.014 | 60 | Yes | 12 | 10785652991391 | 24.6 | 7.2 | 2.4 | 16.3 | 0.246 | Yes |  |  | Ceiling Fan Downrod in Heirloom Bronze Finish. | 24" Heirloom Bronze Downrod |  | 1612-782.jpg | 1612.jpg
16120B-33 | Three Light Ceiling Fan Light Kit |  | LIGHT KIT | Ceiling Fan Light Kits | Ceiling Fans | Satin White | 33 | [5 empty] | 3 Candelabra Torpedo 60w |  | 3 | Yes | [14 empty] | 0 | [12 empty] | 50.45 | 100.9 | 151.35 | D:12'' H:7'' | 3.65 | 12 |  |  | 7 | Other | [6 empty] | No |  | No | [25 empty] | 6.5 |  |  | Pull Chain |  | 0 | 0 | 0 | 0 | 0 | 0 | 0 | 1 | 0 | 0 | 0 | 785652075650 | 14.25 | 14.25 | 7.5 | 4.6 | 0.881 | 175 | Yes | 4 | 10785652075657 | 29 | 15.5 | 15.5 | 19.6 | 4.032 | Yes | C-UL-US Dry |  | Ceiling Fan Light Kit & includes Satin Etched glass cap | Three Light Ceiling Fan Light Kit | This will replace 16120B-999. The only differnce is that in 16120B-33, the bottom cup will be same as is in 16021BLE-33. Includes -33 Satin Etched glass cap. | 16120B-33.jpg | 16120B.jpg
16120EN-33 | Three Light Ceiling Fan Light Kit |  | LIGHT KIT | Ceiling Fan Light Kits | Ceiling Fans | Satin White | 33 | [5 empty] | 3 Candelabra Torpedo 3.5w |  | 3 | Yes | [14 empty] | 0 | [12 empty] | 57.45 | 114.9 | 172.35 | D:12'' H:7'' | 3.65 | 12 |  |  | 7 | Other | [6 empty] | No |  | No | [25 empty] | 6.5 |  |  | Pull Chain |  | 0 | 0 | 0 | 0 | 1 | 0 | 0 | 0 | 0 | 0 | 0 | 785652065484 | 14.25 | 14.25 | 7.5 | 4.6 | 0.881 | 175 | Yes | 4 | 10785652065481 | 29 | 15.5 | 15.5 | 19.6 | 4.032 | Yes | C-UL-US Dry |  | Ceiling Fan Light Kit & includes Satin Etched glass cap | Three Light Ceiling Fan Light Kit |  | 16120EN-33.jpg | 16120EN.jpg
1613-15 | 36" White Downrod |  | ACCESSORY | Ceiling Fan Downrods | Ceiling Fans | White | 15 | [7 empty] | 0 | No | [14 empty] | 0 | [12 empty] | 13.25 | 26.5 | 39.75 | D:1/2'' L:36'' |  | 0.5 | 36 | [9 empty] | No |  | No | [28 empty] | N/A |  | 0 | 0 | 0 | 0 | 0 | 0 | 0 | 0 | 0 | 0 | 0 | 785652161353 | 36 | 0.75 | 0.75 | 1.9 | 0.012 | 60 | Yes | 4 | 10785652161350 | 36.5 | 2 | 2 | 7.85 | 0.084 | Yes |  |  | Downrod White | 36" White Downrod |  | 1613-15.jpg | 1613.jpg
1613-782 | 36" Heirloom Bronze Downrod |  | ACCESSORY | Ceiling Fan Downrods | Ceiling Fans | Heirloom Bronze | 782 | [7 empty] | 0 | No | [14 empty] | 0 | [12 empty] | 13.25 | 26.5 | 39.75 | D:1/2'' L:36'' |  | 0.5 | 36 |  |  | Other | [6 empty] | No |  | No | [28 empty] | N/A |  | 0 | 0 | 0 | 0 | 0 | 0 | 0 | 0 | 0 | 0 | 0 | 785652991448 | 36 | 0.75 | 0.75 | 1.9 | 0.012 | 60 | Yes | 4 | 10785652991445 | 36.5 | 2 | 2 | 7.85 | 0.084 | Yes |  |  | Ceiling Fan Downrod in Heirloom Bronze Finish. | 36" Heirloom Bronze Downrod |  | 1613-782.jpg | 1613.jpg
1614-962 | 48" Brushed Nickel Downrod |  | ACCESSORY | Ceiling Fan Downrods | Ceiling Fans | Brushed Nickel | 962 | [7 empty] | 0 | No | [14 empty] | 0 | [12 empty] | 16.5 | 33 | 49.5 | D:1/2'' L:48'' |  | 0.5 | 48 |  |  | Other | [6 empty] | No |  | No | [28 empty] | N/A |  | 0 | 0 | 0 | 0 | 0 | 0 | 0 | 0 | 0 | 0 | 0 | 785652993626 | 48.25 | 1 | 1 | 2.1 | 0.028 | 60 | Yes | 12 | 10785652993623 | 48.5 | 7.5 | 2.5 | 26.1 | 0.526 | Yes |  |  | Ceiling Fan Downrod Brushed Nickel Finish | 48" Brushed Nickel Downrod |  | 1614-962.jpg | 1614.jpg
16148BL-15 | One Light Ceiling Fan Light Kit |  | LIGHT KIT | Ceiling Fan Light Kits | Ceiling Fans | White | 15 | Steel |  |  |  |  | 1 Medium Self Ballasted CFL 13w |  | 1 | Yes | [14 empty] | 0 | [12 empty] | 41.55 | 83.1 | 124.65 | D:10 3/4'' H:3 1/2'' | 2.3 | 10.75 |  |  | 3.5 | Other | [6 empty] | No |  | No |  |  | Undefined | Undefined | [24 empty] | Pull Chain |  | 0 | 0 | 1 | 0 | 0 | 0 | 0 | 0 | 0 | 0 | 0 | 785652148026 | 11.75 | 11.75 | 7 | 3 | 0.559 | 175 | Yes | 2 | 10785652148023 | 12.25 | 12.25 | 15.25 | 7 | 1.324 | Yes | UL Dry | cUL Dry | Ceiling Fan Light Kit in White Finish | One Light Ceiling Fan Light Kit |  | 16148BL-15.jpg | 16148BL.jpg
16148BL-962 | One Light Ceiling Fan Light Kit |  | LIGHT KIT | Ceiling Fan Light Kits | Ceiling Fans | Brushed Nickel | 962 | Steel |  |  |  |  | 1 Medium Self Ballasted CFL 13w |  | 1 | Yes | [14 empty] | 0 | [12 empty] | 41.55 | 83.1 | 124.65 | D:10 3/4'' H:3 1/2'' | 2.3 | 10.75 |  |  | 3.5 | Other | [6 empty] | No |  | No |  |  | Undefined | Undefined | [24 empty] | N/A |  | 0 | 0 | 1 | 0 | 0 | 0 | 0 | 0 | 0 | 0 | 0 | 785652148149 | 11.75 | 11.75 | 7 | 3 | 0.559 | 175 | Yes | 2 | 10785652148146 | 12.25 | 12.25 | 15.25 | 7 | 1.324 | Yes | UL Dry | cUL Dry | Ceiling Fan Kit in Brushed Nickel Finished | One Light Ceiling Fan Light Kit |  | 16148BL-962.jpg | 16148BL.jpg
16148EN3-05 | One Light Ceiling Fan Light Kit |  | LIGHT KIT | Ceiling Fan Light Kits | Ceiling Fans | Chrome | 5 | Steel |  |  |  |  | 1 Medium A19 10w |  | 1 | Yes | [14 empty] | 0 | [12 empty] | 41.55 | 83.1 | 124.65 | D:10 3/4'' H:3 1/2'' | 2.3 | 10.75 |  |  | 3.5 | Other | [6 empty] | No |  | No |  |  | Undefined | Undefined | [21 empty] | 6.5 | Black/White |  | Pull Chain |  | 0 | 0 | 0 | 1 | 1 | 0 | 0 | 0 | 0 | 0 | 0 | 785652053481 | 11.5 | 11.125 | 6.75 | 2.5 | 0.5 | 175 | Yes | 2 | 10785652053488 | 14.5 | 12 | 12 | 6.2 | 1.208 | Yes | UL Dry | cUL Dry | Ceiling Fan Light Kit in Chrome Finish | One Light Ceiling Fan Light Kit |  | 16148EN3-05.jpg | 16148BL.jpg
16148EN3-962 | One Light Ceiling Fan Light Kit |  | LIGHT KIT | Ceiling Fan Light Kits | Ceiling Fans | Brushed Nickel | 962 | Steel |  |  |  |  | 1 Medium A19 10w |  | 1 | Yes | [14 empty] | 0 | [12 empty] | 41.55 | 83.1 | 124.65 | D:10 3/4'' H:3 1/2'' | 2.3 | 10.75 |  |  | 3.5 | Other | [6 empty] | No |  | No |  |  | Undefined | Undefined | [21 empty] | 6.5 | Black/White |  | N/A |  | 0 | 0 | 0 | 1 | 1 | 0 | 0 | 0 | 0 | 0 | 0 | 785652053535 | 11.5 | 11.125 | 6.75 | 2.5 | 0.5 | 175 | Yes | 2 | 10785652053532 | 14.5 | 12 | 12 | 6 | 1.208 | Yes | UL Dry | cUL Dry | Ceiling Fan Kit in Brushed Nickel Finished | One Light Ceiling Fan Light Kit |  | 16148EN3-962.jpg | 16148BL.jpg
16149BL-15 | Two Light Ceiling Fan Light Kit |  | LIGHT KIT | Ceiling Fan Light Kits | Ceiling Fans | White | 15 | [5 empty] | 2 Medium Self Ballasted CFL 13w |  | 2 | Yes | [14 empty] | 0 | [12 empty] | 47.3 | 94.6 | 141.9 | D:10'' H:5'' | 2.6 | 10 |  |  | 5 | Other | [6 empty] | No |  | No |  |  | Undefined | Undefined | [21 empty] | 6.5 |  |  | N/A |  | 0 | 0 | 1 | 0 | 0 | 0 | 0 | 0 | 0 | 0 | 0 | 785652614910 | 11.5 | 11.5 | 8.25 | 3.3 | 0.631 | 175 | Yes | 2 | 10785652614917 | 12 | 12 | 17.25 | 8 | 1.438 | Yes | C-UL-US Wet |  | Ceiling Fan Light Kit in White Powdercoat Finish | Two Light Ceiling Fan Light Kit |  | 16149BL-15.jpg | 16149BL.jpg
16149EN3-15 | Two Light Ceiling Fan Light Kit |  | LIGHT KIT | Ceiling Fan Light Kits | Ceiling Fans | White | 15 | [5 empty] | 2 Medium A19 9.5w |  | 2 | Yes | [14 empty] | 0 | [12 empty] | 47.3 | 94.6 | 141.9 | D:10'' H:5'' | 2.6 | 10 |  |  | 5 | Other | [6 empty] | No |  | No |  |  | Undefined | Undefined | [21 empty] | 6.5 | Black/White |  | N/A |  | 0 | 0 | 0 | 1 | 1 | 0 | 0 | 0 | 0 | 0 | 0 | 785652053559 | 11.358 | 11.58 | 10 | 4.6 | 0.761 | 125 | Yes | 2 | 10785652053556 | 20.75 | 12.38 | 12.25 | 10.3 | 1.821 | Yes | C-UL-US Wet |  | Ceiling Fan Light Kit in White Powdercoat Finish | Two Light Ceiling Fan Light Kit |  | 16149EN3-15.jpg | 16149EN3.jpg
16151B-15 | Four Light Ceiling Fan Light Kit |  | LIGHT KIT | Ceiling Fan Light Kits | Ceiling Fans | White | 15 | Steel |  |  |  |  | 4 Candelabra Torpedo 40w |  | 4 | Yes | [14 empty] | 0 | [12 empty] | 24.75 | 49.5 | 74.25 | D:6 1/2'' H:3'' | 1 | 6.5 |  |  | 3 | Other | [6 empty] | No |  | No |  |  | Undefined | Undefined | [21 empty] | 6.5 |  |  | Pull Chain |  | 0 | 0 | 0 | 0 | 0 | 0 | 0 | 1 | 0 | 0 | 0 | 785652162831 | 8.25 | 6 | 5 | 1.3 | 0.143 | 100 | Yes | 12 | 10785652162838 | 17.25 | 12.5 | 16 | 17.3 | 1.997 | Yes | C-UL-US Dry |  | Four Light Ceiling Fan Light Kit in White Finish | Four Light Ceiling Fan Light Kit | Includes 190W Limiter | 16151B-15.jpg | 16151B.jpg
16151B-962 | Four Light Ceiling Fan Light Kit |  | LIGHT KIT | Ceiling Fan Light Kits | Ceiling Fans | Brushed Nickel | 962 | Steel |  |  |  |  | 4 Candelabra Torpedo 40w |  | 4 | Yes | [14 empty] | 0 | [12 empty] | 24.75 | 49.5 | 74.25 | D:6 1/2'' H:3'' | 1 | 6.5 |  |  | 3 | Other | [6 empty] | No |  | No |  |  | Undefined | Undefined | [21 empty] | 6.5 |  |  | Pull Chain |  | 0 | 0 | 0 | 0 | 0 | 0 | 0 | 1 | 0 | 0 | 0 | 785652162916 | 8.25 | 6 | 5 | 1.3 | 0.143 | 100 | Yes | 12 | 10785652162913 | 17.25 | 12.5 | 16 | 17.3 | 1.997 | Yes | C-UL-US Dry |  | Four Light Ceiling Fan Light Kit in Brushed Nickel Finish | Four Light Ceiling Fan Light Kit | Includes 190W Limiter | 16151B-962.jpg | 16151B.jpg
16151EN-15 | Four Light Ceiling Fan Light Kit |  | LIGHT KIT | Ceiling Fan Light Kits | Ceiling Fans | White | 15 | Steel |  |  |  |  | 4 Candelabra Torpedo 3.5w |  | 4 | Yes | [14 empty] | 0 | [12 empty] | 34.75 | 69.5 | 104.25 | D:6 1/2'' H:3'' | 1 | 6.5 |  |  | 3 | Other | [6 empty] | No |  | No |  |  | Undefined | Undefined | [21 empty] | 6.5 |  |  | Pull Chain |  | 0 | 0 | 0 | 0 | 1 | 0 | 0 | 0 | 0 | 0 | 0 | 785652065491 | 8.25 | 6 | 5 | 1.3 | 0.143 | 100 | Yes | 12 | 10785652065498 | 17.25 | 12.5 | 16 | 17.3 | 1.997 | Yes | C-UL-US Dry |  | FOUR LIGHT CEILING FAN LIGHT KIT-15 | Four Light Ceiling Fan Light Kit |  | 16151EN-15.jpg | 16151EN.jpg
16151EN-962 | Four Light Ceiling Fan Light Kit |  | LIGHT KIT | Ceiling Fan Light Kits | Ceiling Fans | Brushed Nickel | 962 | Steel |  |  |  |  | 4 Candelabra Torpedo 3.5w |  | 4 | Yes | [14 empty] | 0 | [12 empty] | 34.75 | 69.5 | 104.25 | D:6 1/2'' H:3'' | 1 | 6.5 |  |  | 3 | Other | [6 empty] | No |  | No |  |  | Undefined | Undefined | [21 empty] | 6.5 |  |  | Pull Chain |  | 0 | 0 | 0 | 0 | 1 | 0 | 0 | 0 | 0 | 0 | 0 | 785652065514 | 8.25 | 6 | 5 | 1.3 | 0.143 | 100 | Yes | 12 | 10785652065511 | 17.25 | 12.5 | 16 | 17.3 | 1.997 | Yes | C-UL-US Dry |  | FOUR LIGHT CEILING FAN LIGHT KIT-962 | Four Light Ceiling Fan Light Kit |  | 16151EN-962.jpg | 16151EN.jpg
1630-782 | Slope Ceiling Adapter |  | ACCESSORY | Ceiling Fan Canopies | Ceiling Fans | Heirloom Bronze | 782 | [7 empty] | 0 | No | [14 empty] | 0 | [12 empty] | 10.55 | 21.1 | 31.65 | [6 empty] | Other | [6 empty] | No |  | No |  |  | Undefined | Undefined | [24 empty] | N/A |  | 0 | 0 | 0 | 0 | 0 | 0 | 0 | 0 | 0 | 0 | 0 | 785652016387 | 6.25 | 6.25 | 3.75 | 1.75 | 0.085 | 70 | Yes | 3 | 10785652016384 | 6.75 | 6.75 | 12.75 | 6.15 | 0.336 | Yes | C-UL-US Dry |  | Slope Ceiling Fan Adapter in Heirloom Bronze Finish. | Slope Ceiling Adapter |  | 1630-782.jpg | 1630.jpg
1633-681 | Ceiling Fan Light Kit Glass |  | ACCESSORY | Ceiling Fan Glass | Ceiling Fans | Stratus White | 681 |  | Stratus White Glass | [5 empty] | 0 | No | [14 empty] | 0 | [12 empty] | 6.85 | 13.7 | 20.55 | D:5 1/2'' H:5 1/4'' |  | 5.5 |  |  | 5.25 | N/A | [6 empty] | No |  | No | [28 empty] | N/A |  | 0 | 0 | 0 | 0 | 0 | 0 | 0 | 0 | 0 | 0 | 0 | 785652167065 | 6.25 | 6.25 | 6 | 1.15 | 0.136 | 65 | Yes | 24 | 10785652167062 | 19 | 13.5 | 7.12 | 28.2 | 1.057 | Yes | C-UL-US Dry |  | Ceiling Fan Stratus White Finished Glass Shade | Ceiling Fan Light Kit Glass |  | 1633-681.jpg | 1633.jpg
1666-33 | Ceiling Fan Light Kit Glass |  | ACCESSORY | Ceiling Fan Glass | Ceiling Fans | Satin White | 33 |  | Satin White Glass | [5 empty] | 0 | No | [14 empty] | 0 | [12 empty] | 6.85 | 13.7 | 20.55 | D:4 3/4'' H:5 1/4'' |  | 4.75 |  |  | 5.25 | N/A | [6 empty] | No |  | No | [28 empty] | N/A |  | 0 | 0 | 0 | 0 | 0 | 0 | 0 | 0 | 0 | 0 | 0 | 785652166631 | 4.75 | 2.25 | 5.25 | 0.33 | 0.032 | 93 | Yes | 4 | 10785652166638 | 11 | 11.38 | 6.216 | 2.1 | 0.45 | Yes | C-UL-US Dry |  | Ceiling Fan Glass Shade in Satin White Finish. | Ceiling Fan Light Kit Glass |  | 1666-33.jpg | 1666.jpg
1676-32 | Ceiling Fan Light Kit Glass |  | ACCESSORY | Ceiling Fan Glass | Ceiling Fans | Clear | 32 |  | Clear Ribbed Glass | [5 empty] | 0 | No | [14 empty] | 0 | [12 empty] | 4.25 | 8.5 | 12.75 | D:4 1/4'' H:5'' |  | 4.25 |  |  | 5 | N/A | [6 empty] | No |  | No | [28 empty] | N/A |  | 0 | 0 | 0 | 0 | 0 | 0 | 0 | 0 | 0 | 0 | 0 | 785652167621 | 4.5 | 4.5 | 5 | 0.7 | 0.059 | 70 | Yes | 4 | 10785652167628 | 10.75 | 5 | 5 | 3.2 | 0.156 | Yes | C-UL-US Dry |  | Ceiling Fan Glass Clear Ribbed | Ceiling Fan Light Kit Glass |  | 1676-32.jpg | 1676.jpg
1676-33 | Ceiling Fan Light Kit Glass |  | ACCESSORY | Ceiling Fan Glass | Ceiling Fans | Satin White | 33 |  | Satin White Glass | D:4.25" |  |  |  |  | 0 | No | [14 empty] | 0 | [12 empty] | 4.25 | 8.5 | 12.75 | D:4 1/4'' H:5'' |  | 4.25 |  |  | 5 | N/A | [6 empty] | No |  | No | [28 empty] | N/A |  | 0 | 0 | 0 | 0 | 0 | 0 | 0 | 0 | 0 | 0 | 0 | 785652167638 | 4.3 | 4.3 | 4.9 | 0.7 | 0.052 | 70 | Yes | 48 | 10785652167635 | 21 | 12.5 | 15.5 | 44.34 | 2.355 | Yes | C-UL-US Dry |  | Ceiling Fan Glass Satin White | Ceiling Fan Light Kit Glass |  | 1676-33.jpg | 1676.jpg
2530404-962 | Four Light Track Lighting Kit |  | TRACK | Track Lighting | Track Lighting | Brushed Nickel | 962 | Steel | Satin White Glass | D:4.75" H:5.75" |  |  | 4 Medium A19 60w |  | 4 | No | [14 empty] | 0 | [12 empty] | 169.98 | 339.96 | 509.94 | L:48'' W:4 3/4'' H:13 1/4'' | 10.76 |  | 48 | 4.75 | 13.25 | Universal Mounting Plate | [6 empty] | No |  | No | [20 empty] | DP:4 1/2'' W:7 1/2'' H:1'' Oval |  |  |  |  | 6.5 |  |  |  | Hardwired | 0 | 0 | 0 | 0 | 1 | 0 | 0 | 1 | 0 | 1 | 0 | 785652240706 | 48.25 | 13.38 | 8.18 | 13.8 | 3.056 | 175 | Yes | [9 empty] | cETL Damp | TRANSITIONAL 4L TRACK-962 | Four Light Track Lighting Kit |  | 2530404-962.jpg | 2530404.jpg
2530404EN3-962 | Four Light Track Lighting Kit |  | TRACK | Track Lighting | Track Lighting | Brushed Nickel | 962 | Steel | Satin Etched Glass | D:4.75" H:5.75" |  |  | 4 Medium A19 9.3w |  | 4 | Yes | [14 empty] | 0 | [12 empty] | 188.98 | 377.96 | 566.94 | L:48'' W:4 3/4'' H:13 1/4'' | 10.76 |  | 48 | 4.75 | 13.25 | Universal Mounting Plate | [6 empty] | No |  | No | [20 empty] | DP:4 1/2'' W:7 1/2'' H:1'' Oval |  |  |  |  | 6.5 | Black/White |  |  | Hardwired | 0 | 0 | 0 | 1 | 1 | 0 | 0 | 0 | 0 | 1 | 0 | 785652065798 | 48.25 | 13.38 | 8.18 | 13.8 | 3.056 | 175 | Yes | [9 empty] | cETL Damp | 4L FIXED TRACK-962 | Four Light Track Lighting Kit |  | 2530404EN3-962.jpg | 2530404.jpg
2537203S-962 | Three Light LED Track Light | Sea Gull Lighting LED Talida track lighting is designed to enhance your decor and engineered to save energy costs. The sleek design is offered with straight and curved tracks, and adjustable LED heads that pivot and rotate to direct light where it is needed most. Available in a three-light or four-light option with a Brushed Nickel finish. | TRACK | Talida | Track Lighting | Brushed Nickel | 962 | Steel | [6 empty] | 3 | No | 1050 | 3000 | 90 | 15 | 120 | 19 - Integrated | MODS - Modules |  | 10 | 100 | LED | 15 | 15 | 25000 | 0 | [12 empty] | 74.98 | 149.96 | 224.94 | L:24 3/8'' W:5'' H:6 7/8'' | 2.7 |  | 24.375 | 5 | 6.875 | Cap Nuts | [6 empty] | No |  | No | [20 empty] | D:5'' H:1 3/8'' Round |  |  |  |  | 6.5 | Black/White |  |  | Hardwired | 0 | 0 | 0 | 1 | 1 | 0 | 1 | 0 | 0 | 0 | 1 | 785652067945 | 26.5 | 8 | 6.5 | 3.7 | 0.797 | 175 | Yes | [9 empty] | cETL Dry | TALIDA 3L LED STRGHT TRACK-962 | Three Light LED Track Light |  | 2537203S-962.png | 2537203S.jpg
2537204S-962 | Four Light LED Track Light | Sea Gull Lighting LED Talida track lighting is designed to enhance your decor and engineered to save energy costs. The sleek design is offered with straight and curved tracks, and adjustable LED heads that pivot and rotate to direct light where it is needed most. Available in a three-light or four-light option with a Brushed Nickel finish. | TRACK | Talida | Track Lighting | Brushed Nickel | 962 | Steel | [6 empty] | 4 | No | 1400 | 3000 | 90 | 20 | 120 | 19 - Integrated | MODS - Modules |  | 10 | 100 | LED | 20 | 20 | 25000 | 0 | [12 empty] | 94.48 | 188.96 | 283.44 | L:36 5/8'' W:5'' H:6 7/8'' | 3.6 |  | 36.625 | 5 | 6.875 | Cap Nuts | [6 empty] | No |  | No | [20 empty] | D:5'' H:1 3/8'' Round |  |  |  |  | 6.5 | Black/White |  |  | Hardwired | 0 | 0 | 0 | 1 | 1 | 0 | 1 | 0 | 0 | 0 | 1 | 785652067976 | 38.58 | 8.18 | 6.38 | 4.9 | 1.165 | 175 | Yes | [9 empty] | cETL Dry | TALIDA 4L LED STRGHT TRACK-962 | Four Light LED Track Light |  | 2537204S-962.jpg | 2537204S.jpg
2637203S-962 | Three Light LED Track Light | Sea Gull Lighting LED Talida track lighting is designed to enhance your decor and engineered to save energy costs. The sleek design is offered with straight and curved tracks, and adjustable LED heads that pivot and rotate to direct light where it is needed most. Available in a three-light or four-light option with a Brushed Nickel finish. | TRACK | Talida | Track Lighting | Brushed Nickel | 962 | Steel | [6 empty] | 3 | No | 1050 | 3000 | 90 | 15 | 120 | 19 - Integrated | MODS - Modules |  | 10 | 100 | LED | 15 | 15 | 25000 | 0 | [12 empty] | 74.98 | 149.96 | 224.94 | L:24 3/8'' W:5'' H:7 1/8'' | 2.7 |  | 24.375 | 5 | 7.125 | Cap Nuts | [6 empty] | No |  | No | [20 empty] | D:5'' H:1 3/8'' Round |  |  |  |  | 6.5 | Black/White |  |  | Hardwired | 0 | 0 | 0 | 1 | 1 | 0 | 1 | 0 | 0 | 0 | 1 | 785652068003 | 26.5 | 8 | 6.5 | 3.8 | 0.797 | 175 | Yes | [9 empty] | cETL Dry | TALIDA 3L LED CURVED TRACK-962 | Three Light LED Track Light |  | 2637203S-962.png | 2637203S.jpg
2637204S-962 | Four Light LED Track Light | Sea Gull Lighting LED Talida track lighting is designed to enhance your decor and engineered to save energy costs. The sleek design is offered with straight and curved tracks, and adjustable LED heads that pivot and rotate to direct light where it is needed most. Available in a three-light or four-light option with a Brushed Nickel finish. | TRACK | Talida | Track Lighting | Brushed Nickel | 962 | Steel | [6 empty] | 4 | No | 1400 | 3000 | 90 | 20 | 120 | 19 - Integrated | MODS - Modules |  | 10 | 100 | LED | 20 | 20 | 25000 | 0 | [12 empty] | 94.48 | 188.96 | 283.44 | L:36 5/8'' W:5'' H:7 3/8'' | 3.6 |  | 36.625 | 5 | 7.375 | Cap Nuts | [6 empty] | No |  | No | [20 empty] | D:5'' H:1 3/8'' Round |  |  |  |  | 6.5 | Black/White |  |  | Hardwired | 0 | 0 | 0 | 1 | 1 | 0 | 1 | 0 | 0 | 0 | 1 | 785652068034 | 38.58 | 8.25 | 6.5 | 4.9 | 1.197 | 175 | Yes | [9 empty] | cETL Dry | TALIDA 4L LED CURVED TRACK-962 | Four Light LED Track Light |  | 2637204S-962.png | 2637204S.jpg
2670-15 | 120V Two-Light Track Lighting Kit |  | TRACK | Track Lighting Kits | Track Lighting | White | 15 | Steel |  |  |  |  | 2 Medium PAR20 75w |  | 2 | No | [14 empty] | 0 | [12 empty] | 46 | 92 | 138 | L:24'' W:4 3/4'' H:9 1/2'' |  |  | 24 | 4.75 | 9.5 | Other | [6 empty] | No |  | No | [28 empty] | N/A |  | 0 | 0 | 0 | 0 | 1 | 0 | 0 | 0 | 0 | 0 | 0 | 785652267055 | 27.5 | 5 | 5 | 3.5 | 0.398 | 100 | Yes | 6 | 10785652267052 | 28 | 11 | 16.5 | 23.35 | 2.941 | Yes | C-UL-US Dry |  | TRACK LIGHTING 2L KIT-15 | 120V Two-Light Track Lighting Kit |  | 2670-15.jpg | 2670.jpg
2674-15 | 120V Three-Light Track Lighting Kit |  | TRACK | Track Lighting Kits | Track Lighting | White | 15 | Steel |  |  |  |  | 3 Medium PAR30 75w |  | 3 | No | [14 empty] | 0 | [12 empty] | 76 | 152 | 228 | L:48 1/2'' W:4 3/4'' H:10 1/2'' |  |  | 48.5 | 4.75 | 10.5 | Other | [6 empty] | No |  | No | [28 empty] | N/A |  | 0 | 0 | 0 | 0 | 1 | 0 | 0 | 0 | 0 | 0 | 0 | 785652267451 | 29.58 | 5.78 | 5.25 | 6.35 | 0.519 | 85 | Yes | 6 | 10785652267458 | 30.58 | 16.58 | 12.58 | 41.15 | 3.691 | Yes | C-UL-US Dry |  | TRACK LIGHTING 3L KIT-15 | 120V Three-Light Track Lighting Kit |  | 2674-15.jpg | 2674.jpg
3101902-872 | Two Light Chandelier | Oglesby has a traditional shape beautifully updated with rustic features. Round wood beads drape from a distressed metal frame for a look that is strikingly casual while still elegant enough to make a dramatic impression in an entryway or clustered over a kitchen island or dining room table. Featuring cascading washed pine beads and a Stardust finish, the assortment includes a two-light, three-light, four-light and five-light chandeliers and a three-light flush mount. | CHANDELIERS | Oglesby | Chandeliers | Washed Pine / Stardust | 872 / 846 | Steel |  |  |  |  | 2 Candelabra B10 Torpedo 60w |  | 2 | No | [14 empty] | 0 | [12 empty] | 113.48 | 226.96 | 340.44 | D:13'' H:18'' O:92'' | 2.8 | 13 |  |  | 18 | Screw Collar - Chain |  |  | 92 |  |  |  | No |  | No | [20 empty] | D:5'' H:3/4'' Round |  |  |  |  | 120 | Black | 72 |  | Hardwired | 0 | 0 | 0 | 0 | 1 | 0 | 0 | 1 | 1 | 0 | 0 | 785652070150 | 16.5 | 15.875 | 6.875 | 5.1 | 1.042 | 175 | Yes | [9 empty] | cETL Damp | OGLESBY 2L CHAND-872 | Two Light Chandelier |  | 3101902-872.jpg | 3101902.jpg
3101902EN-872 | Two Light Chandelier | Oglesby has a traditional shape beautifully updated with rustic features. Round wood beads drape from a distressed metal frame for a look that is strikingly casual while still elegant enough to make a dramatic impression in an entryway or clustered over a kitchen island or dining room table. Featuring cascading washed pine beads and a Stardust finish, the assortment includes a two-light, three-light, four-light and five-light chandeliers and a three-light flush mount. | CHANDELIERS | Oglesby | Chandeliers | Washed Pine / Stardust | 872 / 846 | Steel |  |  |  |  | 2 Candelabra B10 Torpedo 3.5w |  | 2 | Yes | [14 empty] | 0 | [12 empty] | 124.98 | 249.96 | 374.94 | D:13'' H:18'' O:92'' | 2.8 | 13 |  |  | 18 | Screw Collar - Chain |  |  | 92 |  |  |  | No |  | No | [20 empty] | D:5'' H:3/4'' Round |  |  |  |  | 120 | Black | 72 |  | Hardwired | 0 | 0 | 0 | 1 | 1 | 0 | 0 | 0 | 1 | 0 | 0 | 785652071836 | 16.5 | 15.875 | 6.875 | 5.1 | 1.042 | 175 | Yes | [9 empty] | cETL Damp | OGLESBY 2L LED CHAND-872 | Two Light Chandelier |  | 3101902EN-872.jpg | 3101902.jpg
3101903-872 | Three Light Chandelier | Oglesby has a traditional shape beautifully updated with rustic features. Round wood beads drape from a distressed metal frame for a look that is strikingly casual while still elegant enough to make a dramatic impression in an entryway or clustered over a kitchen island or dining room table. Featuring cascading washed pine beads and a Stardust finish, the assortment includes a two-light, three-light, four-light and five-light chandeliers and a three-light flush mount. | CHANDELIERS | Oglesby | Chandeliers | Washed Pine / Stardust | 872 / 846 | Steel |  |  |  |  | 3 Candelabra B10 Torpedo 60w |  | 3 | No | [14 empty] | 0 | [12 empty] | 159.48 | 318.96 | 478.44 | D:16'' H:20 1/8'' O:94 1/8'' | 4.6 | 16 |  |  | 20.125 | Screw Collar - Chain |  |  | 94.125 |  |  |  | No |  | No | [20 empty] | D:5'' H:3/4'' Round |  |  |  |  | 120 | Black | 72 |  | Hardwired | 0 | 0 | 0 | 0 | 1 | 0 | 0 | 1 | 1 | 0 | 0 | 785652070167 | 19.25 | 18.5 | 6.5 | 6.6 | 1.34 | 175 | Yes | [9 empty] | cETL Damp | OGLESBY 3L CHAND-872 | Three Light Chandelier |  | 3101903-872.jpg | 3101903.jpg
3101903EN-872 | Three Light Chandelier | Oglesby has a traditional shape beautifully updated with rustic features. Round wood beads drape from a distressed metal frame for a look that is strikingly casual while still elegant enough to make a dramatic impression in an entryway or clustered over a kitchen island or dining room table. Featuring cascading washed pine beads and a Stardust finish, the assortment includes a two-light, three-light, four-light and five-light chandeliers and a three-light flush mount. | CHANDELIERS | Oglesby | Chandeliers | Washed Pine / Stardust | 872 / 846 | Steel |  |  |  |  | 3 Candelabra B10 Torpedo 3.5w |  | 3 | Yes | [14 empty] | 0 | [12 empty] | 174.98 | 349.96 | 524.94 | D:16'' H:20 1/8'' O:94 1/8'' | 4.6 | 16 |  |  | 20.125 | Screw Collar - Chain |  |  | 94.125 |  |  |  | No |  | No | [20 empty] | D:5'' H:3/4'' Round |  |  |  |  | 120 | Black | 72 |  | Hardwired | 0 | 0 | 0 | 1 | 1 | 0 | 0 | 0 | 1 | 0 | 0 | 785652071843 | 19.25 | 18.5 | 6.5 | 6.6 | 1.34 | 175 | Yes | [9 empty] | cETL Damp | OGLESBY 3L LED CHAND-872 | Three Light Chandelier |  | 3101903EN-872.jpg | 3101903.jpg
3101904-872 | Four Light Chandelier | Oglesby has a traditional shape beautifully updated with rustic features. Round wood beads drape from a distressed metal frame for a look that is strikingly casual while still elegant enough to make a dramatic impression in an entryway or clustered over a kitchen island or dining room table. Featuring cascading washed pine beads and a Stardust finish, the assortment includes a two-light, three-light, four-light and five-light chandeliers and a three-light flush mount. | CHANDELIERS | Oglesby | Chandeliers | Washed Pine / Stardust | 872 / 846 | Steel |  |  |  |  | 4 Candelabra B10 Torpedo 60w |  | 4 | No | [14 empty] | 0 | [12 empty] | 216.48 | 432.96 | 649.44 | D:20'' H:23 3/4'' O:97 3/4'' | 5.8 | 20 |  |  | 23.75 | Screw Collar - Chain |  |  | 97.75 |  |  |  | No |  | No | [20 empty] | D:5'' H:3/4'' Round |  |  |  |  | 120 | Black | 72 |  | Hardwired | 0 | 0 | 0 | 0 | 1 | 0 | 0 | 1 | 1 | 0 | 0 | 785652070174 | 23.125 | 23 | 7.375 | 8.5 | 2.27 | 250 | Yes | [9 empty] | cETL Damp | OGLESBY 4L CHAND-872 | Four Light Chandelier |  | 3101904-872.jpg | 3101904.jpg
3101904EN-872 | Four Light Chandelier | Oglesby has a traditional shape beautifully updated with rustic features. Round wood beads drape from a distressed metal frame for a look that is strikingly casual while still elegant enough to make a dramatic impression in an entryway or clustered over a kitchen island or dining room table. Featuring cascading washed pine beads and a Stardust finish, the assortment includes a two-light, three-light, four-light and five-light chandeliers and a three-light flush mount. | CHANDELIERS | Oglesby | Chandeliers | Washed Pine / Stardust | 872 / 846 | Steel |  |  |  |  | 4 Candelabra B10 Torpedo 3.5w |  | 4 | Yes | [14 empty] | 0 | [12 empty] | 239.48 | 478.96 | 718.44 | D:20'' H:23 3/4'' O:97 3/4'' | 5.8 | 20 |  |  | 23.75 | Screw Collar - Chain |  |  | 97.75 |  |  |  | No |  | No | [20 empty] | D:5'' H:3/4'' Round |  |  |  |  | 120 | Black | 72 |  | Hardwired | 0 | 0 | 0 | 1 | 1 | 0 | 0 | 0 | 1 | 0 | 0 | 785652071850 | 23.125 | 23 | 7.375 | 8.5 | 2.27 | 250 | Yes | [9 empty] | cETL Damp | OGLESBY 4L LED CHAND-872 | Four Light Chandelier |  | 3101904EN-872.jpg | 3101904EN.jpg
3101905-872 | Five Light Chandelier | Oglesby has a traditional shape beautifully updated with rustic features. Round wood beads drape from a distressed metal frame for a look that is strikingly casual while still elegant enough to make a dramatic impression in an entryway or clustered over a kitchen island or dining room table. Featuring cascading washed pine beads and a Stardust finish, the assortment includes a two-light, three-light, four-light and five-light chandeliers and a three-light flush mount. | CHANDELIERS | Oglesby | Chandeliers | Washed Pine / Stardust | 872 / 846 | Steel |  |  |  |  | 5 Candelabra B10 Torpedo 60w |  | 5 | No | [14 empty] | 0 | [12 empty] | 325.95 | 651.9 | 977.85 | D:29'' H:37 1/4'' O:111 1/4'' | 10.5 | 29 |  |  | 37.25 | Screw Collar - Chain |  |  | 111.25 |  |  |  | No |  | No | [20 empty] | D:5'' H:3/4'' Round |  |  |  |  | 120 | Black | 72 |  | Hardwired | 0 | 0 | 0 | 0 | 1 | 0 | 0 | 1 | 1 | 0 | 0 | 785652070181 | 32 | 3.75 | 9.625 | 14.2 | 0.668 | 70 | Yes | [9 empty] | cETL Damp | OGLESBY 5L CHAND-872 | Five Light Chandelier |  | 3101905-872.jpg | 3101905.jpg
3101905EN-872 | Five Light Chandelier | Oglesby has a traditional shape beautifully updated with rustic features. Round wood beads drape from a distressed metal frame for a look that is strikingly casual while still elegant enough to make a dramatic impression in an entryway or clustered over a kitchen island or dining room table. Featuring cascading washed pine beads and a Stardust finish, the assortment includes a two-light, three-light, four-light and five-light chandeliers and a three-light flush mount. | CHANDELIERS | Oglesby | Chandeliers | Washed Pine / Stardust | 872 / 846 | Steel |  |  |  |  | 5 Candelabra B10 Torpedo 3.5w |  | 5 | Yes | [14 empty] | 0 | [12 empty] | 358.45 | 716.9 | 1075.35 | D:29'' H:37 1/4'' O:111 1/4'' | 10.5 | 29 |  |  | 37.25 | Screw Collar - Chain |  |  | 111.25 |  |  |  | No |  | No | [20 empty] | D:5'' H:3/4'' Round |  |  |  |  | 120 | Black | 72 |  | Hardwired | 0 | 0 | 0 | 1 | 1 | 0 | 0 | 0 | 1 | 0 | 0 | 785652071867 | 32 | 3.75 | 9.625 | 14.2 | 0.668 | 70 | Yes | [9 empty] | cETL Damp | OGLESBY 5L LED CHAND-872 | Five Light Chandelier |  | 3101905EN-872.jpg | 3101905EN.jpg
31060-782 | Three Light Chandelier | The Sussex lighting collection from Sea Gull Lighting is a perfect crossover from cottage style into urban chic. The Sussex collection's retro appeal softens and warms-up contemporary spaces, while retaining an up-to-date decor. Look to Sussex when balance and unity are required in your interior design. Offered in Brushed Nickel finish with Satin White glass or Heirloom Bronze with Satin Etched glass. For the wall/bath fixtures only, a Chrome finish coupled with Satin White glass is also available. The assortment includes nine-light, five-light and three-light chandeliers, pendants in six sizes, both flush and semi-flush ceiling fixtures, as well as one-light, two-light, three-light and four-light wall/bath fixtures. Both incandescent lamping and ENERGY STAR-qualified LED lamping are available. Most of these fixtures easily convert to LED by purchasing LED replacement lamps sold separately. | CHANDELIERS | Sussex | Chandeliers | Heirloom Bronze | 782 | Steel | Satin Etched Glass | D:7.5" H:4.0625" |  |  | 3 Medium A19 100w |  | 3 | No | [14 empty] | 0 | [12 empty] | 133.48 | 266.96 | 400.44 | D:22'' H:15 1/2'' O:144'' | 7.9 | 22 |  |  | 15.5 | Center Lock-Up | 20 |  | 144 |  |  |  | No |  | No | [20 empty] | D:6 5/8'' H:3'' Round |  |  |  |  | 144 | Brown | 120 | N/A | Hardwired | 0 | 0 | 0 | 0 | 1 | 0 | 0 | 1 | 1 | 1 | 0 | 785652031069 | 18 | 15.25 | 8.25 | 10 | 1.311 | 125 | Yes | [8 empty] | ETL Dry | cETL Dry | SUSSEX 3L CHAND-782 | Three Light Chandelier |  | 31060-782.jpg | 31060.jpg
31060-962 | Three Light Chandelier | The Sussex lighting collection from Sea Gull Lighting is a perfect crossover from cottage style into urban chic. The Sussex collection's retro appeal softens and warms-up contemporary spaces, while retaining an up-to-date decor. Look to Sussex when balance and unity are required in your interior design. Offered in Brushed Nickel finish with Satin White glass or Heirloom Bronze with Satin Etched glass. For the wall/bath fixtures only, a Chrome finish coupled with Satin White glass is also available. The assortment includes nine-light, five-light and three-light chandeliers, pendants in six sizes, both flush and semi-flush ceiling fixtures, as well as one-light, two-light, three-light and four-light wall/bath fixtures. Both incandescent lamping and ENERGY STAR-qualified LED lamping are available. Most of these fixtures easily convert to LED by purchasing LED replacement lamps sold separately. | CHANDELIERS | Sussex | Chandeliers | Brushed Nickel | 962 | Steel | Satin White Glass | D:7.5" H:4.0625" |  |  | 3 Medium A19 100w |  | 3 | No | [14 empty] | 0 | [12 empty] | 133.48 | 266.96 | 400.44 | D:22'' H:15 1/2'' O:144'' | 7.9 | 22 |  |  | 15.5 | Center Lock-Up | 20 |  | 144 |  |  |  | No |  | No | [20 empty] | D:6 5/8'' H:3'' Round |  |  |  |  | 144 | Clear | 120 | N/A | Hardwired | 0 | 0 | 0 | 0 | 1 | 0 | 0 | 1 | 1 | 1 | 0 | 785652310607 | 17.75 | 15.58 | 9.25 | 9.5 | 1.48 | 125 | Yes | [8 empty] | ETL Dry | cETL Dry | SUSSEX 3L CHAND-962 | Three Light Chandelier |  | 31060-962.jpg | 31060.jpg
31060EN3-782 | Three Light Chandelier | The Sussex lighting collection from Sea Gull Lighting is a perfect crossover from cottage style into urban chic. The Sussex collection's retro appeal softens and warms-up contemporary spaces, while retaining an up-to-date decor. Look to Sussex when balance and unity are required in your interior design. Offered in Brushed Nickel finish with Satin White glass or Heirloom Bronze with Satin Etched glass. For the wall/bath fixtures only, a Chrome finish coupled with Satin White glass is also available. The assortment includes nine-light, five-light and three-light chandeliers, pendants in six sizes, both flush and semi-flush ceiling fixtures, as well as one-light, two-light, three-light and four-light wall/bath fixtures. Both incandescent lamping and ENERGY STAR-qualified LED lamping are available. Most of these fixtures easily convert to LED by purchasing LED replacement lamps sold separately. | CHANDELIERS | Sussex | Chandeliers | Heirloom Bronze | 782 | Steel | Satin Etched Glass | D:7.5" H:4.0625" |  |  | 3 Medium A19 9.3w |  | 3 | Yes | [14 empty] | 0 | [12 empty] | 149.98 | 299.96 | 449.94 | D:22'' H:15 1/2'' O:144'' | 7.9 | 22 |  |  | 15.5 | Center Lock-Up | 20 |  | 144 |  |  |  | No |  | No | [20 empty] | D:6 5/8'' H:3'' Round |  |  |  |  | 144 | Brown | 120 | N/A | Hardwired | 0 | 0 | 0 | 1 | 1 | 0 | 0 | 0 | 1 | 1 | 0 | 785652047220 | 18 | 15.25 | 8.25 | 10 | 1.311 | 125 | Yes | [8 empty] | ETL Dry | cETL Dry | SUSSEX 3L CHAND-782 | Three Light Chandelier |  | 31060EN-782.jpg | 31060.jpg
31060EN3-962 | Three Light Chandelier | The Sussex lighting collection from Sea Gull Lighting is a perfect crossover from cottage style into urban chic. The Sussex collection's retro appeal softens and warms-up contemporary spaces, while retaining an up-to-date decor. Look to Sussex when balance and unity are required in your interior design. Offered in Brushed Nickel finish with Satin White glass or Heirloom Bronze with Satin Etched glass. For the wall/bath fixtures only, a Chrome finish coupled with Satin White glass is also available. The assortment includes nine-light, five-light and three-light chandeliers, pendants in six sizes, both flush and semi-flush ceiling fixtures, as well as one-light, two-light, three-light and four-light wall/bath fixtures. Both incandescent lamping and ENERGY STAR-qualified LED lamping are available. Most of these fixtures easily convert to LED by purchasing LED replacement lamps sold separately. | CHANDELIERS | Sussex | Chandeliers | Brushed Nickel | 962 | Steel | Satin White Glass | D:7.5" H:4.0625" |  |  | 3 Medium A19 9.3w |  | 3 | Yes | [14 empty] | 0 | [12 empty] | 149.98 | 299.96 | 449.94 | D:22'' H:15 1/2'' O:144'' | 7.9 | 22 |  |  | 15.5 | Center Lock-Up | 20 |  | 144 |  |  |  | No |  | No | [20 empty] | D:6 5/8'' H:3'' Round |  |  |  |  | 144 | Clear | 120 | N/A | Hardwired | 0 | 0 | 0 | 1 | 1 | 0 | 0 | 0 | 1 | 1 | 0 | 785652047237 | 17.75 | 15.6 | 9.25 | 9.5 | 1.482 | 125 | Yes | [8 empty] | ETL Dry | cETL Dry | SUSSEX 3L CHAND-962 | Three Light Chandelier |  | 31060EN-962.jpg | 31060.jpg
31061-782 | Five Light Chandelier | The Sussex lighting collection from Sea Gull Lighting is a perfect crossover from cottage style into urban chic. The Sussex collection's retro appeal softens and warms-up contemporary spaces, while retaining an up-to-date decor. Look to Sussex when balance and unity are required in your interior design. Offered in Brushed Nickel finish with Satin White glass or Heirloom Bronze with Satin Etched glass. For the wall/bath fixtures only, a Chrome finish coupled with Satin White glass is also available. The assortment includes nine-light, five-light and three-light chandeliers, pendants in six sizes, both flush and semi-flush ceiling fixtures, as well as one-light, two-light, three-light and four-light wall/bath fixtures. Both incandescent lamping and ENERGY STAR-qualified LED lamping are available. Most of these fixtures easily convert to LED by purchasing LED replacement lamps sold separately. | CHANDELIERS | Sussex | Chandeliers | Heirloom Bronze | 782 | Steel | Satin Etched Glass | D:7.5" H:4.0625" |  |  | 5 Medium A19 100w |  | 5 | No | [14 empty] | 0 | [12 empty] | 174.98 | 349.96 | 524.94 | D:24'' H:15 1/2'' O:144'' | 11.6 | 24 |  |  | 15.5 | Center Lock-Up | 20 |  | 144 |  |  |  | No |  | No | [20 empty] | D:6 5/8'' H:3'' Round |  |  |  |  | 144 | Brown | 120 | N/A | Hardwired | 0 | 0 | 0 | 0 | 1 | 0 | 0 | 1 | 1 | 1 | 0 | 785652999222 | 23.5 | 21.25 | 8.25 | 14.55 | 2.384 | 125 | Yes | [8 empty] | ETL Dry | cETL Dry | SUSSEX 5L CHAND-782 | Five Light Chandelier |  | 31061-782.jpg | 31061.jpg
31061-962 | Five Light Chandelier | The Sussex lighting collection from Sea Gull Lighting is a perfect crossover from cottage style into urban chic. The Sussex collection's retro appeal softens and warms-up contemporary spaces, while retaining an up-to-date decor. Look to Sussex when balance and unity are required in your interior design. Offered in Brushed Nickel finish with Satin White glass or Heirloom Bronze with Satin Etched glass. For the wall/bath fixtures only, a Chrome finish coupled with Satin White glass is also available. The assortment includes nine-light, five-light and three-light chandeliers, pendants in six sizes, both flush and semi-flush ceiling fixtures, as well as one-light, two-light, three-light and four-light wall/bath fixtures. Both incandescent lamping and ENERGY STAR-qualified LED lamping are available. Most of these fixtures easily convert to LED by purchasing LED replacement lamps sold separately. | CHANDELIERS | Sussex | Chandeliers | Brushed Nickel | 962 | Steel | Satin White Glass | D:7.5" H:4.0625" |  |  | 5 Medium A19 100w |  | 5 | No | [14 empty] | 0 | [12 empty] | 174.98 | 349.96 | 524.94 | D:24'' H:15 1/2'' O:144'' | 11.6 | 24 |  |  | 15.5 | Center Lock-Up | 20 |  | 144 |  |  |  | No |  | No | [20 empty] | D:6 5/8'' H:3'' Round |  |  |  |  | 144 | Clear | 120 | N/A | Hardwired | 0 | 0 | 0 | 0 | 1 | 0 | 0 | 1 | 1 | 1 | 0 | 785652310614 | 21.5 | 21.25 | 8.75 | 15.35 | 2.313 | 125 | Yes | [8 empty] | ETL Dry | cETL Dry | SUSSEX 5L CHAND-962 | Five Light Chandelier |  | 31061-962.jpg | 31061.jpg
31061EN3-782 | Five Light Chandelier | The Sussex lighting collection from Sea Gull Lighting is a perfect crossover from cottage style into urban chic. The Sussex collection's retro appeal softens and warms-up contemporary spaces, while retaining an up-to-date decor. Look to Sussex when balance and unity are required in your interior design. Offered in Brushed Nickel finish with Satin White glass or Heirloom Bronze with Satin Etched glass. For the wall/bath fixtures only, a Chrome finish coupled with Satin White glass is also available. The assortment includes nine-light, five-light and three-light chandeliers, pendants in six sizes, both flush and semi-flush ceiling fixtures, as well as one-light, two-light, three-light and four-light wall/bath fixtures. Both incandescent lamping and ENERGY STAR-qualified LED lamping are available. Most of these fixtures easily convert to LED by purchasing LED replacement lamps sold separately. | CHANDELIERS | Sussex | Chandeliers | Heirloom Bronze | 782 | Steel | Satin Etched Glass | D:7.5" H:4.0625" |  |  | 5 Medium A19 9.3w |  | 5 | Yes | [14 empty] | 0 | [12 empty] | 199.98 | 399.96 | 599.94 | D:24'' H:15 1/2'' O:144'' | 11.6 | 24 |  |  | 15.5 | Center Lock-Up | 20 |  | 144 |  |  |  | No |  | No | [20 empty] | D:6 5/8'' H:3'' Round |  |  |  |  | 144 | Brown | 120 | N/A | Hardwired | 0 | 0 | 0 | 1 | 1 | 0 | 0 | 0 | 1 | 1 | 0 | 785652047275 | 21.5 | 21.25 | 8.75 | 14.55 | 2.313 | 125 | Yes | [8 empty] | ETL Dry | cETL Dry | SUSSEX 5L CHAND-782 | Five Light Chandelier |  | 31061EN-782.jpg | 31061.jpg
31061EN3-962 | Five Light Chandelier | The Sussex lighting collection from Sea Gull Lighting is a perfect crossover from cottage style into urban chic. The Sussex collection's retro appeal softens and warms-up contemporary spaces, while retaining an up-to-date decor. Look to Sussex when balance and unity are required in your interior design. Offered in Brushed Nickel finish with Satin White glass or Heirloom Bronze with Satin Etched glass. For the wall/bath fixtures only, a Chrome finish coupled with Satin White glass is also available. The assortment includes nine-light, five-light and three-light chandeliers, pendants in six sizes, both flush and semi-flush ceiling fixtures, as well as one-light, two-light, three-light and four-light wall/bath fixtures. Both incandescent lamping and ENERGY STAR-qualified LED lamping are available. Most of these fixtures easily convert to LED by purchasing LED replacement lamps sold separately. | CHANDELIERS | Sussex | Chandeliers | Brushed Nickel | 962 | Steel | Satin White Glass | D:7.5" H:4.0625" |  |  | 5 Medium A19 9.3w |  | 5 | Yes | [14 empty] | 0 | [12 empty] | 199.98 | 399.96 | 599.94 | D:24'' H:15 1/2'' O:144'' | 11.6 | 24 |  |  | 15.5 | Center Lock-Up | 20 |  | 144 |  |  |  | No |  | No | [20 empty] | D:6 5/8'' H:3'' Round |  |  |  |  | 144 | Clear | 120 | N/A | Hardwired | 0 | 0 | 0 | 1 | 1 | 0 | 0 | 0 | 1 | 1 | 0 | 785652047282 | 23 | 8 | 21.4 | 15.35 | 2.279 | 125 | Yes | [8 empty] | ETL Dry | cETL Dry | SUSSEX 5L CHAND-962 | Five Light Chandelier |  | 31061EN-962.jpg | 31061.jpg
31062-782 | Nine Light Chandelier | The Sussex lighting collection from Sea Gull Lighting is a perfect crossover from cottage style into urban chic. The Sussex collection's retro appeal softens and warms-up contemporary spaces, while retaining an up-to-date decor. Look to Sussex when balance and unity are required in your interior design. Offered in Brushed Nickel finish with Satin White glass or Heirloom Bronze with Satin Etched glass. For the wall/bath fixtures only, a Chrome finish coupled with Satin White glass is also available. The assortment includes nine-light, five-light and three-light chandeliers, pendants in six sizes, both flush and semi-flush ceiling fixtures, as well as one-light, two-light, three-light and four-light wall/bath fixtures. Both incandescent lamping and ENERGY STAR-qualified LED lamping are available. Most of these fixtures easily convert to LED by purchasing LED replacement lamps sold separately. | CHANDELIERS | Sussex | Chandeliers | Heirloom Bronze | 782 | Steel | Satin Etched Glass | D:7.5" H:4.0625" |  |  | 9 Medium A19 100w |  | 9 | No | [14 empty] | 0 | [12 empty] | 317.95 | 635.9 | 953.85 | D:30'' H:24'' O:152 1/2'' | 24.5 | 30 |  |  | 24 | Center Lock-Up | 28.75 |  | 152.5 |  |  |  | No |  | No | [20 empty] | D:6 5/8'' H:3'' Round |  |  |  |  | 144 | Brown | 120 | N/A | Hardwired | 0 | 0 | 0 | 0 | 1 | 0 | 0 | 1 | 1 | 1 | 0 | 785652310652 | 28 | 24.5 | 13.5 | 30.6 | 5.359 | 175 | Yes | [8 empty] | ETL Dry | cETL Dry | SUSSEX 9L CHAND-782 | Nine Light Chandelier |  | 31062-782.jpg | 31062.jpg
31062-962 | Nine Light Chandelier | The Sussex lighting collection from Sea Gull Lighting is a perfect crossover from cottage style into urban chic. The Sussex collection's retro appeal softens and warms-up contemporary spaces, while retaining an up-to-date decor. Look to Sussex when balance and unity are required in your interior design. Offered in Brushed Nickel finish with Satin White glass or Heirloom Bronze with Satin Etched glass. For the wall/bath fixtures only, a Chrome finish coupled with Satin White glass is also available. The assortment includes nine-light, five-light and three-light chandeliers, pendants in six sizes, both flush and semi-flush ceiling fixtures, as well as one-light, two-light, three-light and four-light wall/bath fixtures. Both incandescent lamping and ENERGY STAR-qualified LED lamping are available. Most of these fixtures easily convert to LED by purchasing LED replacement lamps sold separately. | CHANDELIERS | Sussex | Chandeliers | Brushed Nickel | 962 | Steel | Satin White Glass | D:7.5" H:4.0625" |  |  | 9 Medium A19 100w |  | 9 | No | [14 empty] | 0 | [12 empty] | 317.95 | 635.9 | 953.85 | D:30'' H:24'' O:152 1/2'' | 24.5 | 30 |  |  | 24 | Center Lock-Up | 28.75 |  | 152.5 |  |  |  | No |  | No | [20 empty] | D:6 5/8'' H:3'' Round |  |  |  |  | 144 | Clear | 120 | N/A | Hardwired | 0 | 0 | 0 | 0 | 1 | 0 | 0 | 1 | 1 | 1 | 0 | 785652310638 | 27.5 | 25 | 13.75 | 32.7 | 5.471 | 125 | Yes | [8 empty] | ETL Dry | cETL Dry | SUSSEX 9L CHAND-962 | Nine Light Chandelier |  | 31062-962.jpg | 31062.jpg
31062EN3-782 | Nine Light Chandelier | The Sussex lighting collection from Sea Gull Lighting is a perfect crossover from cottage style into urban chic. The Sussex collection's retro appeal softens and warms-up contemporary spaces, while retaining an up-to-date decor. Look to Sussex when balance and unity are required in your interior design. Offered in Brushed Nickel finish with Satin White glass or Heirloom Bronze with Satin Etched glass. For the wall/bath fixtures only, a Chrome finish coupled with Satin White glass is also available. The assortment includes nine-light, five-light and three-light chandeliers, pendants in six sizes, both flush and semi-flush ceiling fixtures, as well as one-light, two-light, three-light and four-light wall/bath fixtures. Both incandescent lamping and ENERGY STAR-qualified LED lamping are available. Most of these fixtures easily convert to LED by purchasing LED replacement lamps sold separately. | CHANDELIERS | Sussex | Chandeliers | Heirloom Bronze | 782 | Steel | Satin Etched Glass | D:7.5" H:4.0625" |  |  | 9 Medium A19 9.3w |  | 9 | Yes | [14 empty] | 0 | [12 empty] | 364.45 | 728.9 | 1093.35 | D:30'' H:24'' O:152 1/2'' | 24.5 | 30 |  |  | 24 | Center Lock-Up | 28.75 |  | 152.5 |  |  |  | No |  | No | [20 empty] | D:6 5/8'' H:3'' Round |  |  |  |  | 144 | Brown | 120 | N/A | Hardwired | 0 | 0 | 0 | 1 | 1 | 0 | 0 | 0 | 1 | 1 | 0 | 785652047299 | 28 | 24.5 | 13.5 | 30.6 | 5.359 | 175 | Yes | [8 empty] | ETL Damp | cETL Damp | SUSSEX 9L CHAND-782 | Nine Light Chandelier |  | 31062EN-782.jpg | 31062.jpg
31062EN3-962 | Nine Light Chandelier | The Sussex lighting collection from Sea Gull Lighting is a perfect crossover from cottage style into urban chic. The Sussex collection's retro appeal softens and warms-up contemporary spaces, while retaining an up-to-date decor. Look to Sussex when balance and unity are required in your interior design. Offered in Brushed Nickel finish with Satin White glass or Heirloom Bronze with Satin Etched glass. For the wall/bath fixtures only, a Chrome finish coupled with Satin White glass is also available. The assortment includes nine-light, five-light and three-light chandeliers, pendants in six sizes, both flush and semi-flush ceiling fixtures, as well as one-light, two-light, three-light and four-light wall/bath fixtures. Both incandescent lamping and ENERGY STAR-qualified LED lamping are available. Most of these fixtures easily convert to LED by purchasing LED replacement lamps sold separately. | CHANDELIERS | Sussex | Chandeliers | Brushed Nickel | 962 | Steel | Satin White Glass | D:7.5" H:4.0625" |  |  | 9 Medium A19 9.3w |  | 9 | Yes | [14 empty] | 0 | [12 empty] | 364.45 | 728.9 | 1093.35 | D:30'' H:24'' O:152 1/2'' | 24.5 | 30 |  |  | 24 | Center Lock-Up | 28.75 |  | 152.5 |  |  |  | No |  | No | [20 empty] | D:6 5/8'' H:3'' Round |  |  |  |  | 144 | Clear | 120 | N/A | Hardwired | 0 | 0 | 0 | 1 | 1 | 0 | 0 | 0 | 1 | 1 | 0 | 785652047305 | 27.5 | 25 | 13.75 | 32.7 | 5.471 | 125 | Yes | [8 empty] | ETL Dry | cETL Dry | SUSSEX 9L CHAND-962 | Nine Light Chandelier |  | 31062EN-962.jpg | 31062.jpg
3110205-846 | Five Light Chandelier | Offered in both round and rectangular silhouettes, the Ravenwood Manor lighting collection by Sea Gull Lighting brings an industrial, chic vibe to any interior and effortlessly replaces traditional chandeliers or linear suspension pieces with a much more unique, minimalist approach. From the crown of each fixture, linked rods descend to support the clean lines of the open central frame. The overall focal point is series of bare lamps in sleek sockets which are each set-off by the spherical detail of the bobeches to soften the overall rustic design. Choose “antique” Edison-style or medium base bullet lamps to create two, distinct looks. Offered in the Stardust finish, the full lighting collection includes a nine-light round chandelier, an eight-light rectangular chandelier and a five-light round chandelier. | CHANDELIERS | Ravenwood Manor | Chandeliers | Stardust | 846 | Steel |  |  |  |  | 5 Medium A19 60w |  | 5 | No | [14 empty] | 0 | [12 empty] | 199.95 | 399.9 | 599.85 | D:25'' H:21 5/8'' O:143 3/4'' | 11 | 25 |  |  | 21.625 | Center Lock-Up |  |  | 143.75 |  |  |  | No |  | No | [20 empty] | D:5'' H:3/4'' Round |  |  |  |  | 144 | Black | 120 |  | Hardwired | 0 | 0 | 0 | 0 | 1 | 0 | 0 | 1 | 1 | 0 | 0 | 785652275739 | 27.75 | 26.5 | 7.5 | 17.3 | 3.192 | 175 | Yes | [9 empty] | cETL Damp | RAVENWOOD MANOR 5L CHAND-846 | Five Light Chandelier |  | 3110205-846.jpg | 3110205.jpg
3110208-846 | Eight Light Chandelier | Offered in both round and rectangular silhouettes, the Ravenwood Manor lighting collection by Sea Gull Lighting brings an industrial, chic vibe to any interior and effortlessly replaces traditional chandeliers or linear suspension pieces with a much more unique, minimalist approach. From the crown of each fixture, linked rods descend to support the clean lines of the open central frame. The overall focal point is series of bare lamps in sleek sockets which are each set-off by the spherical detail of the bobeches to soften the overall rustic design. Choose “antique” Edison-style or medium base bullet lamps to create two, distinct looks. Offered in the Stardust finish, the full lighting collection includes a nine-light round chandelier, an eight-light rectangular chandelier and a five-light round chandelier. | CHANDELIERS | Ravenwood Manor | Chandeliers | Stardust | 846 | Steel |  |  |  |  | 8 Medium A19 60w |  | 8 | No | [14 empty] | 0 | [12 empty] | 224.98 | 449.96 | 674.94 | L:34'' W:12'' H:8'' O:46 3/4'' |  |  | 34 | 12 | 8 | Center Lock-Up |  |  | 46.75 |  |  |  | No |  | No | [20 empty] | DP:5'' W:12'' H:3/4'' Rectangular |  |  |  |  | 120 | Black |  |  | Hardwired | 0 | 0 | 0 | 0 | 1 | 0 | 0 | 1 | 0 | 0 | 0 | 785652252082 | 38 | 15.5 | 8.25 | 19.7 | 2.812 | 125 | Yes | [9 empty] | cETL Damp | RAVENWOOD MANOR 8L ISLAND-846 | Eight Light Chandelier |  | 3110208-846.jpg | 3110208.jpg
3110209-846 | Nine Light Chandelier | Offered in both round and rectangular silhouettes, the Ravenwood Manor lighting collection by Sea Gull Lighting brings an industrial, chic vibe to any interior and effortlessly replaces traditional chandeliers or linear suspension pieces with a much more unique, minimalist approach. From the crown of each fixture, linked rods descend to support the clean lines of the open central frame. The overall focal point is series of bare lamps in sleek sockets which are each set-off by the spherical detail of the bobeches to soften the overall rustic design. Choose “antique” Edison-style or medium base bullet lamps to create two, distinct looks. Offered in the Stardust finish, the full lighting collection includes a nine-light round chandelier, an eight-light rectangular chandelier and a five-light round chandelier. | CHANDELIERS | Ravenwood Manor | Chandeliers | Stardust | 846 | Steel |  |  |  |  | 9 Medium A19 60w |  | 9 | No | [14 empty] | 0 | [12 empty] | 249.98 | 499.96 | 749.94 | D:31'' H:23'' O:145 1/4'' | 15.4 | 31 |  |  | 23 | Center Lock-Up |  |  | 145.25 |  |  |  | No |  | No | [20 empty] | D:5'' H:3/4'' Round |  |  |  |  | 144 | Black | 120 |  | Hardwired | 0 | 0 | 0 | 0 | 1 | 0 | 0 | 1 | 1 | 0 | 0 | 785652274473 | 35 | 34.25 | 8 | 23.7 | 5.55 | 175 | Yes | [9 empty] | cETL Damp | RAVENWOOD MANOR 9L CHAND-846 | Nine Light Chandelier |  | 3110209-846.jpg | 3110209.jpg
3110404-715 | Four Light Chandelier | Named after the Italian word for “sphere,” the transitional Sfera collection by Sea Gull Lighting features detailed center bands and rounded, sweeping curves -- rustic with a modern inspiration. Offered in Autumn Bronze finish with several glass options – extraordinary painted Mercury glass and Café Tint glass, as well as a Smoky Amber glass for wall/bath fixtures only. The assortment includes six-light and four-light chandeliers, pendants in three sizes, both flush and semi-flush ceiling fixtures, as well as two-light, three-light and four-light wall/bath fixtures. Both incandescent lamping and ENERGY STAR-qualified LED lamping are available. Most of these fixtures easily convert to LED by purchasing LED replacement lamps sold separately. | CHANDELIERS | Sfera | Chandeliers | Autumn Bronze | 715 | Steel | Mercury Glass | D:3.5" H:6.25" | D:3.5" |  | 4 Medium A19 100w |  | 4 | No | [14 empty] | 0 | [12 empty] | 213.98 | 427.96 | 641.94 | D:18 1/2'' H:24 1/2'' O:164 1/4'' | 15.24 | 18.5 |  |  | 24.5 | Screw Collar - Chain |  |  | 164.25 |  |  |  | No |  | No | [20 empty] | D:5 1/2'' H:1 1/4'' Round |  |  |  |  | 168 | Brown | 144 |  | Hardwired | 0 | 0 | 0 | 0 | 1 | 0 | 0 | 1 | 1 | 0 | 0 | 785652240225 | 21.5 | 20.25 | 15.5 | 19.5 | 3.905 | 175 | Yes | [9 empty] | cETL Damp | SFERA 4L MERCURY CHAND-715 | Four Light Chandelier |  | 3110404-715.jpg | 3110404.jpg
3110404EN3-715 | Four Light Chandelier | Named after the Italian word for “sphere,” the transitional Sfera collection by Sea Gull Lighting features detailed center bands and rounded, sweeping curves -- rustic with a modern inspiration. Offered in Autumn Bronze finish with several glass options – extraordinary painted Mercury glass and Café Tint glass, as well as a Smoky Amber glass for wall/bath fixtures only. The assortment includes six-light and four-light chandeliers, pendants in three sizes, both flush and semi-flush ceiling fixtures, as well as two-light, three-light and four-light wall/bath fixtures. Both incandescent lamping and ENERGY STAR-qualified LED lamping are available. Most of these fixtures easily convert to LED by purchasing LED replacement lamps sold separately. | CHANDELIERS | Sfera | Chandeliers | Autumn Bronze | 715 | Steel | Mercury Glass | D:3.5" H:6.25" | D:3.5" |  | 4 Medium A19 9.3w |  | 4 | Yes | [14 empty] | 0 | [12 empty] | 224.98 | 449.96 | 674.94 | D:18 1/2'' H:24 1/2'' O:164 1/4'' | 15.24 | 18.5 |  |  | 24.5 | Screw Collar - Chain |  |  | 164.25 |  |  |  | No |  | No | [20 empty] | D:5 1/2'' H:1 1/4'' Round |  |  |  |  | 168 | Brown | 144 |  | Hardwired | 0 | 0 | 0 | 1 | 1 | 0 | 0 | 0 | 1 | 0 | 0 | 785652046988 | 21.5 | 20.25 | 15.5 | 19.5 | 3.905 | 175 | Yes | [9 empty] | cETL Damp | SFERA 4L MERCURY CHAND-715 | Four Light Chandelier |  | 3110404EN-715.jpg | 3110404.jpg
3110406-715 | Six Light Chandelier | Named after the Italian word for “sphere,” the transitional Sfera collection by Sea Gull Lighting features detailed center bands and rounded, sweeping curves -- rustic with a modern inspiration. Offered in Autumn Bronze finish with several glass options – extraordinary painted Mercury glass and Café Tint glass, as well as a Smoky Amber glass for wall/bath fixtures only. The assortment includes six-light and four-light chandeliers, pendants in three sizes, both flush and semi-flush ceiling fixtures, as well as two-light, three-light and four-light wall/bath fixtures. Both incandescent lamping and ENERGY STAR-qualified LED lamping are available. Most of these fixtures easily convert to LED by purchasing LED replacement lamps sold separately. | CHANDELIERS | Sfera | Chandeliers | Autumn Bronze | 715 | Steel | Mercury Glass | D:3.5" H:6.25" | D:3.5" |  | 6 Medium A19 100w |  | 6 | No | [14 empty] | 0 | [12 empty] | 319.98 | 639.96 | 959.94 | D:24 1/2'' H:32 1/4'' O:172'' | 25.5 | 24.5 |  |  | 32.25 | Screw Collar - Chain |  |  | 172 |  |  |  | No |  | No | [20 empty] | D:5 1/2'' H:1 1/4'' Round |  |  |  |  | 168 | Brown | 144 |  | Hardwired | 0 | 0 | 0 | 0 | 1 | 0 | 0 | 1 | 1 | 0 | 0 | 785652240232 | 27.5 | 27.125 | 19.75 | 31.9 | 8.526 | 250 | Yes | [9 empty] | cETL Damp | SFERA 6L MERCURY CHAND-715 | Six Light Chandelier |  | 3110406-715.jpg | 3110406.jpg
3110406EN3-715 | Six Light Chandelier | Named after the Italian word for “sphere,” the transitional Sfera collection by Sea Gull Lighting features detailed center bands and rounded, sweeping curves -- rustic with a modern inspiration. Offered in Autumn Bronze finish with several glass options – extraordinary painted Mercury glass and Café Tint glass, as well as a Smoky Amber glass for wall/bath fixtures only. The assortment includes six-light and four-light chandeliers, pendants in three sizes, both flush and semi-flush ceiling fixtures, as well as two-light, three-light and four-light wall/bath fixtures. Both incandescent lamping and ENERGY STAR-qualified LED lamping are available. Most of these fixtures easily convert to LED by purchasing LED replacement lamps sold separately. | CHANDELIERS | Sfera | Chandeliers | Autumn Bronze | 715 | Steel | Mercury Glass | D:3.5" H:6.25" | D:3.5" |  | 6 Medium A19 9.3w |  | 6 | Yes | [14 empty] | 0 | [12 empty] | 349.98 | 699.96 | 1049.94 | D:24 1/2'' H:32 1/4'' O:172'' | 25.5 | 24.5 |  |  | 32.25 | Screw Collar - Chain |  |  | 172 |  |  |  | No |  | No | [20 empty] | D:5 1/2'' H:1 1/4'' Round |  |  |  |  | 168 | Brown | 144 |  | Hardwired | 0 | 0 | 0 | 1 | 1 | 0 | 0 | 0 | 1 | 0 | 0 | 785652047008 | 27.5 | 27.125 | 19.75 | 31.9 | 8.526 | 250 | Yes | [9 empty] | cETL Damp | SFERA 6L MERCURY CHAND-715 | Six Light Chandelier |  | 3110406EN-715.jpg | 3110406.jpg
31122-820 | Five Light Chandelier | The Del Prato collection by Sea Gull Lighting has a rustic transitional style making it a great choice for all décor styles. Sweeping curves add interest without complication. Coordinate Del Prato in the Chestnut Bronze finish with earth tone walls for an added level of sophistication. The Seeded, Acid-Etched glass shades with a Café Tint contribute to the overall impact as well. The assortment includes nine-light and five-light chandeliers, pendants in five sizes, both flush and semi-flush ceiling fixtures, as well as one-light, two-light, three-light and four-light wall/bath fixtures. Most of these fixtures easily convert to LED by purchasing LED replacement lamps sold separately. | CHANDELIERS | Del Prato | Chandeliers | Chestnut Bronze | 820 | Steel | Seeded acid etch with cafe tint Glass | D:7" |  |  | 5 Medium A19 100w |  | 5 | No | [14 empty] | 0 | [12 empty] | 233 | 466 | 699 | D:26 1/2'' H:26'' O:149'' | 19.8 | 26.5 |  |  | 26 | Center Lock-Up |  |  | 149 |  |  |  | No |  | No | [20 empty] | D:6'' DP:1 5/8'' Round |  |  |  |  | 144 | Brown | 120 | N/A | Hardwired | 0 | 0 | 0 | 0 | 1 | 0 | 0 | 1 | 1 | 0 | 0 | 785652075773 | 26.5 | 14.75 | 22 | 26.5 | 4.976 | 175 | Yes | [8 empty] | UL Dry | cUL Dry | DEL PRATO 5L CHAND-820 | Five Light Chandelier |  | 31122-820.jpg | 31122.jpg
31122EN3-820 | Five Light Chandelier | The Del Prato collection by Sea Gull Lighting has a rustic transitional style making it a great choice for all décor styles. Sweeping curves add interest without complication. Coordinate Del Prato in the Chestnut Bronze finish with earth tone walls for an added level of sophistication. The Seeded, Acid-Etched glass shades with a Café Tint contribute to the overall impact as well. The assortment includes nine-light and five-light chandeliers, pendants in five sizes, both flush and semi-flush ceiling fixtures, as well as one-light, two-light, three-light and four-light wall/bath fixtures. Most of these fixtures easily convert to LED by purchasing LED replacement lamps sold separately. | CHANDELIERS | Del Prato | Chandeliers | Chestnut Bronze | 820 | Steel | Seeded acid etch with cafe tint Glass | D:7" |  |  | 5 Medium A19 9.3w |  | 5 | Yes | [14 empty] | 0 | [12 empty] | 243.3 | 486.6 | 729.9 | D:26 1/2'' H:26'' O:149'' | 19.8 | 26.5 |  |  | 26 | Center Lock-Up |  |  | 149 |  |  |  | No |  | No | [20 empty] | D:6'' H:1 5/8'' Round |  |  |  |  | 144 | Brown | 120 | N/A | Hardwired | 0 | 0 | 0 | 1 | 1 | 0 | 0 | 0 | 1 | 0 | 0 | 785652053597 | 26.5 | 14.75 | 22 | 26.5 | 4.976 | 175 | Yes | [8 empty] | UL Dry | cUL Dry | DEL PRATO 5L CHAND-820 | Five Light Chandelier |  | 31122EN3-820.jpg | 31122.jpg
31123-820 | Nine Light Chandelier | The Del Prato collection by Sea Gull Lighting has a rustic transitional style making it a great choice for all décor styles. Sweeping curves add interest without complication. Coordinate Del Prato in the Chestnut Bronze finish with earth tone walls for an added level of sophistication. The Seeded, Acid-Etched glass shades with a Café Tint contribute to the overall impact as well. The assortment includes nine-light and five-light chandeliers, pendants in five sizes, both flush and semi-flush ceiling fixtures, as well as one-light, two-light, three-light and four-light wall/bath fixtures. Most of these fixtures easily convert to LED by purchasing LED replacement lamps sold separately. | CHANDELIERS | Del Prato | Chandeliers | Chestnut Bronze | 820 | Steel | Seeded acid etch with cafe tint Glass | D:7" |  |  | 9 Medium A19 100w |  | 9 | No | [14 empty] | 0 | [12 empty] | 464.5 | 929 | 1393.5 | D:33 3/4'' H:32'' O:155'' | 26.6 | 33.75 |  |  | 32 | Center Lock-Up |  |  | 155 |  |  |  | No |  | No | [20 empty] | D:6'' DP:1 5/8'' Round |  |  |  |  | 144 | Brown | 120 | N/A | Hardwired | 0 | 0 | 0 | 0 | 1 | 0 | 0 | 1 | 1 | 0 | 0 | 785652075780 | 33.5 | 26.75 | 13.5 | 35.5 | 7.001 | 175 | Yes | [8 empty] | UL Dry | cUL Dry | DEL PRATO 9L CHAND-820 | Nine Light Chandelier | Fixture loop changed to brass 5/7/2013 | 31123-820.jpg | 31123.jpg
31123EN3-820 | Nine Light Chandelier | The Del Prato collection by Sea Gull Lighting has a rustic transitional style making it a great choice for all décor styles. Sweeping curves add interest without complication. Coordinate Del Prato in the Chestnut Bronze finish with earth tone walls for an added level of sophistication. The Seeded, Acid-Etched glass shades with a Café Tint contribute to the overall impact as well. The assortment includes nine-light and five-light chandeliers, pendants in five sizes, both flush and semi-flush ceiling fixtures, as well as one-light, two-light, three-light and four-light wall/bath fixtures. Most of these fixtures easily convert to LED by purchasing LED replacement lamps sold separately. | CHANDELIERS | Del Prato | Chandeliers | Chestnut Bronze | 820 | Steel | Seeded acid etch with cafe tint Glass | D:7" |  |  | 9 Medium A19 9.3w |  | 9 | Yes | [14 empty] | 0 | [12 empty] | 480.6 | 961.2 | 1441.8 | D:33 3/4'' H:32'' O:155'' | 26.6 | 33.75 |  |  | 32 | Center Lock-Up |  |  | 155 |  |  |  | No |  | No | [20 empty] | D:6'' H:1 5/8'' Round |  |  |  |  | 144 | Brown | 120 | N/A | Hardwired | 0 | 0 | 0 | 1 | 1 | 0 | 0 | 0 | 1 | 0 | 0 | 785652053603 | 33.5 | 26.75 | 13.5 | 35.5 | 7.001 | 175 | Yes | [8 empty] | UL Dry | cUL Dry | DEL PRATO 9L CHAND-820 | Nine Light Chandelier |  | 31123EN3-820.jpg | 31123.jpg
3113005-845 | Five Light Chandelier | The subtle details of the Parkfield lighting collection by Sea Gull Lighting make this transitional design perfect for a wide range of décor. The four-sided, glass shades and the supporting sockets feature a graduated step detail which gives each fixture a slightly more masculine and tailored look. Available in both a casual Flemish Bronze finish with Crème Parchment glass or the elegantly modern Brushed Nickel finish with Opal Etched glass, the full lighting collection offers a nine-light or five-light chandelier, a three-light down chandelier; a two-light semi-flush mount; a three-light up pendant; and one-light, two-light, three-light and four-light bath fixture (all of which can mount up or down). Incandescent and ENERGY STAR-qualified LED lamping are available. | CHANDELIERS | Parkfield | Chandeliers | Flemish Bronze | 845 | Steel | Creme Parchment Glass | L:5.25" W:5.25" H:5.5" |  |  | 5 Medium A19 75w |  | 5 | No | [14 empty] | 0 | [12 empty] | 116.48 | 232.96 | 349.44 | D:24 3/4'' H:21'' O:59'' | 13.9 | 24.75 |  |  | 21 | Center Lock-Up |  |  | 59 |  |  |  | No |  | No | [20 empty] | D:5'' H:5/8'' Round |  |  |  |  | 120 | Brown | 72 |  | Hardwired | 0 | 0 | 0 | 0 | 1 | 0 | 0 | 1 | 1 | 0 | 0 | 785652257636 | 25.75 | 24.5 | 9.5 | 18.3 | 3.468 | 175 | Yes | [9 empty] | cETL Damp | PARKFIELD 5L CHAND-845 | Five Light Chandelier |  | 3113005-845.jpg | 3113005.jpg
3113005-962 | Five Light Chandelier | The subtle details of the Parkfield lighting collection by Sea Gull Lighting make this transitional design perfect for a wide range of décor. The four-sided, glass shades and the supporting sockets feature a graduated step detail which gives each fixture a slightly more masculine and tailored look. Available in both a casual Flemish Bronze finish with Crème Parchment glass or the elegantly modern Brushed Nickel finish with Opal Etched glass, the full lighting collection offers a nine-light or five-light chandelier, a three-light down chandelier; a two-light semi-flush mount; a three-light up pendant; and one-light, two-light, three-light and four-light bath fixture (all of which can mount up or down). Incandescent and ENERGY STAR-qualified LED lamping are available. | CHANDELIERS | Parkfield | Chandeliers | Brushed Nickel | 962 | Steel | Etched / White Inside Glass | L:5.25" W:5.25" H:5.5" |  |  | 5 Medium A19 75w |  | 5 | No | [14 empty] | 0 | [12 empty] | 116.48 | 232.96 | 349.44 | D:24 3/4'' H:21'' O:59'' | 13.9 | 24.75 |  |  | 21 | Center Lock-Up |  |  | 59 |  |  |  | No |  | No | [20 empty] | D:5'' H:5/8'' Round |  |  |  |  | 120 | Clear | 72 |  | Hardwired | 0 | 0 | 0 | 0 | 1 | 0 | 0 | 1 | 1 | 0 | 0 | 785652274763 | 26 | 24.5 | 9.75 | 18.1 | 3.594 | 175 | Yes | [9 empty] | cETL Damp | PARKFIELD 5L CHAND-962 | Five Light Chandelier |  | 3113005-962.jpg | 3113005.jpg
3113005EN3-845 | Five Light Chandelier | The subtle details of the Parkfield lighting collection by Sea Gull Lighting make this transitional design perfect for a wide range of décor. The four-sided, glass shades and the supporting sockets feature a graduated step detail which gives each fixture a slightly more masculine and tailored look. Available in both a casual Flemish Bronze finish with Crème Parchment glass or the elegantly modern Brushed Nickel finish with Opal Etched glass, the full lighting collection offers a nine-light or five-light chandelier, a three-light down chandelier; a two-light semi-flush mount; a three-light up pendant; and one-light, two-light, three-light and four-light bath fixture (all of which can mount up or down). Incandescent and ENERGY STAR-qualified LED lamping are available. | CHANDELIERS | Parkfield | Chandeliers | Flemish Bronze | 845 | Steel | Creme Parchment Glass | L:5.25" W:5.25" H:5.5" |  |  | 5 Medium A19 9.3w |  | 5 | Yes | [14 empty] | 0 | [12 empty] | 144.98 | 289.96 | 434.94 | D:24 3/4'' H:21'' O:59'' | 13.9 | 24.75 |  |  | 21 | Center Lock-Up |  |  | 59 |  |  |  | No |  | No | [20 empty] | D:5'' H:5/8'' Round |  |  |  |  | 120 | Brown | 72 |  | Hardwired | 0 | 0 | 0 | 1 | 1 | 0 | 0 | 0 | 1 | 0 | 0 | 785652046636 | 27.75 | 24.5 | 9.5 | 18.3 | 3.738 | 175 | Yes | [9 empty] | cETL Damp | PARKFIELD 5L CHAND-845 | Five Light Chandelier |  | 3113005EN3-845.jpg | 3113005.jpg
3113005EN3-962 | Five Light Chandelier | The subtle details of the Parkfield lighting collection by Sea Gull Lighting make this transitional design perfect for a wide range of décor. The four-sided, glass shades and the supporting sockets feature a graduated step detail which gives each fixture a slightly more masculine and tailored look. Available in both a casual Flemish Bronze finish with Crème Parchment glass or the elegantly modern Brushed Nickel finish with Opal Etched glass, the full lighting collection offers a nine-light or five-light chandelier, a three-light down chandelier; a two-light semi-flush mount; a three-light up pendant; and one-light, two-light, three-light and four-light bath fixture (all of which can mount up or down). Incandescent and ENERGY STAR-qualified LED lamping are available. | CHANDELIERS | Parkfield | Chandeliers | Brushed Nickel | 962 | Steel | Etched / White Inside Glass | L:5.25" W:5.25" H:5.5" |  |  | 5 Medium A19 9.3w |  | 5 | Yes | [14 empty] | 0 | [12 empty] | 144.98 | 289.96 | 434.94 | D:24 3/4'' H:21'' O:59'' | 13.9 | 24.75 |  |  | 21 | Center Lock-Up |  |  | 59 |  |  |  | No |  | No | [20 empty] | D:5'' H:5/8'' Round |  |  |  |  | 120 | Brown | 72 |  | Hardwired | 0 | 0 | 0 | 1 | 1 | 0 | 0 | 0 | 1 | 0 | 0 | 785652046643 | 26 | 24.5 | 9.75 | 18.1 | 3.594 | 175 | Yes | [9 empty] | cETL Damp | PARKFIELD 5L CHAND-962 | Five Light Chandelier |  | 3113005EN3-962.jpg | 3113005.jpg
3113009-845 | Nine Light Chandelier | The subtle details of the Parkfield lighting collection by Sea Gull Lighting make this transitional design perfect for a wide range of décor. The four-sided, glass shades and the supporting sockets feature a graduated step detail which gives each fixture a slightly more masculine and tailored look. Available in both a casual Flemish Bronze finish with Crème Parchment glass or the elegantly modern Brushed Nickel finish with Opal Etched glass, the full lighting collection offers a nine-light or five-light chandelier, a three-light down chandelier; a two-light semi-flush mount; a three-light up pendant; and one-light, two-light, three-light and four-light bath fixture (all of which can mount up or down). Incandescent and ENERGY STAR-qualified LED lamping are available. | CHANDELIERS | Parkfield | Chandeliers | Flemish Bronze | 845 | Steel | Creme Parchment Glass | L:5.25" W:5.25" H:5.375" |  |  | 9 Medium A19 75w |  | 9 | No | [14 empty] | 0 | [12 empty] | 287.98 | 575.96 | 863.94 | D:33 1/2'' H:31 1/2'' O:69 1/2'' | 22.5 | 33.5 |  |  | 31.5 | Center Lock-Up |  |  | 69.5 |  |  |  | No |  | No | [20 empty] | D:5'' H:5/8'' Round |  |  |  |  | 120 | Brown | 72 |  | Hardwired | 0 | 0 | 0 | 0 | 1 | 0 | 0 | 1 | 1 | 0 | 0 | 785652274770 | 34.75 | 32.5 | 12.25 | 33.6 | 8.006 | 175 | Yes | [9 empty] | cETL Damp | PARKFIELD 9L CHAND-845 | Nine Light Chandelier |  | 3113009-845.jpg | 3113009.jpg
3113009-962 | Nine Light Chandelier | The subtle details of the Parkfield lighting collection by Sea Gull Lighting make this transitional design perfect for a wide range of décor. The four-sided, glass shades and the supporting sockets feature a graduated step detail which gives each fixture a slightly more masculine and tailored look. Available in both a casual Flemish Bronze finish with Crème Parchment glass or the elegantly modern Brushed Nickel finish with Opal Etched glass, the full lighting collection offers a nine-light or five-light chandelier, a three-light down chandelier; a two-light semi-flush mount; a three-light up pendant; and one-light, two-light, three-light and four-light bath fixture (all of which can mount up or down). Incandescent and ENERGY STAR-qualified LED lamping are available. | CHANDELIERS | Parkfield | Chandeliers | Brushed Nickel | 962 | Steel | Etched / White Inside Glass | L:5.25" W:5.25" H:5.375" |  |  | 9 Medium A19 75w |  | 9 | No | [14 empty] | 0 | [12 empty] | 287.98 | 575.96 | 863.94 | D:33 1/2'' H:31 1/2'' O:69 1/2'' | 22.5 | 33.5 |  |  | 31.5 | Center Lock-Up |  |  | 69.5 |  |  |  | No |  | No | [20 empty] | D:5'' H:5/8'' Round |  |  |  |  | 120 | Clear | 72 |  | Hardwired | 0 | 0 | 0 | 0 | 1 | 0 | 0 | 1 | 1 | 0 | 0 | 785652274787 | 34.75 | 32.5 | 12.25 | 33.6 | 8.006 | 175 | Yes | [9 empty] | cETL Damp | PARKFIELD 9L CHAND-962 | Nine Light Chandelier |  | 3113009-962.jpg | 3113009.jpg
3113009EN3-845 | Nine Light Chandelier | The subtle details of the Parkfield lighting collection by Sea Gull Lighting make this transitional design perfect for a wide range of décor. The four-sided, glass shades and the supporting sockets feature a graduated step detail which gives each fixture a slightly more masculine and tailored look. Available in both a casual Flemish Bronze finish with Crème Parchment glass or the elegantly modern Brushed Nickel finish with Opal Etched glass, the full lighting collection offers a nine-light or five-light chandelier, a three-light down chandelier; a two-light semi-flush mount; a three-light up pendant; and one-light, two-light, three-light and four-light bath fixture (all of which can mount up or down). Incandescent and ENERGY STAR-qualified LED lamping are available. | CHANDELIERS | Parkfield | Chandeliers | Flemish Bronze | 845 | Steel | Creme Parchment Glass | L:5.25" W:5.25" H:5.375" |  |  | 9 Medium A19 9.3w |  | 9 | Yes | [14 empty] | 0 | [12 empty] | 335.98 | 671.96 | 1007.94 | D:33 1/2'' H:31 1/2'' O:69 1/2'' | 22.5 | 33.5 |  |  | 31.5 | Center Lock-Up |  |  | 69.5 |  |  |  | No |  | No | [20 empty] | D:5'' H:5/8'' Round |  |  |  |  | 120 | Brown | 72 |  | Hardwired | 0 | 0 | 0 | 1 | 1 | 0 | 0 | 0 | 1 | 0 | 0 | 785652046650 | 37.75 | 32.5 | 12.25 | 33.6 | 8.697 | 175 | Yes | [9 empty] | cETL Damp | PARKFIELD 9L CHAND-845 | Nine Light Chandelier |  | 3113009EN-845.jpg | 3113009.jpg
3113009EN3-962 | Nine Light Chandelier | The subtle details of the Parkfield lighting collection by Sea Gull Lighting make this transitional design perfect for a wide range of décor. The four-sided, glass shades and the supporting sockets feature a graduated step detail which gives each fixture a slightly more masculine and tailored look. Available in both a casual Flemish Bronze finish with Crème Parchment glass or the elegantly modern Brushed Nickel finish with Opal Etched glass, the full lighting collection offers a nine-light or five-light chandelier, a three-light down chandelier; a two-light semi-flush mount; a three-light up pendant; and one-light, two-light, three-light and four-light bath fixture (all of which can mount up or down). Incandescent and ENERGY STAR-qualified LED lamping are available. | CHANDELIERS | Parkfield | Chandeliers | Brushed Nickel | 962 | Steel | Etched / White Inside Glass | L:5.25" W:5.25" H:5.375" |  |  | 9 Medium A19 9.3w |  | 9 | Yes | [14 empty] | 0 | [12 empty] | 335.98 | 671.96 | 1007.94 | D:33 1/2'' H:31 1/2'' O:69 1/2'' | 22.5 | 33.5 |  |  | 31.5 | Center Lock-Up |  |  | 69.5 |  |  |  | No |  | No | [20 empty] | D:5'' H:5/8'' Round |  |  |  |  | 120 | Clear | 72 |  | Hardwired | 0 | 0 | 0 | 1 | 1 | 0 | 0 | 0 | 1 | 0 | 0 | 785652046667 | 34.75 | 32.5 | 12.25 | 33.6 | 8.006 | 175 | Yes | [9 empty] | cETL Damp | PARKFIELD 9L CHAND-962 | Nine Light Chandelier |  | 3113009EN-962.jpg | 3113009.jpg
3113203-715 | Three Light Chandelier | The soft curves give the transitional Metcalf lighting collection by Sea Gull Lighting its clean, subtle look. The modern silhouette of the Satin Etched glass shades reinforces the easy and casual lines of this design. Equally at home in a contemporary, urban setting or a transitional décor in the suburbs, the full lighting collection is offered in Autumn Bronze and Brushed Nickel finishes and is comprised of nine-, five- and three-light chandeliers; one- and three-light pendants, mini pendant, two-light semi-flush mount; and one-, two-, three- and four-light bath fixtures. Incandescent and ENERGY STAR-qualified LED lamping are available; all fixtures are California Title 24 compliant. | CHANDELIERS | Metcalf | Chandeliers | Autumn Bronze | 715 | Steel | Satin Etched Glass | D:6.25" H:5.25" |  |  | 3 Medium A19 75w |  | 3 | No | [14 empty] | 0 | [12 empty] | 110.48 | 220.96 | 331.44 | D:22'' H:22'' O:59'' | 8.4 | 22 |  |  | 22 | Center Lock-Up |  |  | 59 |  |  |  | No |  | No | [20 empty] | D:5 1/8'' H:1'' Round |  |  |  |  | 72 | Brown | 36 |  | Hardwired | 0 | 0 | 0 | 0 | 1 | 0 | 0 | 1 | 1 | 0 | 0 | 785652275067 | 20.5 | 16.75 | 12.75 | 10.8 | 2.534 | 175 | Yes | [9 empty] | cETL Damp | METCALF 3L CHAND-715 | Three Light Chandelier |  | 3113203-715.jpg | 3113203.jpg
3113203-962 | Three Light Chandelier | The soft curves give the transitional Metcalf lighting collection by Sea Gull Lighting its clean, subtle look. The modern silhouette of the Satin Etched glass shades reinforces the easy and casual lines of this design. Equally at home in a contemporary, urban setting or a transitional décor in the suburbs, the full lighting collection is offered in Autumn Bronze and Brushed Nickel finishes and is comprised of nine-, five- and three-light chandeliers; one- and three-light pendants, mini pendant, two-light semi-flush mount; and one-, two-, three- and four-light bath fixtures. Incandescent and ENERGY STAR-qualified LED lamping are available; all fixtures are California Title 24 compliant. | CHANDELIERS | Metcalf | Chandeliers | Brushed Nickel | 962 | Steel | Satin Etched Glass | D:6.25" H:5.25" |  |  | 3 Medium A19 75w |  | 3 | No | [14 empty] | 0 | [12 empty] | 110.48 | 220.96 | 331.44 | D:22'' H:22'' O:59'' | 8.4 | 22 |  |  | 22 | Center Lock-Up |  |  | 59 |  |  |  | No |  | No | [20 empty] | D:5 1/8'' H:1'' Round |  |  |  |  | 72 | Clear Silver | 36 |  | Hardwired | 0 | 0 | 0 | 0 | 1 | 0 | 0 | 1 | 1 | 0 | 0 | 785652275074 | 20.5 | 16.75 | 12.5 | 11.1 | 2.484 | 175 | Yes | [9 empty] | cETL Damp | METCALF 3L CHAND-962 | Three Light Chandelier |  | 3113203-962.jpg | 3113203.jpg
3113203EN3-715 | Three Light Chandelier | The soft curves give the transitional Metcalf lighting collection by Sea Gull Lighting its clean, subtle look. The modern silhouette of the Satin Etched glass shades reinforces the easy and casual lines of this design. Equally at home in a contemporary, urban setting or a transitional décor in the suburbs, the full lighting collection is offered in Autumn Bronze and Brushed Nickel finishes and is comprised of nine-, five- and three-light chandeliers; one- and three-light pendants, mini pendant, two-light semi-flush mount; and one-, two-, three- and four-light bath fixtures. Incandescent and ENERGY STAR-qualified LED lamping are available; all fixtures are California Title 24 compliant. | CHANDELIERS | Metcalf | Chandeliers | Autumn Bronze | 715 | Steel | Satin Etched Glass | D:6.25" H:5.25" |  |  | 3 Medium A19 9.3w |  | 3 | Yes | [14 empty] | 0 | [12 empty] | 124.98 | 249.96 | 374.94 | D:22'' H:22'' O:59'' | 8.4 | 22 |  |  | 22 | Center Lock-Up |  |  | 59 |  |  |  | No |  | No | [20 empty] | D:5 1/8'' H:1'' Round |  |  |  |  | 72 | Brown | 36 |  | Hardwired | 0 | 0 | 0 | 1 | 1 | 0 | 0 | 0 | 1 | 0 | 0 | 785652048142 | 20.5 | 16.75 | 12.75 | 10.8 | 2.534 | 175 | Yes | [9 empty] | cETL Damp | METCALF 3L CHAND-715 | Three Light Chandelier |  | 3113203EN3-715.jpg | 3113203.jpg
3113203EN3-962 | Three Light Chandelier | The soft curves give the transitional Metcalf lighting collection by Sea Gull Lighting its clean, subtle look. The modern silhouette of the Satin Etched glass shades reinforces the easy and casual lines of this design. Equally at home in a contemporary, urban setting or a transitional décor in the suburbs, the full lighting collection is offered in Autumn Bronze and Brushed Nickel finishes and is comprised of nine-, five- and three-light chandeliers; one- and three-light pendants, mini pendant, two-light semi-flush mount; and one-, two-, three- and four-light bath fixtures. Incandescent and ENERGY STAR-qualified LED lamping are available; all fixtures are California Title 24 compliant. | CHANDELIERS | Metcalf | Chandeliers | Brushed Nickel | 962 | Steel | Satin Etched Glass | D:6.25" H:5.25" |  |  | 3 Medium A19 9.3w |  | 3 | Yes | [14 empty] | 0 | [12 empty] | 124.98 | 249.96 | 374.94 | D:22'' H:22'' O:59'' | 8.4 | 22 |  |  | 22 | Center Lock-Up |  |  | 59 |  |  |  | No |  | No | [20 empty] | D:5 1/8'' H:1'' Round |  |  |  |  | 72 | Clear Silver | 36 |  | Hardwired | 0 | 0 | 0 | 1 | 1 | 0 | 0 | 0 | 1 | 0 | 0 | 785652048159 | 20.5 | 16.75 | 12.5 | 11.1 | 2.484 | 175 | Yes | [9 empty] | cETL Damp | METCALF 3L CHAND-962 | Three Light Chandelier |  | 3113203EN3-962.jpg | 3113203.jpg
3113205-715 | Five Light Chandelier | The soft curves give the transitional Metcalf lighting collection by Sea Gull Lighting its clean, subtle look. The modern silhouette of the Satin Etched glass shades reinforces the easy and casual lines of this design. Equally at home in a contemporary, urban setting or a transitional décor in the suburbs, the full lighting collection is offered in Autumn Bronze and Brushed Nickel finishes and is comprised of nine-, five- and three-light chandeliers; one- and three-light pendants, mini pendant, two-light semi-flush mount; and one-, two-, three- and four-light bath fixtures. Incandescent and ENERGY STAR-qualified LED lamping are available; all fixtures are California Title 24 compliant. | CHANDELIERS | Metcalf | Chandeliers | Autumn Bronze | 715 | Steel | Satin Etched Glass | D:6.25" H:5.25" |  |  | 5 Medium A19 75w |  | 5 | No | [14 empty] | 0 | [12 empty] | 140.48 | 280.96 | 421.44 | D:26'' H:25 3/4'' O:63 3/4'' | 12.4 | 26 |  |  | 25.75 | Center Lock-Up |  |  | 63.75 |  |  |  | No |  | No | [20 empty] | D:5 1/8'' H:1'' Round |  |  |  |  | 120 | Brown | 72 |  | Hardwired | 0 | 0 | 0 | 0 | 1 | 0 | 0 | 1 | 1 | 0 | 0 | 785652258633 | 24.25 | 24.25 | 13.5 | 17 | 4.594 | 250 | Yes | [9 empty] | cETL Damp | METCALF 5L CHAND-715 | Five Light Chandelier |  | 3113205-715.jpg | 3113205.jpg
3113205-962 | Five Light Chandelier | The soft curves give the transitional Metcalf lighting collection by Sea Gull Lighting its clean, subtle look. The modern silhouette of the Satin Etched glass shades reinforces the easy and casual lines of this design. Equally at home in a contemporary, urban setting or a transitional décor in the suburbs, the full lighting collection is offered in Autumn Bronze and Brushed Nickel finishes and is comprised of nine-, five- and three-light chandeliers; one- and three-light pendants, mini pendant, two-light semi-flush mount; and one-, two-, three- and four-light bath fixtures. Incandescent and ENERGY STAR-qualified LED lamping are available; all fixtures are California Title 24 compliant. | CHANDELIERS | Metcalf | Chandeliers | Brushed Nickel | 962 | Steel | Satin Etched Glass | D:6.25" H:5.25" |  |  | 5 Medium A19 75w |  | 5 | No | [14 empty] | 0 | [12 empty] | 140.48 | 280.96 | 421.44 | D:26'' H:25 3/4'' O:63 3/4'' | 12.4 | 26 |  |  | 25.75 | Center Lock-Up |  |  | 63.75 |  |  |  | No |  | No | [20 empty] | D:5 1/8'' H:1'' Round |  |  |  |  | 120 | Clear Silver | 72 |  | Hardwired | 0 | 0 | 0 | 0 | 1 | 0 | 0 | 1 | 1 | 0 | 0 | 785652258640 | 25 | 24.5 | 13.5 | 16.6 | 4.785 | 250 | Yes | [9 empty] | cETL Damp | METCALF 5L CHAND-962 | Five Light Chandelier |  | 3113205-962.jpg | 3113205.jpg
3113205EN3-715 | Five Light Chandelier | The soft curves give the transitional Metcalf lighting collection by Sea Gull Lighting its clean, subtle look. The modern silhouette of the Satin Etched glass shades reinforces the easy and casual lines of this design. Equally at home in a contemporary, urban setting or a transitional décor in the suburbs, the full lighting collection is offered in Autumn Bronze and Brushed Nickel finishes and is comprised of nine-, five- and three-light chandeliers; one- and three-light pendants, mini pendant, two-light semi-flush mount; and one-, two-, three- and four-light bath fixtures. Incandescent and ENERGY STAR-qualified LED lamping are available; all fixtures are California Title 24 compliant. | CHANDELIERS | Metcalf | Chandeliers | Autumn Bronze | 715 | Steel | Satin Etched Glass | D:6.25" H:5.25" |  |  | 5 Medium A19 9.3w |  | 5 | Yes | [14 empty] | 0 | [12 empty] | 169.98 | 339.96 | 509.94 | D:26'' H:25 3/4'' O:63 3/4'' | 12.4 | 26 |  |  | 25.75 | Center Lock-Up |  |  | 63.75 |  |  |  | No |  | No | [20 empty] | D:5 1/8'' H:1'' Round |  |  |  |  | 120 | Brown | 72 |  | Hardwired | 0 | 0 | 0 | 1 | 1 | 0 | 0 | 0 | 1 | 0 | 0 | 785652048166 | 24.25 | 24.25 | 13.5 | 17 | 4.594 | 250 | Yes | [9 empty] | cETL Damp | METCALF 5L CHAND-715 | Five Light Chandelier |  | 3113205EN3-715.jpg | 3113205.jpg
3113205EN3-962 | Five Light Chandelier | The soft curves give the transitional Metcalf lighting collection by Sea Gull Lighting its clean, subtle look. The modern silhouette of the Satin Etched glass shades reinforces the easy and casual lines of this design. Equally at home in a contemporary, urban setting or a transitional décor in the suburbs, the full lighting collection is offered in Autumn Bronze and Brushed Nickel finishes and is comprised of nine-, five- and three-light chandeliers; one- and three-light pendants, mini pendant, two-light semi-flush mount; and one-, two-, three- and four-light bath fixtures. Incandescent and ENERGY STAR-qualified LED lamping are available; all fixtures are California Title 24 compliant. | CHANDELIERS | Metcalf | Chandeliers | Brushed Nickel | 962 | Steel | Satin Etched Glass | D:6.25" H:5.25" |  |  | 5 Medium A19 9.3w |  | 5 | Yes | [14 empty] | 0 | [12 empty] | 169.98 | 339.96 | 509.94 | D:26'' H:25 3/4'' O:63 3/4'' | 12.4 | 26 |  |  | 25.75 | Center Lock-Up |  |  | 63.75 |  |  |  | No |  | No | [20 empty] | D:5 1/8'' H:1'' Round |  |  |  |  | 120 | Clear Silver | 72 |  | Hardwired | 0 | 0 | 0 | 1 | 1 | 0 | 0 | 0 | 1 | 0 | 0 | 785652048173 | 24.25 | 24.25 | 13.5 | 17 | 4.594 | 250 | Yes | [9 empty] | cETL Damp | METCALF 5L CHAND-962 | Five Light Chandelier |  | 3113205EN3-962.jpg | 3113205.jpg
3113209-715 | Nine Light Chandelier | The soft curves give the transitional Metcalf lighting collection by Sea Gull Lighting its clean, subtle look. The modern silhouette of the Satin Etched glass shades reinforces the easy and casual lines of this design. Equally at home in a contemporary, urban setting or a transitional décor in the suburbs, the full lighting collection is offered in Autumn Bronze and Brushed Nickel finishes and is comprised of nine-, five- and three-light chandeliers; one- and three-light pendants, mini pendant, two-light semi-flush mount; and one-, two-, three- and four-light bath fixtures. Incandescent and ENERGY STAR-qualified LED lamping are available; all fixtures are California Title 24 compliant. | CHANDELIERS | Metcalf | Chandeliers | Autumn Bronze | 715 | Steel | Satin Etched Glass | D:6.25" H:5.25" |  |  | 9 Medium A19 75w |  | 9 | No | [14 empty] | 0 | [12 empty] | 324.98 | 649.96 | 974.94 | D:31'' H:35 3/4'' O:73 3/4'' | 22.1 | 31 |  |  | 35.75 | Center Lock-Up |  |  | 73.75 |  |  |  | No |  | No | [20 empty] | D:5 1/8'' H:1'' Round |  |  |  |  | 120 | Brown | 72 |  | Hardwired | 0 | 0 | 0 | 0 | 1 | 0 | 0 | 1 | 1 | 0 | 0 | 785652275081 | 37.5 | 30.25 | 16 | 30.8 | 10.503 | 250 | Yes | [9 empty] | cETL Damp | METCALF 9L CHAND-715 | Nine Light Chandelier |  | 3113209-715.jpg | 3113209.jpg
3113209-962 | Nine Light Chandelier | The soft curves give the transitional Metcalf lighting collection by Sea Gull Lighting its clean, subtle look. The modern silhouette of the Satin Etched glass shades reinforces the easy and casual lines of this design. Equally at home in a contemporary, urban setting or a transitional décor in the suburbs, the full lighting collection is offered in Autumn Bronze and Brushed Nickel finishes and is comprised of nine-, five- and three-light chandeliers; one- and three-light pendants, mini pendant, two-light semi-flush mount; and one-, two-, three- and four-light bath fixtures. Incandescent and ENERGY STAR-qualified LED lamping are available; all fixtures are California Title 24 compliant. | CHANDELIERS | Metcalf | Chandeliers | Brushed Nickel | 962 | Steel | Satin Etched Glass | D:6.25" H:5.25" |  |  | 9 Medium A19 75w |  | 9 | No | [14 empty] | 0 | [12 empty] | 324.98 | 649.96 | 974.94 | D:31'' H:35 3/4'' O:73 3/4'' | 22.1 | 31 |  |  | 35.75 | Center Lock-Up |  |  | 73.75 |  |  |  | No |  | No | [20 empty] | D:5 1/8'' H:1'' Round |  |  |  |  | 120 | Clear Silver | 72 |  | Hardwired | 0 | 0 | 0 | 0 | 1 | 0 | 0 | 1 | 1 | 0 | 0 | 785652275098 | 37.75 | 30.25 | 16 | 30.8 | 10.573 | 250 | Yes | [9 empty] | cETL Damp | METCALF 9L CHAND-962 | Nine Light Chandelier |  | 3113209-962.jpg | 3113209.jpg
3113209EN3-715 | Nine Light Chandelier | The soft curves give the transitional Metcalf lighting collection by Sea Gull Lighting its clean, subtle look. The modern silhouette of the Satin Etched glass shades reinforces the easy and casual lines of this design. Equally at home in a contemporary, urban setting or a transitional décor in the suburbs, the full lighting collection is offered in Autumn Bronze and Brushed Nickel finishes and is comprised of nine-, five- and three-light chandeliers; one- and three-light pendants, mini pendant, two-light semi-flush mount; and one-, two-, three- and four-light bath fixtures. Incandescent and ENERGY STAR-qualified LED lamping are available; all fixtures are California Title 24 compliant. | CHANDELIERS | Metcalf | Chandeliers | Autumn Bronze | 715 | Steel | Satin Etched Glass | D:6.25" H:5.25" |  |  | 9 Medium A19 9.3w |  | 9 | Yes | [14 empty] | 0 | [12 empty] | 374.98 | 749.96 | 1124.94 | D:31'' H:35 3/4'' O:73 3/4'' | 22.1 | 31 |  |  | 35.75 | Center Lock-Up |  |  | 73.75 |  |  |  | No |  | No | [20 empty] | D:5 1/8'' H:1'' Round |  |  |  |  | 120 | Brown | 72 |  | Hardwired | 0 | 0 | 0 | 1 | 1 | 0 | 0 | 0 | 1 | 0 | 0 | 785652048180 | 37.5 | 30.25 | 16 | 30.8 | 10.503 | 250 | Yes | [9 empty] | cETL Damp | METCALF 9L CHAND-715 | Nine Light Chandelier |  | 3113209EN3-715.jpg | 3113209.jpg
3113209EN3-962 | Nine Light Chandelier | The soft curves give the transitional Metcalf lighting collection by Sea Gull Lighting its clean, subtle look. The modern silhouette of the Satin Etched glass shades reinforces the easy and casual lines of this design. Equally at home in a contemporary, urban setting or a transitional décor in the suburbs, the full lighting collection is offered in Autumn Bronze and Brushed Nickel finishes and is comprised of nine-, five- and three-light chandeliers; one- and three-light pendants, mini pendant, two-light semi-flush mount; and one-, two-, three- and four-light bath fixtures. Incandescent and ENERGY STAR-qualified LED lamping are available; all fixtures are California Title 24 compliant. | CHANDELIERS | Metcalf | Chandeliers | Brushed Nickel | 962 | Steel | Satin Etched Glass | D:6.25" H:5.25" |  |  | 9 Medium A19 9.3w |  | 9 | Yes | [14 empty] | 0 | [12 empty] | 374.98 | 749.96 | 1124.94 | D:31'' H:35 3/4'' O:73 3/4'' | 22.1 | 31 |  |  | 35.75 | Center Lock-Up |  |  | 73.75 |  |  |  | No |  | No | [20 empty] | D:5 1/8'' H:1'' Round |  |  |  |  | 120 | Clear Silver | 72 |  | Hardwired | 0 | 0 | 0 | 1 | 1 | 0 | 0 | 0 | 1 | 0 | 0 | 785652048197 | 37.5 | 30.25 | 16 | 30.8 | 10.503 | 250 | Yes | [9 empty] | cETL Damp | METCALF 9L CHAND-962 | Nine Light Chandelier |  | 3113209EN3-962.jpg | 3113209.jpg
3113212-715 | Twelve Light Chandelier | The soft curves give the transitional Metcalf lighting collection by Sea Gull Lighting its clean, subtle look. The modern silhouette of the Satin Etched glass shades reinforces the easy and casual lines of this design. Equally at home in a contemporary, urban setting or a transitional décor in the suburbs, the full lighting collection is offered in Autumn Bronze and Brushed Nickel finishes and is comprised of nine-, five- and three-light chandeliers; one- and three-light pendants, mini pendant, two-light semi-flush mount; and one-, two-, three- and four-light bath fixtures. Incandescent and ENERGY STAR-qualified LED lamping are available; all fixtures are California Title 24 compliant. | CHANDELIERS | Metcalf | Chandeliers | Autumn Bronze | 715 | Steel | Satin Etched Glass | D:6.25" H:5.25" |  |  | 12 Medium A19 60w |  | 12 | No | [14 empty] | 0 | [12 empty] | 449.5 | 899 | 1348.5 | D:42 1/8'' H:45 3/4'' O:168 3/4'' |  | 42.125 |  |  | 45.75 | Center Lock-Up |  |  | 168.75 |  |  |  | No |  | No | [20 empty] | D:5 1/8'' H:1'' Round |  |  |  |  | 144 | Brown | 120 |  | Hardwired | 0 | 0 | 0 | 0 | 1 | 0 | 0 | 1 | 1 | 0 | 0 | 785652077777 | [16 empty] | cETL Damp | METCALF 12L CHAND-715 | Twelve Light Chandelier |  | 3113212-715.jpg | 3113212.jpg
3113212-962 | Twelve Light Chandelier | The soft curves give the transitional Metcalf lighting collection by Sea Gull Lighting its clean, subtle look. The modern silhouette of the Satin Etched glass shades reinforces the easy and casual lines of this design. Equally at home in a contemporary, urban setting or a transitional décor in the suburbs, the full lighting collection is offered in Autumn Bronze and Brushed Nickel finishes and is comprised of nine-, five- and three-light chandeliers; one- and three-light pendants, mini pendant, two-light semi-flush mount; and one-, two-, three- and four-light bath fixtures. Incandescent and ENERGY STAR-qualified LED lamping are available; all fixtures are California Title 24 compliant. | CHANDELIERS | Metcalf | Chandeliers | Brushed Nickel | 962 | Steel | Satin Etched Glass | D:6.25" H:5.25" |  |  | 12 Medium A19 60w |  | 12 | No | [14 empty] | 0 | [12 empty] | 449.5 | 899 | 1348.5 | D:42 1/8'' H:45 3/4'' O:168 3/4'' |  | 42.125 |  |  | 45.75 | Center Lock-Up |  |  | 168.75 |  |  |  | No |  | No | [20 empty] | D:5 1/8'' H:1'' Round |  |  |  |  | 144 | Clear Silver | 120 |  | Hardwired | 0 | 0 | 0 | 0 | 1 | 0 | 0 | 1 | 1 | 0 | 0 | 785652077784 | [16 empty] | cETL Damp | METCALF 12L CHAND-962 | Twelve Light Chandelier |  | 3113212-962.jpg | 3113212.jpg
3113212EN3-715 | Twelve Light Chandelier | The soft curves give the transitional Metcalf lighting collection by Sea Gull Lighting its clean, subtle look. The modern silhouette of the Satin Etched glass shades reinforces the easy and casual lines of this design. Equally at home in a contemporary, urban setting or a transitional décor in the suburbs, the full lighting collection is offered in Autumn Bronze and Brushed Nickel finishes and is comprised of nine-, five- and three-light chandeliers; one- and three-light pendants, mini pendant, two-light semi-flush mount; and one-, two-, three- and four-light bath fixtures. Incandescent and ENERGY STAR-qualified LED lamping are available; all fixtures are California Title 24 compliant. | CHANDELIERS | Metcalf | Chandeliers | Autumn Bronze | 715 | Steel | Satin Etched Glass | D:6.25" H:5.25" |  |  | 12 Medium A19 9.3w |  | 12 | Yes | [14 empty] | 0 | [12 empty] | 509.5 | 1019 | 1528.5 | D:42 1/8'' H:45 3/4'' O:168 3/4'' |  | 42.125 |  |  | 45.75 | Center Lock-Up |  |  | 168.75 |  |  |  | No |  | No | [20 empty] | D:5 1/8'' H:1'' Round |  |  |  |  | 144 | Brown | 120 |  | Hardwired | 0 | 0 | 0 | 1 | 1 | 0 | 0 | 0 | 1 | 0 | 0 | 785652081248 | [16 empty] | cETL Damp | METCALF 12L CHAND-715 | Twelve Light Chandelier |  | 3113212EN3-715.jpg | 3113212EN3.jpg
3113212EN3-962 | Twelve Light Chandelier | The soft curves give the transitional Metcalf lighting collection by Sea Gull Lighting its clean, subtle look. The modern silhouette of the Satin Etched glass shades reinforces the easy and casual lines of this design. Equally at home in a contemporary, urban setting or a transitional décor in the suburbs, the full lighting collection is offered in Autumn Bronze and Brushed Nickel finishes and is comprised of nine-, five- and three-light chandeliers; one- and three-light pendants, mini pendant, two-light semi-flush mount; and one-, two-, three- and four-light bath fixtures. Incandescent and ENERGY STAR-qualified LED lamping are available; all fixtures are California Title 24 compliant. | CHANDELIERS | Metcalf | Chandeliers | Brushed Nickel | 962 | Steel | Satin Etched Glass | D:6.25" H:5.25" |  |  | 12 Medium A19 9.3w |  | 12 | Yes | [14 empty] | 0 | [12 empty] | 509.5 | 1019 | 1528.5 | D:42 1/8'' H:45 3/4'' O:168 3/4'' |  | 42.125 |  |  | 45.75 | Center Lock-Up |  |  | 168.75 |  |  |  | No |  | No | [20 empty] | D:5 1/8'' H:1'' Round |  |  |  |  | 144 | Clear Silver | 120 |  | Hardwired | 0 | 0 | 0 | 1 | 1 | 0 | 0 | 0 | 1 | 0 | 0 | 785652081255 | [16 empty] | cETL Damp | METCALF 12L CHAND-962 | Twelve Light Chandelier |  | 3113212EN3-962.jpg | 3113212EN3.jpg
3113303-846 | Three Light Chandelier | Making a statement without overpowering the surrounding décor, the Dunning lighting collection by Sea Gull Lighting is a chic addition to a wide range of interiors. The bold design is inspired by farmhouse influences seen in the rustic rope detail highlighting the open, square frame which surrounds medium based lamps covered in Crème Parchment glass shades. The Dunning collection features a unique two-tone finish of Stardust on the overall metal structure, with the open frame in Cerused Oak finish. The full lighting collection features a three-light and five-light chandeliers; a one-light mini-pendant, a four-light island chandelier; a two-light flush mount; and one-light, two-light, three-light and four-light bath fixtures (all of which can mount up or down). Both incandescent lamping and ENERGY STAR-qualified LED lamping are available. | CHANDELIERS | Dunning | Chandeliers | Stardust / Cerused Oak | 846 / 735 | Steel | Creme Parchment Glass | D:3.75" H:6.3125" |  |  | 3 Medium A19 100w |  | 3 | No | [14 empty] | 0 | [12 empty] | 219.98 | N/A | 659.94 | L:16 1/2'' W:16 1/2'' H:21 3/4'' O:59 3/4'' | 14.5 |  | 16.5 | 16.5 | 21.75 | Center Lock-Up |  |  | 59.75 |  |  |  | No |  | No | [20 empty] | D:5 1/4'' H:1 1/8'' Round |  |  |  |  | 120 | Brown | 36 | N/A | Hardwired | 0 | 0 | 0 | 0 | 1 | 0 | 0 | 1 | 1 | 0 | 0 | 785652275784 | 20 | 20 | 16 | 20.8 | 3.704 | 175 | Yes | [9 empty] | cETL Damp | DUNNING 3L CHAND-846 | Three Light Chandelier |  | 3113303-846.jpg | 3113303.jpg
3113303EN3-846 | Three Light Chandelier | Making a statement without overpowering the surrounding décor, the Dunning lighting collection by Sea Gull Lighting is a chic addition to a wide range of interiors. The bold design is inspired by farmhouse influences seen in the rustic rope detail highlighting the open, square frame which surrounds medium based lamps covered in Crème Parchment glass shades. The Dunning collection features a unique two-tone finish of Stardust on the overall metal structure, with the open frame in Cerused Oak finish. The full lighting collection features a three-light and five-light chandeliers; a one-light mini-pendant, a four-light island chandelier; a two-light flush mount; and one-light, two-light, three-light and four-light bath fixtures (all of which can mount up or down). Both incandescent lamping and ENERGY STAR-qualified LED lamping are available. | CHANDELIERS | Dunning | Chandeliers | Stardust / Cerused Oak | 846 / 735 | Steel | Creme Parchment Glass | D:3.75" H:6.3125" |  |  | 3 Medium A19 9.3w |  | 3 | Yes | [14 empty] | 0 | [12 empty] | 224.98 | N/A | 674.94 | L:16 1/2'' W:16 1/2'' H:21 3/4'' O:59 3/4'' | 14.5 |  | 16.5 | 16.5 | 21.75 | Center Lock-Up |  |  | 59.75 |  |  |  | No |  | No | [20 empty] | D:5 1/4'' H:1 1/8'' Round |  |  |  |  | 120 | Brown | 36 | N/A | Hardwired | 0 | 0 | 0 | 1 | 1 | 0 | 0 | 0 | 1 | 0 | 0 | 785652045530 | 20 | 20 | 16 | 20.8 | 3.704 | 175 | Yes | [9 empty] | cETL Damp | DUNNING 3L CHAND-846 | Three Light Chandelier |  | 3113303EN-846.jpg | 3113303.jpg
3113305-846 | Five Light Chandelier | Making a statement without overpowering the surrounding décor, the Dunning lighting collection by Sea Gull Lighting is a chic addition to a wide range of interiors. The bold design is inspired by farmhouse influences seen in the rustic rope detail highlighting the open, square frame which surrounds medium based lamps covered in Crème Parchment glass shades. The Dunning collection features a unique two-tone finish of Stardust on the overall metal structure, with the open frame in Cerused Oak finish. The full lighting collection features a three-light and five-light chandeliers; a one-light mini-pendant, a four-light island chandelier; a two-light flush mount; and one-light, two-light, three-light and four-light bath fixtures (all of which can mount up or down). Both incandescent lamping and ENERGY STAR-qualified LED lamping are available. | CHANDELIERS | Dunning | Chandeliers | Stardust / Cerused Oak | 846 / 735 | Steel | Creme Parchment Glass | D:3.75" H:6.3125" |  |  | 5 Medium A19 100w |  | 5 | No | [14 empty] | 0 | [12 empty] | 311.98 | N/A | 935.94 | L:22'' W:22'' H:25 1/8'' O:63'' | 19.2 |  | 22 | 22 | 25.125 | Center Lock-Up |  |  | 63 |  |  |  | No |  | No | [20 empty] | D:5 1/4'' H:1 1/8'' Round |  |  |  |  | 120 | Brown | 36 | N/A | Hardwired | 0 | 0 | 0 | 0 | 1 | 0 | 0 | 1 | 1 | 0 | 0 | 785652275807 | 25.75 | 25.25 | 17.25 | 29.2 | 6.491 | 175 | Yes | [9 empty] | cETL Damp | DUNNING 5L CHAND-846 | Five Light Chandelier |  | 3113305-846.jpg | 3113305.jpg
3113305EN3-846 | Five Light Chandelier | Making a statement without overpowering the surrounding décor, the Dunning lighting collection by Sea Gull Lighting is a chic addition to a wide range of interiors. The bold design is inspired by farmhouse influences seen in the rustic rope detail highlighting the open, square frame which surrounds medium based lamps covered in Crème Parchment glass shades. The Dunning collection features a unique two-tone finish of Stardust on the overall metal structure, with the open frame in Cerused Oak finish. The full lighting collection features a three-light and five-light chandeliers; a one-light mini-pendant, a four-light island chandelier; a two-light flush mount; and one-light, two-light, three-light and four-light bath fixtures (all of which can mount up or down). Both incandescent lamping and ENERGY STAR-qualified LED lamping are available. | CHANDELIERS | Dunning | Chandeliers | Stardust / Cerused Oak | 846 / 735 | Steel | Creme Parchment Glass | D:3.75" H:6.3125" |  |  | 5 Medium A19 9.3w |  | 5 | Yes | [14 empty] | 0 | [12 empty] | 335.98 | N/A | 1007.94 | L:22'' W:22'' H:25 1/8'' O:63'' | 19.2 |  | 22 | 22 | 25.125 | Center Lock-Up |  |  | 63 |  |  |  | No |  | No | [20 empty] | D:5 1/4'' H:1 1/8'' Round |  |  |  |  | 120 | Brown | 36 | N/A | Hardwired | 0 | 0 | 0 | 1 | 1 | 0 | 0 | 0 | 1 | 0 | 0 | 785652045561 | 25.75 | 25.25 | 17.25 | 29.2 | 6.491 | 175 | Yes | [9 empty] | cETL Damp | DUNNING 5L CHAND-846 | Five Light Chandelier |  | 3113305EN-846.jpg | 3113305.jpg
3113403-05 | Three Light Chandelier | The modern Englehorn collection by Sea Gull Lighting brings a heightened sense of beauty through the use of dramatic and flawless optic crystal. Even with the crystal’s delicate appearance, the overall design makes a strong statement. Offered in a Chrome finish with Etched White glass. The assortment includes nine-light, five-light, and three-light chandeliers, three-light and mini-pendants, two-light semi-flush mount, as well as one-light, two-light, three-light and four-light wall/bath fixtures. Incandescent and ENERGY STAR-qualified LED lamping are available; all fixtures are California Title 24 compliant. | CHANDELIERS | Englehorn | Chandeliers | Chrome / Optic Crystal | 05 / 602 | Steel | Etched / White Inside Glass | D:3.9375" H:6.6875" | D:3.9375" |  | 3 Medium A19 100w |  | 3 | No | [14 empty] | 0 | [12 empty] | 146.95 | 293.9 | 440.85 | D:20'' H:18 3/4'' O:57'' | 10.5 | 20 |  |  | 18.75 | Screw Collar - Chain |  |  | 57 |  |  |  | No |  | No | [20 empty] | D:5 5/16'' H:1 1/8'' Round |  |  |  |  | 120 | Clear | 36 |  | Hardwired | 0 | 0 | 0 | 0 | 1 | 0 | 0 | 1 | 1 | 0 | 0 | 785652241703 | 17 | 15.25 | 12.75 | 14 | 1.913 | 125 | Yes | [8 empty] | ETL Dry |  | ENGLEHORN 3L CHAND-05 | Three Light Chandelier |  | 3113403-05.jpg | 3113403.jpg
3113403EN3-05 | Three Light Chandelier | The modern Englehorn collection by Sea Gull Lighting brings a heightened sense of beauty through the use of dramatic and flawless optic crystal. Even with the crystal’s delicate appearance, the overall design makes a strong statement. Offered in a Chrome finish with Etched White glass. The assortment includes nine-light, five-light, and three-light chandeliers, three-light and mini-pendants, two-light semi-flush mount, as well as one-light, two-light, three-light and four-light wall/bath fixtures. Incandescent and ENERGY STAR-qualified LED lamping are available; all fixtures are California Title 24 compliant. | CHANDELIERS | Englehorn | Chandeliers | Chrome / Optic Crystal | 05 / 602 | Steel | Etched / White Inside Glass | D:3.9375" H:6.6875" |  |  | 3 Medium A19 9.3w |  | 3 | Yes | [14 empty] | 0 | [12 empty] | 161.45 | 322.9 | 484.35 | D:20'' H:18 3/4'' O:57'' | 10.5 | 20 |  |  | 18.75 | Screw Collar - Chain |  |  | 57 |  |  |  | No |  | No | [20 empty] | D:5 5/16'' H:1 1/8'' Round |  |  |  |  | 120 | Clear | 36 |  | Hardwired | 0 | 0 | 0 | 1 | 1 | 0 | 0 | 0 | 1 | 0 | 0 | 785652045660 | 17 | 15.25 | 12.75 | 14 | 1.913 | 125 | Yes | [8 empty] | C-UL-US Dry |  | ENGLEHORN 3L CHAND-05 | Three Light Chandelier |  | 3113403EN-05.jpg | 3113403.jpg
3113405-05 | Five Light Chandelier | The modern Englehorn collection by Sea Gull Lighting brings a heightened sense of beauty through the use of dramatic and flawless optic crystal. Even with the crystal’s delicate appearance, the overall design makes a strong statement. Offered in a Chrome finish with Etched White glass. The assortment includes nine-light, five-light, and three-light chandeliers, three-light and mini-pendants, two-light semi-flush mount, as well as one-light, two-light, three-light and four-light wall/bath fixtures. Incandescent and ENERGY STAR-qualified LED lamping are available; all fixtures are California Title 24 compliant. | CHANDELIERS | Englehorn | Chandeliers | Chrome / Optic Crystal | 05 / 602 | Steel | Etched / White Inside Glass | D:3.9375" H:6.6875" | D:3.9375" |  | 5 Medium A19 100w |  | 5 | No | [14 empty] | 0 | [12 empty] | 252.95 | 505.9 | 758.85 | D:26 1/2'' H:21 3/4'' O:60'' | 14.7 | 26.5 |  |  | 21.75 | Screw Collar - Chain |  |  | 60 |  |  |  | No |  | No | [20 empty] | D:5 5/16'' H:1 1/8'' Round |  |  |  |  | 120 | Clear | 36 |  | Hardwired | 0 | 0 | 0 | 0 | 1 | 0 | 0 | 1 | 1 | 0 | 0 | 785652242816 | 29 | 11 | 17 | 19.6 | 3.138 | 125 | Yes | [8 empty] | ETL Dry |  | ENGLEHORN 5L CHAND-05 | Five Light Chandelier |  | 3113405-05.jpg | 3113405.jpg
3113405EN3-05 | Five Light Chandelier | The modern Englehorn collection by Sea Gull Lighting brings a heightened sense of beauty through the use of dramatic and flawless optic crystal. Even with the crystal’s delicate appearance, the overall design makes a strong statement. Offered in a Chrome finish with Etched White glass. The assortment includes nine-light, five-light, and three-light chandeliers, three-light and mini-pendants, two-light semi-flush mount, as well as one-light, two-light, three-light and four-light wall/bath fixtures. Incandescent and ENERGY STAR-qualified LED lamping are available; all fixtures are California Title 24 compliant. | CHANDELIERS | Englehorn | Chandeliers | Chrome / Optic Crystal | 05 / 602 | Steel | Etched / White Inside Glass | D:3.9375" H:6.6875" |  |  | 5 Medium A19 9.3w |  | 5 | Yes | [14 empty] | 0 | [12 empty] | 282.45 | 564.9 | 847.35 | D:26 1/2'' H:21 3/4'' O:60'' | 14.7 | 26.5 |  |  | 21.75 | Screw Collar - Chain |  |  | 60 |  |  |  | No |  | No | [20 empty] | D:5 5/16'' H:1 1/8'' Round |  |  |  |  | 120 | Clear | 36 |  | Hardwired | 0 | 0 | 0 | 1 | 1 | 0 | 0 | 0 | 1 | 0 | 0 | 785652045684 | 29 | 11 | 17 | 19.6 | 3.138 | 125 | Yes | [8 empty] | C-UL-US Dry |  | ENGLEHORN 5L CHAND-05 | Five Light Chandelier |  | 3113405EN-05.jpg | 3113405.jpg
3113409-05 | Nine Light Chandelier | The modern Englehorn collection by Sea Gull Lighting brings a heightened sense of beauty through the use of dramatic and flawless optic crystal. Even with the crystal’s delicate appearance, the overall design makes a strong statement. Offered in a Chrome finish with Etched White glass. The assortment includes nine-light, five-light, and three-light chandeliers, three-light and mini-pendants, two-light semi-flush mount, as well as one-light, two-light, three-light and four-light wall/bath fixtures. Incandescent and ENERGY STAR-qualified LED lamping are available; all fixtures are California Title 24 compliant. | CHANDELIERS | Englehorn | Chandeliers | Chrome / Optic Crystal | 05 / 602 | Steel | Etched / White Inside Glass | D:3.9375" H:6.6875" | D:3.9375" |  | 9 Medium A19 100w |  | 9 | No | [14 empty] | 0 | [12 empty] | 381.95 | 763.9 | 1145.85 | D:32 1/4'' H:25 1/2'' O:63 3/4'' | 23.6 | 32.25 |  |  | 25.5 | Screw Collar - Chain |  |  | 63.75 |  |  |  | No |  | No | [20 empty] | D:5 5/16'' H:1 1/8'' Round |  |  |  |  | 120 | Clear | 36 |  | Hardwired | 0 | 0 | 0 | 0 | 1 | 0 | 0 | 1 | 1 | 0 | 0 | 785652242823 | 35.2 | 13.6 | 22.75 | 31.5 | 6.303 | 175 | Yes | [8 empty] | ETL Dry |  | ENGLEHORN 9L CHAND-05 | Nine Light Chandelier |  | 3113409-05.jpg | 3113409.jpg
3113409EN3-05 | Nine Light Chandelier | The modern Englehorn collection by Sea Gull Lighting brings a heightened sense of beauty through the use of dramatic and flawless optic crystal. Even with the crystal’s delicate appearance, the overall design makes a strong statement. Offered in a Chrome finish with Etched White glass. The assortment includes nine-light, five-light, and three-light chandeliers, three-light and mini-pendants, two-light semi-flush mount, as well as one-light, two-light, three-light and four-light wall/bath fixtures. Incandescent and ENERGY STAR-qualified LED lamping are available; all fixtures are California Title 24 compliant. | CHANDELIERS | Englehorn | Chandeliers | Chrome / Optic Crystal | 05 / 602 | Steel | Etched / White Inside Glass | D:3.9375" H:6.6875" |  |  | 9 Medium A19 9.3w |  | 9 | Yes | [14 empty] | 0 | [12 empty] | 429.45 | 858.9 | 1288.35 | D:32 1/4'' H:25 1/2'' O:63 3/4'' | 23.6 | 32.25 |  |  | 25.5 | Screw Collar - Chain |  |  | 63.75 |  |  |  | No |  | No | [20 empty] | D:5 5/16'' H:1 1/8'' Round |  |  |  |  | 120 | Clear | 36 |  | Hardwired | 0 | 0 | 0 | 1 | 1 | 0 | 0 | 0 | 1 | 0 | 0 | 785652045691 | 35.2 | 13.6 | 22.75 | 31.5 | 6.303 | 175 | Yes | [8 empty] | C-UL-US Dry |  | ENGLEHORN 9L CHAND-05 | Nine Light Chandelier |  | 3113409EN-05.jpg | 3113409.jpg
3113704-778 | Four Light Chandelier | Ellis Harper has an Arts and Crafts pedigree with a Modernist twist. The array of fixtures showcases Sea Gull's commitment to high style with robust construction and craftsmanship at an exceptional price. The subtle detail allows this transitional design to easily fit into any décor. The sleek, geometric arms and square Satin Etched glass shades add touches of elegance to its streamlined profile. The assortment includes: four- and eight-light chandeliers, a six-light linear, one-light mini-pendant, and one-, two-, three- and four-light bath fixtures. All fixtures are offered in either a Brushed Nickel or Brushed Oil Rubbed Bronze. | CHANDELIERS | Ellis Harper | Chandeliers | Brushed Oil Rubbed Bronze | 778 | Steel | Etched / White Inside Glass | L:5.75" W:5.75" H:5.5" |  |  | 4 Medium A19 75w |  | 4 | No | [14 empty] | 0 | [12 empty] | 99.98 | 199.96 | 299.94 | L:24 3/4'' W:24 3/4'' H:19 1/4'' O:65 3/4'' | 11.04 |  | 24.75 | 24.75 | 19.25 | Screw Collar - Stem |  |  | 65.75 |  |  |  | No |  | No | [20 empty] | DP:5'' W:5'' H:1'' Square |  |  |  |  | 120 | Brown |  |  | Hardwired | 0 | 0 | 0 | 0 | 1 | 0 | 0 | 1 | 0 | 0 | 0 | 785652069604 | 24.25 | 19.25 | 8.5 | 14.4 | 2.296 | 125 | Yes | [9 empty] | cETL Damp | ELLIS HARPER 4L CHAND-778 | Four Light Chandelier |  | 3113704-778.jpg | 3113704.jpg
3113704-962 | Four Light Chandelier | Ellis Harper has an Arts and Crafts pedigree with a Modernist twist. The array of fixtures showcases Sea Gull's commitment to high style with robust construction and craftsmanship at an exceptional price. The subtle detail allows this transitional design to easily fit into any décor. The sleek, geometric arms and square Satin Etched glass shades add touches of elegance to its streamlined profile. The assortment includes: four- and eight-light chandeliers, a six-light linear, one-light mini-pendant, and one-, two-, three- and four-light bath fixtures. All fixtures are offered in either a Brushed Nickel or Brushed Oil Rubbed Bronze. | CHANDELIERS | Ellis Harper | Chandeliers | Brushed Nickel | 962 | Steel | Etched / White Inside Glass | L:5.75" W:5.75" H:5.5" |  |  | 4 Medium A19 75w |  | 4 | No | [14 empty] | 0 | [12 empty] | 99.98 | 199.96 | 299.94 | L:24 3/4'' W:24 3/4'' H:19 1/4'' O:65 3/4'' | 11.04 |  | 24.75 | 24.75 | 19.25 | Screw Collar - Stem |  |  | 65.75 |  |  |  | No |  | No | [20 empty] | DP:5'' W:5'' H:1'' Square |  |  |  |  | 120 | Clear Silver |  |  | Hardwired | 0 | 0 | 0 | 0 | 1 | 0 | 0 | 1 | 0 | 0 | 0 | 785652069611 | 24.25 | 19.25 | 8.5 | 14.2 | 2.296 | 125 | Yes | [9 empty] | cETL Damp | ELLIS HARPER 4L CHAND-962 | Four Light Chandelier |  | 3113704-962.jpg | 3113704.jpg
3113704EN3-778 | Four Light Chandelier | Ellis Harper has an Arts and Crafts pedigree with a Modernist twist. The array of fixtures showcases Sea Gull's commitment to high style with robust construction and craftsmanship at an exceptional price. The subtle detail allows this transitional design to easily fit into any décor. The sleek, geometric arms and square Satin Etched glass shades add touches of elegance to its streamlined profile. The assortment includes: four- and eight-light chandeliers, a six-light linear, one-light mini-pendant, and one-, two-, three- and four-light bath fixtures. All fixtures are offered in either a Brushed Nickel or Brushed Oil Rubbed Bronze. | CHANDELIERS | Ellis Harper | Chandeliers | Brushed Oil Rubbed Bronze | 778 | Steel | Etched / White Inside Glass | L:5.75" W:5.75" H:5.5" |  |  | 4 Medium A19 9.3w |  | 4 | Yes | [14 empty] | 0 | [12 empty] | 136.48 | 272.96 | 409.44 | L:24 3/4'' W:24 3/4'' H:19 1/4'' O:65 3/4'' | 11.04 |  | 24.75 | 24.75 | 19.25 | Screw Collar - Stem |  |  | 65.75 |  |  |  | No |  | No | [20 empty] | DP:5'' W:5'' H:1'' Square |  |  |  |  | 120 | Brown |  |  | Hardwired | 0 | 0 | 0 | 1 | 1 | 0 | 0 | 0 | 0 | 0 | 0 | 785652071379 | 24.25 | 19.25 | 8.5 | 14.4 | 2.296 | 125 | Yes | [9 empty] | cETL Damp | ELLIS HARPR 4L LED CHAND-778 | Four Light Chandelier |  | 3113704EN3-778.jpg | 3113704EN3.jpg
3113704EN3-962 | Four Light Chandelier | Ellis Harper has an Arts and Crafts pedigree with a Modernist twist. The array of fixtures showcases Sea Gull's commitment to high style with robust construction and craftsmanship at an exceptional price. The subtle detail allows this transitional design to easily fit into any décor. The sleek, geometric arms and square Satin Etched glass shades add touches of elegance to its streamlined profile. The assortment includes: four- and eight-light chandeliers, a six-light linear, one-light mini-pendant, and one-, two-, three- and four-light bath fixtures. All fixtures are offered in either a Brushed Nickel or Brushed Oil Rubbed Bronze. | CHANDELIERS | Ellis Harper | Chandeliers | Brushed Nickel | 962 | Steel | Etched / White Inside Glass | L:5.75" W:5.75" H:5.5" |  |  | 4 Medium A19 9.3w |  | 4 | Yes | [14 empty] | 0 | [12 empty] | 136.48 | 272.96 | 409.44 | L:24 3/4'' W:24 3/4'' H:19 1/4'' O:65 3/4'' | 11.04 |  | 24.75 | 24.75 | 19.25 | Screw Collar - Stem |  |  | 65.75 |  |  |  | No |  | No | [20 empty] | DP:5'' W:5'' H:1'' Square |  |  |  |  | 120 | Clear Silver |  |  | Hardwired | 0 | 0 | 0 | 1 | 1 | 0 | 0 | 0 | 0 | 0 | 0 | 785652071386 | 24.25 | 19.25 | 8.5 | 14.2 | 2.296 | 125 | Yes | [9 empty] | cETL Damp | ELLIS HARPR 4L LED CHAND-962 | Four Light Chandelier |  | 3113704EN3-962.jpg | 3113704EN3.jpg
3113708-778 | Eight Light Chandelier | Ellis Harper has an Arts and Crafts pedigree with a Modernist twist. The array of fixtures showcases Sea Gull's commitment to high style with robust construction and craftsmanship at an exceptional price. The subtle detail allows this transitional design to easily fit into any décor. The sleek, geometric arms and square Satin Etched glass shades add touches of elegance to its streamlined profile. The assortment includes: four- and eight-light chandeliers, a six-light linear, one-light mini-pendant, and one-, two-, three- and four-light bath fixtures. All fixtures are offered in either a Brushed Nickel or Brushed Oil Rubbed Bronze. | CHANDELIERS | Ellis Harper | Chandeliers | Brushed Oil Rubbed Bronze | 778 | Steel | Etched / White Inside Glass | L:5.75" W:5.75" H:5.5" |  |  | 8 Medium A19 75w |  | 8 | No | [14 empty] | 0 | [12 empty] | 224.98 | 449.96 | 674.94 | L:35 1/2'' W:35 1/2'' H:27 3/4'' O:74 1/4'' | 21.12 |  | 35.5 | 35.5 | 27.75 | Screw Collar - Stem |  |  | 74.25 |  |  |  | No |  | No | [20 empty] | DP:5'' W:5'' H:1'' Square |  |  |  |  | 120 | Brown |  |  | Hardwired | 0 | 0 | 0 | 0 | 1 | 0 | 0 | 1 | 0 | 0 | 0 | 785652069628 | 27 | 27 | 16.25 | 28.4 | 6.855 | 175 | Yes | [9 empty] | cETL Damp | ELLIS HARPER 8L CHAND-778 | Eight Light Chandelier |  | 3113708-778.jpg | 3113708.jpg
3113708-962 | Eight Light Chandelier | Ellis Harper has an Arts and Crafts pedigree with a Modernist twist. The array of fixtures showcases Sea Gull's commitment to high style with robust construction and craftsmanship at an exceptional price. The subtle detail allows this transitional design to easily fit into any décor. The sleek, geometric arms and square Satin Etched glass shades add touches of elegance to its streamlined profile. The assortment includes: four- and eight-light chandeliers, a six-light linear, one-light mini-pendant, and one-, two-, three- and four-light bath fixtures. All fixtures are offered in either a Brushed Nickel or Brushed Oil Rubbed Bronze. | CHANDELIERS | Ellis Harper | Chandeliers | Brushed Nickel | 962 | Steel | Etched / White Inside Glass | L:5.75" W:5.75" H:5.5" |  |  | 8 Medium A19 75w |  | 8 | No | [14 empty] | 0 | [12 empty] | 224.98 | 449.96 | 674.94 | L:35 1/2'' W:35 1/2'' H:27 3/4'' O:74 1/4'' | 21.12 |  | 35.5 | 35.5 | 27.75 | Screw Collar - Stem |  |  | 74.25 |  |  |  | No |  | No | [20 empty] | DP:5'' W:5'' H:1'' Square |  |  |  |  | 120 | Clear Silver |  |  | Hardwired | 0 | 0 | 0 | 0 | 1 | 0 | 0 | 1 | 0 | 0 | 0 | 785652069635 | 27 | 27 | 16.25 | 27.6 | 6.855 | 175 | Yes | [9 empty] | cETL Damp | ELLIS HARPER 8L CHAND-962 | Eight Light Chandelier |  | 3113708-962.jpg | 3113708.jpg
3113708EN3-778 | Eight Light Chandelier | Ellis Harper has an Arts and Crafts pedigree with a Modernist twist. The array of fixtures showcases Sea Gull's commitment to high style with robust construction and craftsmanship at an exceptional price. The subtle detail allows this transitional design to easily fit into any décor. The sleek, geometric arms and square Satin Etched glass shades add touches of elegance to its streamlined profile. The assortment includes: four- and eight-light chandeliers, a six-light linear, one-light mini-pendant, and one-, two-, three- and four-light bath fixtures. All fixtures are offered in either a Brushed Nickel or Brushed Oil Rubbed Bronze. | CHANDELIERS | Ellis Harper | Chandeliers | Brushed Oil Rubbed Bronze | 778 | Steel | Etched / White Inside Glass | L:5.75" W:5.75" H:5.5" |  |  | 8 Medium A19 9.3w |  | 8 | Yes | [14 empty] | 0 | [12 empty] | 249.98 | 499.96 | 749.94 | L:35 1/2'' W:35 1/2'' H:27 3/4'' O:74 1/4'' | 21.12 |  | 35.5 | 35.5 | 27.75 | Screw Collar - Stem |  |  | 74.25 |  |  |  | No |  | No | [20 empty] | DP:5'' W:5'' H:1'' Square |  |  |  |  | 120 | Brown |  |  | Hardwired | 0 | 0 | 0 | 1 | 1 | 0 | 0 | 0 | 0 | 0 | 0 | 785652071393 | 27 | 27 | 16.25 | 28.4 | 6.855 | 175 | Yes | [9 empty] | cETL Damp | ELLIS HARPR 8L LED CHAND-778 | Eight Light Chandelier |  | 3113708EN3-778.jpg | 3113708EN3.jpg
3113708EN3-962 | Eight Light Chandelier | Ellis Harper has an Arts and Crafts pedigree with a Modernist twist. The array of fixtures showcases Sea Gull's commitment to high style with robust construction and craftsmanship at an exceptional price. The subtle detail allows this transitional design to easily fit into any décor. The sleek, geometric arms and square Satin Etched glass shades add touches of elegance to its streamlined profile. The assortment includes: four- and eight-light chandeliers, a six-light linear, one-light mini-pendant, and one-, two-, three- and four-light bath fixtures. All fixtures are offered in either a Brushed Nickel or Brushed Oil Rubbed Bronze. | CHANDELIERS | Ellis Harper | Chandeliers | Brushed Nickel | 962 | Steel | Etched / White Inside Glass | L:5.75" W:5.75" H:5.5" |  |  | 8 Medium A19 9.3w |  | 8 | Yes | [14 empty] | 0 | [12 empty] | 249.98 | 499.96 | 749.94 | L:35 1/2'' W:35 1/2'' H:27 3/4'' O:74 1/4'' | 21.12 |  | 35.5 | 35.5 | 27.75 | Screw Collar - Stem |  |  | 74.25 |  |  |  | No |  | No | [20 empty] | DP:5'' W:5'' H:1'' Square |  |  |  |  | 120 | Clear Silver |  |  | Hardwired | 0 | 0 | 0 | 1 | 1 | 0 | 0 | 0 | 0 | 0 | 0 | 785652071409 | 27 | 27 | 16.25 | 27.6 | 6.855 | 175 | Yes | [9 empty] | cETL Damp | ELLIS HARPR 8L LED CHAND-962 | Eight Light Chandelier |  | 3113708EN3-962.jpg | 3113708EN3.jpg
3114004-710 | Four Light Chandelier | The dazzling and timeless Carondelet lighting collection by Sea Gull Lighting features a cascade of faceted, linear glass crystals delivering the ultimate sparkle without the fuss of traditional crystal. The sleek, contemporary silhouette adds drama and excitement to any –room—without upstaging the beautiful furnishings and décor. With the option of Burnt Sienna or Antique Brushed Nickel finishes, the full lighting collection offers a six-light or four-light chandelier; one-light mini pendant; two-light flush mount and semi-flush mount; and one-light, two-light, three-light and four-light bath fixtures. Both incandescent lamping and ENERGY STAR-qualified LED lamping are available; all fixtures are California Title 24 compliant. | CHANDELIERS | Carondelet | Chandeliers | Burnt Sienna | 710 | Steel | Clear Beveled Glass | W:0.875" H:4.75" |  |  | 4 Medium A19 100w |  | 4 | No | [14 empty] | 0 | [12 empty] | 249.98 | 499.96 | 749.94 | D:18 3/16'' H:19 7/8'' O:141 5/8'' | 19 | 18.1875 |  |  | 19.875 | Center Lock-Up |  |  | 141.625 |  |  |  | No |  | No | [20 empty] | D:5'' H:1'' Round |  |  |  |  | 144 | Brown | 120 |  | Hardwired | 0 | 0 | 0 | 0 | 1 | 0 | 0 | 1 | 1 | 0 | 0 | 785652260704 | 21.5 | 21.25 | 13.5 | 23.7 | 3.569 | 125 | Yes | [9 empty] | cETL Damp | CARONDELET 4L CHAND-710 | Four Light Chandelier |  | 3114004-710.jpg | 3114004.jpg
3114004-965 | Four Light Chandelier | The dazzling and timeless Carondelet lighting collection by Sea Gull Lighting features a cascade of faceted, linear glass crystals delivering the ultimate sparkle without the fuss of traditional crystal. The sleek, contemporary silhouette adds drama and excitement to any –room—without upstaging the beautiful furnishings and décor. With the option of Burnt Sienna or Antique Brushed Nickel finishes, the full lighting collection offers a six-light or four-light chandelier; one-light mini pendant; two-light flush mount and semi-flush mount; and one-light, two-light, three-light and four-light bath fixtures. Both incandescent lamping and ENERGY STAR-qualified LED lamping are available; all fixtures are California Title 24 compliant. | CHANDELIERS | Carondelet | Chandeliers | Antique Brushed Nickel | 965 | Steel | Clear Beveled Glass | W:0.875" H:4.75" |  |  | 4 Medium A19 100w |  | 4 | No | [14 empty] | 0 | [12 empty] | 249.98 | 499.96 | 749.94 | D:18 3/16'' H:19 7/8'' O:141 5/8'' | 19 | 18.1875 |  |  | 19.875 | Center Lock-Up |  |  | 141.625 |  |  |  | No |  | No | [20 empty] | D:5'' H:1'' Round |  |  |  |  | 144 | Clear Silver | 120 |  | Hardwired | 0 | 0 | 0 | 0 | 1 | 0 | 0 | 1 | 1 | 0 | 0 | 785652277269 | 21.5 | 21.25 | 13.5 | 23.7 | 3.569 | 125 | Yes | [9 empty] | cETL Damp | CARONDELET 4L CHAND-965 | Four Light Chandelier |  | 3114004-965.jpg | 3114004.jpg
3114004EN3-710 | Four Light Chandelier | The dazzling and timeless Carondelet lighting collection by Sea Gull Lighting features a cascade of faceted, linear glass crystals delivering the ultimate sparkle without the fuss of traditional crystal. The sleek, contemporary silhouette adds drama and excitement to any –room—without upstaging the beautiful furnishings and décor. With the option of Burnt Sienna or Antique Brushed Nickel finishes, the full lighting collection offers a six-light or four-light chandelier; one-light mini pendant; two-light flush mount and semi-flush mount; and one-light, two-light, three-light and four-light bath fixtures. Both incandescent lamping and ENERGY STAR-qualified LED lamping are available; all fixtures are California Title 24 compliant. | CHANDELIERS | Carondelet | Chandeliers | Burnt Sienna | 710 | Steel | Clear Beveled Glass | W:0.875" H:4.75" |  |  | 4 Medium A19 9.3w |  | 4 | Yes | [14 empty] | 0 | [12 empty] | 274.98 | 549.96 | 824.94 | D:18 3/16'' H:19 7/8'' O:141 5/8'' | 19 | 18.1875 |  |  | 19.875 | Center Lock-Up |  |  | 141.625 |  |  |  | No |  | No | [20 empty] | D:5'' H:1'' Round |  |  |  |  | 144 | Brown | 120 |  | Hardwired | 0 | 0 | 0 | 1 | 1 | 0 | 0 | 0 | 1 | 0 | 0 | 785652044816 | 21.5 | 21.25 | 13.5 | 23.7 | 3.569 | 125 | Yes | [9 empty] | cETL Damp | CARONDELET 4L CHAND-710 | Four Light Chandelier |  | 3114004EN-710.jpg | 3114004.jpg
3114004EN3-965 | Four Light Chandelier | The dazzling and timeless Carondelet lighting collection by Sea Gull Lighting features a cascade of faceted, linear glass crystals delivering the ultimate sparkle without the fuss of traditional crystal. The sleek, contemporary silhouette adds drama and excitement to any –room—without upstaging the beautiful furnishings and décor. With the option of Burnt Sienna or Antique Brushed Nickel finishes, the full lighting collection offers a six-light or four-light chandelier; one-light mini pendant; two-light flush mount and semi-flush mount; and one-light, two-light, three-light and four-light bath fixtures. Both incandescent lamping and ENERGY STAR-qualified LED lamping are available; all fixtures are California Title 24 compliant. | CHANDELIERS | Carondelet | Chandeliers | Antique Brushed Nickel | 965 | Steel | Clear Beveled Glass | W:0.875" H:4.75" |  |  | 4 Medium A19 9.3w |  | 4 | Yes | [14 empty] | 0 | [12 empty] | 274.98 | 549.96 | 824.94 | D:18 3/16'' H:19 7/8'' O:141 5/8'' | 19 | 18.1875 |  |  | 19.875 | Center Lock-Up |  |  | 141.625 |  |  |  | No |  | No | [20 empty] | D:5'' H:1'' Round |  |  |  |  | 144 | Clear Silver | 120 |  | Hardwired | 0 | 0 | 0 | 1 | 1 | 0 | 0 | 0 | 1 | 0 | 0 | 785652044823 | 21.5 | 21.25 | 13.5 | 23.7 | 3.569 | 125 | Yes | [9 empty] | cETL Damp | CARONDELET 4L CHAND-965 | Four Light Chandelier |  | 3114004EN-965.jpg | 3114004.jpg
3114006-710 | Six Light Chandelier | The dazzling and timeless Carondelet lighting collection by Sea Gull Lighting features a cascade of faceted, linear glass crystals delivering the ultimate sparkle without the fuss of traditional crystal. The sleek, contemporary silhouette adds drama and excitement to any –room—without upstaging the beautiful furnishings and décor. With the option of Burnt Sienna or Antique Brushed Nickel finishes, the full lighting collection offers a six-light or four-light chandelier; one-light mini pendant; two-light flush mount and semi-flush mount; and one-light, two-light, three-light and four-light bath fixtures. Both incandescent lamping and ENERGY STAR-qualified LED lamping are available; all fixtures are California Title 24 compliant. | CHANDELIERS | Carondelet | Chandeliers | Burnt Sienna | 710 | Steel | Clear Beveled Glass | W:0.875" H:4.75" |  |  | 6 Medium A19 100w |  | 6 | No | [14 empty] | 0 | [12 empty] | 524.98 | 1049.96 | 1574.94 | D:23 1/2'' H:24 1/4'' O:146 1/4'' | 31.1 | 23.5 |  |  | 24.25 | Center Lock-Up |  |  | 146.25 |  |  |  | No |  | No | [20 empty] | D:5'' H:1'' Round |  |  |  |  | 144 | Brown | 120 |  | Hardwired | 0 | 0 | 0 | 0 | 1 | 0 | 0 | 1 | 1 | 0 | 0 | 785652275906 | 26.5 | 26 | 13 | 36.2 | 5.183 | 125 | Yes | [9 empty] | cETL Damp | CARONDELET 6L CHAND-710 | Six Light Chandelier |  | 3114006-710.jpg | 3114006.jpg
3114006-965 | Six Light Chandelier | The dazzling and timeless Carondelet lighting collection by Sea Gull Lighting features a cascade of faceted, linear glass crystals delivering the ultimate sparkle without the fuss of traditional crystal. The sleek, contemporary silhouette adds drama and excitement to any –room—without upstaging the beautiful furnishings and décor. With the option of Burnt Sienna or Antique Brushed Nickel finishes, the full lighting collection offers a six-light or four-light chandelier; one-light mini pendant; two-light flush mount and semi-flush mount; and one-light, two-light, three-light and four-light bath fixtures. Both incandescent lamping and ENERGY STAR-qualified LED lamping are available; all fixtures are California Title 24 compliant. | CHANDELIERS | Carondelet | Chandeliers | Antique Brushed Nickel | 965 | Steel | Clear Beveled Glass | W:0.875" H:4.75" |  |  | 6 Medium A19 100w |  | 6 | No | [14 empty] | 0 | [12 empty] | 524.98 | 1049.96 | 1574.94 | D:23 1/2'' H:24 1/4'' O:146 1/4'' | 31.1 | 23.5 |  |  | 24.25 | Center Lock-Up |  |  | 146.25 |  |  |  | No |  | No | [20 empty] | D:5'' H:1'' Round |  |  |  |  | 144 | Clear Silver | 120 |  | Hardwired | 0 | 0 | 0 | 0 | 1 | 0 | 0 | 1 | 1 | 0 | 0 | 785652275913 | 26.5 | 26 | 13 | 36.2 | 5.183 | 125 | Yes | [9 empty] | cETL Damp | CARONDELET 6L CHAND-965 | Six Light Chandelier |  | 3114006-965.jpg | 3114006.jpg
3114006EN3-710 | Six Light Chandelier | The dazzling and timeless Carondelet lighting collection by Sea Gull Lighting features a cascade of faceted, linear glass crystals delivering the ultimate sparkle without the fuss of traditional crystal. The sleek, contemporary silhouette adds drama and excitement to any –room—without upstaging the beautiful furnishings and décor. With the option of Burnt Sienna or Antique Brushed Nickel finishes, the full lighting collection offers a six-light or four-light chandelier; one-light mini pendant; two-light flush mount and semi-flush mount; and one-light, two-light, three-light and four-light bath fixtures. Both incandescent lamping and ENERGY STAR-qualified LED lamping are available; all fixtures are California Title 24 compliant. | CHANDELIERS | Carondelet | Chandeliers | Burnt Sienna | 710 | Steel | Clear Beveled Glass | W:0.875" H:4.75" |  |  | 6 Medium A19 9.3w |  | 6 | Yes | [14 empty] | 0 | [12 empty] | 549.98 | 1099.96 | 1649.94 | D:23 1/2'' H:24 1/4'' O:146 1/4'' | 31.1 | 23.5 |  |  | 24.25 | Center Lock-Up |  |  | 146.25 |  |  |  | No |  | No | [20 empty] | D:5'' H:1'' Round |  |  |  |  | 144 | Brown | 120 |  | Hardwired | 0 | 0 | 0 | 1 | 1 | 0 | 0 | 0 | 1 | 0 | 0 | 785652044830 | 26.5 | 26 | 13 | 36.2 | 5.183 | 125 | Yes | [9 empty] | cETL Damp | CARONDELET 6L CHAND-710 | Six Light Chandelier |  | 3114006EN-710.jpg | 3114006.jpg
3114006EN3-965 | Six Light Chandelier | The dazzling and timeless Carondelet lighting collection by Sea Gull Lighting features a cascade of faceted, linear glass crystals delivering the ultimate sparkle without the fuss of traditional crystal. The sleek, contemporary silhouette adds drama and excitement to any –room—without upstaging the beautiful furnishings and décor. With the option of Burnt Sienna or Antique Brushed Nickel finishes, the full lighting collection offers a six-light or four-light chandelier; one-light mini pendant; two-light flush mount and semi-flush mount; and one-light, two-light, three-light and four-light bath fixtures. Both incandescent lamping and ENERGY STAR-qualified LED lamping are available; all fixtures are California Title 24 compliant. | CHANDELIERS | Carondelet | Chandeliers | Antique Brushed Nickel | 965 | Steel | Clear Beveled Glass | W:0.875" H:4.75" |  |  | 6 Medium A19 9.3w |  | 6 | Yes | [14 empty] | 0 | [12 empty] | 549.98 | 1099.96 | 1649.94 | D:23 1/2'' H:24 1/4'' O:146 1/4'' | 31.1 | 23.5 |  |  | 24.25 | Center Lock-Up |  |  | 146.25 |  |  |  | No |  | No | [20 empty] | D:5'' H:1'' Round |  |  |  |  | 144 | Clear Silver | 120 |  | Hardwired | 0 | 0 | 0 | 1 | 1 | 0 | 0 | 0 | 1 | 0 | 0 | 785652044847 | 26.5 | 26 | 13 | 36.2 | 5.183 | 125 | Yes | [9 empty] | cETL Damp | CARONDELET 6L CHAND-965 | Six Light Chandelier |  | 3114006EN3-965.jpg | 3114006.jpg
3114503-782 | Three Light Chandelier | Influenced by the vintage industrial designs of early 20th Century America, the transitional Belton lighting collection by Sea Gull Lighting has Seeded glass shades that highlight the classic Edison bulbs. The rich Heirloom Bronze and Brushed Nickel finishes adds to the layer of retro design to the warm look. The assortment includes three- and five- down light chandeliers; five-light upright chandelier; a four-light island pendant; one-light pendant; one-light mini pendant; and one-, two-, three- and four-light bath fixtures. All fixtures are California Title 24 compliant and easily convert to LED by purchasing LED lamps sold separately. | CHANDELIERS | Belton | Chandeliers | Heirloom Bronze | 782 | Steel | Clear Seeded Glass | D:5.375" H:6.125" |  |  | 3 Medium A19 60w |  | 3 | No | [14 empty] | 0 | [12 empty] | 134.48 | N/A | 403.44 | D:19 7/8'' H:10 1/2'' O:52 1/4'' | 6.75 | 19.875 |  |  | 10.5 | Center Lock-Up |  |  | 52.25 |  |  |  | No |  | No | [20 empty] | D:5'' H:3/4'' Round |  |  |  |  | 72 | Brown |  |  | Hardwired | 0 | 0 | 0 | 0 | 1 | 0 | 0 | 0 | 0 | 0 | 0 | 785652112836 | 20 | 16.5 | 9.5 | 7.6 | 1.814 | 175 | Yes | [9 empty] | cETL Dry | BELTON 3L CHAND-782 | Three Light Chandelier |  | 3114503-782.jpg | 3114503.jpg
3114503-962 | Three Light Chandelier | Influenced by the vintage industrial designs of early 20th Century America, the transitional Belton lighting collection by Sea Gull Lighting has Seeded glass shades that highlight the classic Edison bulbs. The rich Heirloom Bronze and Brushed Nickel finishes adds to the layer of retro design to the warm look. The assortment includes three- and five- down light chandeliers; five-light upright chandelier; a four-light island pendant; one-light pendant; one-light mini pendant; and one-, two-, three- and four-light bath fixtures. All fixtures are California Title 24 compliant and easily convert to LED by purchasing LED lamps sold separately. | CHANDELIERS | Belton | Chandeliers | Brushed Nickel | 962 | Steel | Clear Seeded Glass | D:5.375" H:6.125" |  |  | 3 Medium A19 60w |  | 3 | No | [14 empty] | 0 | [12 empty] | 124.98 | N/A | 374.94 | D:19 7/8'' H:10 1/2'' O:52 1/4'' | 6.75 | 19.875 |  |  | 10.5 | Center Lock-Up |  |  | 52.25 |  |  |  | No |  | No | [20 empty] | D:5'' H:3/4'' Round |  |  |  |  | 72 | Clear Silver |  |  | Hardwired | 0 | 0 | 0 | 0 | 1 | 0 | 0 | 0 | 0 | 0 | 0 | 785652003370 | 20 | 16.5 | 9.5 | 7.6 | 1.814 | 175 | Yes | [9 empty] | cETL Dry | BELTON 3L CHAND-962 | Three Light Chandelier |  | 3114503-962.jpg | 3114503.jpg
3114503EN7-782 | Three Light Chandelier | Influenced by the vintage industrial designs of early 20th Century America, the transitional Belton lighting collection by Sea Gull Lighting has Seeded glass shades that highlight the classic Edison bulbs. The rich Heirloom Bronze and Brushed Nickel finishes adds to the layer of retro design to the warm look. The assortment includes three- and five- down light chandeliers; five-light upright chandelier; a four-light island pendant; one-light pendant; one-light mini pendant; and one-, two-, three- and four-light bath fixtures. All fixtures are California Title 24 compliant and easily convert to LED by purchasing LED lamps sold separately. | CHANDELIERS | Belton | Chandeliers | Heirloom Bronze | 782 | Steel | Clear Seeded Glass | D:5.375" H:6.125" |  |  | 3 Medium A19 8.5w |  | 3 | Yes | [14 empty] | 0 | [12 empty] | 156.48 | N/A | 469.44 | D:19 7/8'' H:10 1/2'' O:52 1/4'' | 6.75 | 19.875 |  |  | 10.5 | Center Lock-Up |  |  | 52.25 |  |  |  | No |  | No | [20 empty] | D:5'' H:3/4'' Round |  |  |  |  | 72 | Brown |  |  | Hardwired | 0 | 0 | 0 | 1 | 1 | 0 | 0 | 0 | 0 | 0 | 0 | 785652068959 | 20 | 16.5 | 9.5 | 8.7 | 1.814 | 175 | Yes | [9 empty] | cETL Dry | BELTON 3L LED CHAND-782 | Three Light Chandelier |  | 3114503EN7-782.jpg | 3114503.jpg
3114503EN7-962 | Three Light Chandelier | Influenced by the vintage industrial designs of early 20th Century America, the transitional Belton lighting collection by Sea Gull Lighting has Seeded glass shades that highlight the classic Edison bulbs. The rich Heirloom Bronze and Brushed Nickel finishes adds to the layer of retro design to the warm look. The assortment includes three- and five- down light chandeliers; five-light upright chandelier; a four-light island pendant; one-light pendant; one-light mini pendant; and one-, two-, three- and four-light bath fixtures. All fixtures are California Title 24 compliant and easily convert to LED by purchasing LED lamps sold separately. | CHANDELIERS | Belton | Chandeliers | Brushed Nickel | 962 | Steel | Clear Seeded Glass | D:5.375" H:6.125" |  |  | 3 Medium A19 8.5w |  | 3 | Yes | [14 empty] | 0 | [12 empty] | 149.98 | N/A | 449.94 | D:19 7/8'' H:10 1/2'' O:52 1/4'' | 6.75 | 19.875 |  |  | 10.5 | Center Lock-Up |  |  | 52.25 |  |  |  | No |  | No | [20 empty] | D:5'' H:3/4'' Round |  |  |  |  | 72 | Clear Silver |  |  | Hardwired | 0 | 0 | 0 | 1 | 1 | 0 | 0 | 0 | 0 | 0 | 0 | 785652068966 | 20 | 16.5 | 9.5 | 7.6 | 1.814 | 175 | Yes | [9 empty] | cETL Dry | BELTON 3L LED CHAND-962 | Three Light Chandelier |  | 3114503EN7-962.jpg | 3114503.jpg
3114505-782 | Five Light Chandelier | Influenced by the vintage industrial designs of early 20th Century America, the transitional Belton lighting collection by Sea Gull Lighting has Seeded glass shades that highlight the classic Edison bulbs. The rich Heirloom Bronze and Brushed Nickel finishes adds to the layer of retro design to the warm look. The assortment includes three- and five- down light chandeliers; five-light upright chandelier; a four-light island pendant; one-light pendant; one-light mini pendant; and one-, two-, three- and four-light bath fixtures. All fixtures are California Title 24 compliant and easily convert to LED by purchasing LED lamps sold separately. | CHANDELIERS | Belton | Chandeliers | Heirloom Bronze | 782 | Steel | Clear Seeded Glass | D:5.375" H:6.125" |  |  | 5 Medium A19 60w |  | 5 | No | [14 empty] | 0 | [12 empty] | 182.98 | N/A | 548.94 | D:23 7/8'' H:10 1/2'' O:52 1/4'' | 9.1 | 23.875 |  |  | 10.5 | Center Lock-Up |  |  | 52.25 |  |  |  | No |  | No | [20 empty] | D:5'' H:3/4'' Round |  |  |  |  | 72 | Brown |  |  | Hardwired | 0 | 0 | 0 | 0 | 1 | 0 | 0 | 0 | 0 | 0 | 0 | 785652108709 | 23.75 | 21.5 | 9.5 | 12.1 | 2.807 | 175 | Yes | [9 empty] | cETL Dry | BELTON 5L CHAND-782 | Five Light Chandelier |  | 3114505-782.jpg | 3114505.jpg
3114505-962 | Five Light Chandelier | Influenced by the vintage industrial designs of early 20th Century America, the transitional Belton lighting collection by Sea Gull Lighting has Seeded glass shades that highlight the classic Edison bulbs. The rich Heirloom Bronze and Brushed Nickel finishes adds to the layer of retro design to the warm look. The assortment includes three- and five- down light chandeliers; five-light upright chandelier; a four-light island pendant; one-light pendant; one-light mini pendant; and one-, two-, three- and four-light bath fixtures. All fixtures are California Title 24 compliant and easily convert to LED by purchasing LED lamps sold separately. | CHANDELIERS | Belton | Chandeliers | Brushed Nickel | 962 | Steel | Clear Seeded Glass | D:5.375" H:6.125" |  |  | 5 Medium A19 60w |  | 5 | No | [14 empty] | 0 | [12 empty] | 169.98 | N/A | 509.94 | D:23 7/8'' H:10 1/2'' O:52 1/4'' | 9.1 | 23.875 |  |  | 10.5 | Center Lock-Up |  |  | 52.25 |  |  |  | No |  | No | [20 empty] | D:5'' H:3/4'' Round |  |  |  |  | 72 | Clear Silver |  |  | Hardwired | 0 | 0 | 0 | 0 | 1 | 0 | 0 | 0 | 0 | 0 | 0 | 785652003387 | 23.5 | 21.25 | 9.25 | 11.9 | 2.673 | 175 | Yes | [9 empty] | cETL Dry | BELTON 5L CHAND-962 | Five Light Chandelier |  | 3114505-962.jpg | 3114505.jpg
3114505EN7-782 | Five Light Chandelier | Influenced by the vintage industrial designs of early 20th Century America, the transitional Belton lighting collection by Sea Gull Lighting has Seeded glass shades that highlight the classic Edison bulbs. The rich Heirloom Bronze and Brushed Nickel finishes adds to the layer of retro design to the warm look. The assortment includes three- and five- down light chandeliers; five-light upright chandelier; a four-light island pendant; one-light pendant; one-light mini pendant; and one-, two-, three- and four-light bath fixtures. All fixtures are California Title 24 compliant and easily convert to LED by purchasing LED lamps sold separately. | CHANDELIERS | Belton | Chandeliers | Heirloom Bronze | 782 | Steel | Clear Seeded Glass | D:5.375" H:6.125" |  |  | 5 Medium A19 8.5w |  | 5 | Yes | [14 empty] | 0 | [12 empty] | 219.98 | N/A | 659.94 | D:23 7/8'' H:10 1/2'' O:52 1/4'' | 9.1 | 23.875 |  |  | 10.5 | Center Lock-Up |  |  | 52.25 |  |  |  | No |  | No | [20 empty] | D:5'' H:3/4'' Round |  |  |  |  | 72 | Brown |  |  | Hardwired | 0 | 0 | 0 | 1 | 1 | 0 | 0 | 0 | 0 | 0 | 0 | 785652068973 | 23.75 | 21.5 | 9.5 | 12.1 | 2.807 | 175 | Yes | [9 empty] | cETL Dry | BELTON 5L LED CHAND-782 | Five Light Chandelier |  | 3114505EN7-782.jpg | 3114505.jpg
3114505EN7-962 | Five Light Chandelier | Influenced by the vintage industrial designs of early 20th Century America, the transitional Belton lighting collection by Sea Gull Lighting has Seeded glass shades that highlight the classic Edison bulbs. The rich Heirloom Bronze and Brushed Nickel finishes adds to the layer of retro design to the warm look. The assortment includes three- and five- down light chandeliers; five-light upright chandelier; a four-light island pendant; one-light pendant; one-light mini pendant; and one-, two-, three- and four-light bath fixtures. All fixtures are California Title 24 compliant and easily convert to LED by purchasing LED lamps sold separately. | CHANDELIERS | Belton | Chandeliers | Brushed Nickel | 962 | Steel | Clear Seeded Glass | D:5.375" H:6.125" |  |  | 5 Medium A19 8.5w |  | 5 | Yes | [14 empty] | 0 | [12 empty] | 199.98 | N/A | 599.94 | D:23 7/8'' H:10 1/2'' O:52 1/4'' | 9.1 | 23.875 |  |  | 10.5 | Center Lock-Up |  |  | 52.25 |  |  |  | No |  | No | [20 empty] | D:5'' H:3/4'' Round |  |  |  |  | 72 | Clear Silver |  |  | Hardwired | 0 | 0 | 0 | 1 | 1 | 0 | 0 | 0 | 0 | 0 | 0 | 785652068980 | 23.5 | 21.25 | 9.25 | 11.9 | 2.673 | 175 | Yes | [9 empty] | cETL Dry | BELTON 5L LED CHAND-962 | Five Light Chandelier |  | 3114505EN7-962.jpg | 3114505.jpg
3115203-05 | Three Light Chandelier | With a simple, airy appearance, the Kerrville lighting collection by Sea Gull Lighting embraces its modern design roots while enhancing virtually any home’s decor. Tubular steel arms extend outward and curve to present beautiful tapered, Satin Etched glass shades. The collection has a Brushed Nickel, Burnt Sienna or Chrome finish and offers three-, five- and nine-light chandeliers, a one-light mini pendant, one- and three-light pendants, a two-light semi-flush mount which can convert to a pendant, and one-, two-, three- and four-light bath fixtures. Incandescent and ENERGY STAR-qualified LED lamping are available; all fixtures are California Title 24 compliant. | CHANDELIERS | Kerrville | Chandeliers | Chrome | 5 | Steel | Satin Etched Glass | D:4.375" H:5.375" |  |  | 3 Medium A19 100w |  | 3 | No | [14 empty] | 0 | [12 empty] | 70.98 | 141.96 | 212.94 | D:17 7/8'' H:15'' O:54 3/4'' | 5.6 | 17.875 |  |  | 15 | Center Lock-Up | 22 |  | 54.75 |  |  |  | No |  | No | [20 empty] | D:5'' H:3/4'' Round |  |  |  |  | 72 | Clear Silver | 36 |  | Hardwired | 0 | 0 | 0 | 0 | 1 | 0 | 0 | 1 | 1 | 1 | 0 | 785652059520 | 16.75 | 8 | 15.5 | 6.8 | 1.202 | 175 | Yes | [9 empty] | cETL Damp | KERRVILLE 3L CHAND-05 | Three Light Chandelier |  | 3115203-05.png | 3115203.jpg
3115203-782 | Three Light Chandelier | With a simple, airy appearance, the Kerrville lighting collection by Sea Gull Lighting embraces its modern design roots while enhancing virtually any home’s decor. Tubular steel arms extend outward and curve to present beautiful tapered, Satin Etched glass shades. The collection has a Brushed Nickel, Burnt Sienna or Chrome finish and offers three-, five- and nine-light chandeliers, a one-light mini pendant, one- and three-light pendants, a two-light semi-flush mount which can convert to a pendant, and one-, two-, three- and four-light bath fixtures. Incandescent and ENERGY STAR-qualified LED lamping are available; all fixtures are California Title 24 compliant. | CHANDELIERS | Kerrville | Chandeliers | Heirloom Bronze | 782 | Steel | Satin Etched Glass | D:4.375" H:5.375" |  |  | 3 Medium A19 100w |  | 3 | No | [14 empty] | 0 | [12 empty] | 70.98 | 141.96 | 212.94 | D:17 7/8'' H:15'' O:54 3/4'' | 5.6 | 17.875 |  |  | 15 | Center Lock-Up | 22 |  | 54.75 |  |  |  | No |  | No | [20 empty] | D:5'' H:3/4'' Round |  |  |  |  | 72 | Brown | 36 |  | Hardwired | 0 | 0 | 0 | 0 | 1 | 0 | 0 | 1 | 1 | 1 | 0 | 785652111600 | 17 | 8 | 16 | 7 | 1.259 | 175 | Yes | [9 empty] | cETL Damp | KERRVILLE 3L CHAND-782 | Three Light Chandelier |  | 3115203-782.jpg | 3115203.jpg
3115203-962 | Three Light Chandelier | With a simple, airy appearance, the Kerrville lighting collection by Sea Gull Lighting embraces its modern design roots while enhancing virtually any home’s decor. Tubular steel arms extend outward and curve to present beautiful tapered, Satin Etched glass shades. The collection has a Brushed Nickel, Burnt Sienna or Chrome finish and offers three-, five- and nine-light chandeliers, a one-light mini pendant, one- and three-light pendants, a two-light semi-flush mount which can convert to a pendant, and one-, two-, three- and four-light bath fixtures. Incandescent and ENERGY STAR-qualified LED lamping are available; all fixtures are California Title 24 compliant. | CHANDELIERS | Kerrville | Chandeliers | Brushed Nickel | 962 | Steel | Satin Etched Glass | D:4.375" H:5.375" |  |  | 3 Medium A19 100w |  | 3 | No | [14 empty] | 0 | [12 empty] | 70.98 | 141.96 | 212.94 | D:17 7/8'' H:15'' O:54 3/4'' | 5.6 | 17.875 |  |  | 15 | Center Lock-Up | 22 |  | 54.75 |  |  |  | No |  | No | [20 empty] | D:5'' H:3/4'' Round |  |  |  |  | 72 | Clear Silver | 36 |  | Hardwired | 0 | 0 | 0 | 0 | 1 | 0 | 0 | 1 | 1 | 1 | 0 | 785652111617 | 17 | 8.25 | 16.25 | 7.1 | 1.319 | 175 | Yes | [9 empty] | cETL Damp | KERRVILLE 3L CHAND-962 | Three Light Chandelier |  | 3115203-962.jpg | 3115203.jpg
3115203EN3-05 | Three Light Chandelier | With a simple, airy appearance, the Kerrville lighting collection by Sea Gull Lighting embraces its modern design roots while enhancing virtually any home’s decor. Tubular steel arms extend outward and curve to present beautiful tapered, Satin Etched glass shades. The collection has a Brushed Nickel, Burnt Sienna or Chrome finish and offers three-, five- and nine-light chandeliers, a one-light mini pendant, one- and three-light pendants, a two-light semi-flush mount which can convert to a pendant, and one-, two-, three- and four-light bath fixtures. Incandescent and ENERGY STAR-qualified LED lamping are available; all fixtures are California Title 24 compliant. | CHANDELIERS | Kerrville | Chandeliers | Chrome | 5 | Steel | Satin Etched Glass | D:4.375" H:5.375" |  |  | 3 Medium A19 9.3w |  | 3 | Yes | [14 empty] | 0 | [12 empty] | 87.98 | 175.96 | 263.94 | D:17 7/8'' H:15'' O:54 3/4'' | 5.6 | 17.875 |  |  | 15 | Center Lock-Up | 22 |  | 54.75 |  |  |  | No |  | No | [20 empty] | D:5'' H:3/4'' Round |  |  |  |  | 72 | Clear Silver | 36 |  | Hardwired | 0 | 0 | 0 | 1 | 1 | 0 | 0 | 0 | 1 | 1 | 0 | 785652060069 | 17 | 8.25 | 16.25 | 7.1 | 1.319 | 175 | Yes | [9 empty] | cETL Damp | KERRVILLE 3L CHAND-05 | Three Light Chandelier |  | 3115203EN3-05.png | 3115203.jpg
3115203EN3-782 | Three Light Chandelier | With a simple, airy appearance, the Kerrville lighting collection by Sea Gull Lighting embraces its modern design roots while enhancing virtually any home’s decor. Tubular steel arms extend outward and curve to present beautiful tapered, Satin Etched glass shades. The collection has a Brushed Nickel, Burnt Sienna or Chrome finish and offers three-, five- and nine-light chandeliers, a one-light mini pendant, one- and three-light pendants, a two-light semi-flush mount which can convert to a pendant, and one-, two-, three- and four-light bath fixtures. Incandescent and ENERGY STAR-qualified LED lamping are available; all fixtures are California Title 24 compliant. | CHANDELIERS | Kerrville | Chandeliers | Heirloom Bronze | 782 | Steel | Satin Etched Glass | D:4.375" H:5.375" |  |  | 3 Medium A19 9.3w |  | 3 | Yes | [14 empty] | 0 | [12 empty] | 87.98 | 175.96 | 263.94 | D:17 7/8'' H:15'' O:54 3/4'' | 5.6 | 17.875 |  |  | 15 | Center Lock-Up |  |  | 54.75 |  |  |  | No |  | No | [20 empty] | D:5'' H:3/4'' Round |  |  |  |  | 72 | Brown | 36 |  | Hardwired | 0 | 0 | 0 | 1 | 1 | 0 | 0 | 0 | 1 | 1 | 0 | 785652048203 | 17 | 8.25 | 16.25 | 7.1 | 1.319 | 175 | Yes | [9 empty] | cETL Damp | KERRVILLE 3L CHAND-782 | Three Light Chandelier |  | 3115203EN3-782.jpg | 3115203.jpg
3115203EN3-962 | Three Light Chandelier | With a simple, airy appearance, the Kerrville lighting collection by Sea Gull Lighting embraces its modern design roots while enhancing virtually any home’s decor. Tubular steel arms extend outward and curve to present beautiful tapered, Satin Etched glass shades. The collection has a Brushed Nickel, Burnt Sienna or Chrome finish and offers three-, five- and nine-light chandeliers, a one-light mini pendant, one- and three-light pendants, a two-light semi-flush mount which can convert to a pendant, and one-, two-, three- and four-light bath fixtures. Incandescent and ENERGY STAR-qualified LED lamping are available; all fixtures are California Title 24 compliant. | CHANDELIERS | Kerrville | Chandeliers | Brushed Nickel | 962 | Steel | Satin Etched Glass | D:4.375" H:5.375" |  |  | 3 Medium A19 9.3w |  | 3 | Yes | [14 empty] | 0 | [12 empty] | 87.98 | 175.96 | 263.94 | D:17 7/8'' H:15'' O:54 3/4'' | 5.6 | 17.875 |  |  | 15 | Center Lock-Up |  |  | 54.75 |  |  |  | No |  | No | [20 empty] | D:5'' H:3/4'' Round |  |  |  |  | 72 | Clear Silver | 36 |  | Hardwired | 0 | 0 | 0 | 1 | 1 | 0 | 0 | 0 | 1 | 1 | 0 | 785652048210 | 17 | 8.25 | 16.25 | 7.1 | 1.319 | 175 | Yes | [9 empty] | cETL Damp | KERRVILLE 3L CHAND-962 | Three Light Chandelier |  | 3115203EN3-962.jpg | 3115203.jpg
3115205-05 | Five Light Chandelier | With a simple, airy appearance, the Kerrville lighting collection by Sea Gull Lighting embraces its modern design roots while enhancing virtually any home’s decor. Tubular steel arms extend outward and curve to present beautiful tapered, Satin Etched glass shades. The collection has a Brushed Nickel, Burnt Sienna or Chrome finish and offers three-, five- and nine-light chandeliers, a one-light mini pendant, one- and three-light pendants, a two-light semi-flush mount which can convert to a pendant, and one-, two-, three- and four-light bath fixtures. Incandescent and ENERGY STAR-qualified LED lamping are available; all fixtures are California Title 24 compliant. | CHANDELIERS | Kerrville | Chandeliers | Chrome | 5 | Steel | Satin Etched Glass | D:4.375" H:5.375" |  |  | 5 Medium A19 100w |  | 5 | No | [14 empty] | 0 | [12 empty] | 85.98 | 171.96 | 257.94 | D:20 3/8'' H:17'' O:55 1/8'' | 8.2 | 20.375 |  |  | 17 | Center Lock-Up | 24.75 |  | 55.125 |  |  |  | No |  | No | [20 empty] | D:5'' H:3/4'' Round |  |  |  |  | 72 | Clear Silver | 36 |  | Hardwired | 0 | 0 | 0 | 0 | 1 | 0 | 0 | 1 | 1 | 1 | 0 | 785652041501 | 20.5 | 20.25 | 8.25 | 10.3 | 1.982 | 175 | Yes | [9 empty] | cETL Damp | KERRVILLE 5L CHAND-05 | Five Light Chandelier |  | 3115205-05.png | 3115205.jpg
3115205-782 | Five Light Chandelier | With a simple, airy appearance, the Kerrville lighting collection by Sea Gull Lighting embraces its modern design roots while enhancing virtually any home’s decor. Tubular steel arms extend outward and curve to present beautiful tapered, Satin Etched glass shades. The collection has a Brushed Nickel, Burnt Sienna or Chrome finish and offers three-, five- and nine-light chandeliers, a one-light mini pendant, one- and three-light pendants, a two-light semi-flush mount which can convert to a pendant, and one-, two-, three- and four-light bath fixtures. Incandescent and ENERGY STAR-qualified LED lamping are available; all fixtures are California Title 24 compliant. | CHANDELIERS | Kerrville | Chandeliers | Heirloom Bronze | 782 | Steel | Satin Etched Glass | D:4.375" H:5.375" |  |  | 5 Medium A19 100w |  | 5 | No | [14 empty] | 0 | [12 empty] | 85.98 | 171.96 | 257.94 | D:20 3/8'' H:17'' O:55 1/8'' | 8.2 | 20.375 |  |  | 17 | Center Lock-Up | 24.75 |  | 55.125 |  |  |  | No |  | No | [20 empty] | D:5'' H:3/4'' Round |  |  |  |  | 72 | Brown | 36 |  | Hardwired | 0 | 0 | 0 | 0 | 1 | 0 | 0 | 1 | 1 | 1 | 0 | 785652111624 | 20.5 | 20.5 | 8.25 | 10.3 | 2.006 | 175 | Yes | [9 empty] | cETL Damp | KERRVILLE 5L CHAND-782 | Five Light Chandelier |  | 3115205-782.jpg | 3115205.jpg
3115205-962 | Five Light Chandelier | With a simple, airy appearance, the Kerrville lighting collection by Sea Gull Lighting embraces its modern design roots while enhancing virtually any home’s decor. Tubular steel arms extend outward and curve to present beautiful tapered, Satin Etched glass shades. The collection has a Brushed Nickel, Burnt Sienna or Chrome finish and offers three-, five- and nine-light chandeliers, a one-light mini pendant, one- and three-light pendants, a two-light semi-flush mount which can convert to a pendant, and one-, two-, three- and four-light bath fixtures. Incandescent and ENERGY STAR-qualified LED lamping are available; all fixtures are California Title 24 compliant. | CHANDELIERS | Kerrville | Chandeliers | Brushed Nickel | 962 | Steel | Satin Etched Glass | D:4.375" H:5.375" |  |  | 5 Medium A19 100w |  | 5 | No | [14 empty] | 0 | [12 empty] | 85.98 | 171.96 | 257.94 | D:20 3/8'' H:17'' O:55 1/8'' | 8.2 | 20.375 |  |  | 17 | Center Lock-Up | 24.75 |  | 55.125 |  |  |  | No |  | No | [20 empty] | D:5'' H:3/4'' Round |  |  |  |  | 72 | Clear Silver | 36 |  | Hardwired | 0 | 0 | 0 | 0 | 1 | 0 | 0 | 1 | 1 | 1 | 0 | 785652111631 | 20.5 | 20.25 | 8.25 | 10.3 | 1.982 | 175 | Yes | [9 empty] | cETL Damp | KERRVILLE 5L CHAND-962 | Five Light Chandelier |  | 3115205-962.jpg | 3115205.jpg
3115205EN3-05 | Five Light Chandelier | With a simple, airy appearance, the Kerrville lighting collection by Sea Gull Lighting embraces its modern design roots while enhancing virtually any home’s decor. Tubular steel arms extend outward and curve to present beautiful tapered, Satin Etched glass shades. The collection has a Brushed Nickel, Burnt Sienna or Chrome finish and offers three-, five- and nine-light chandeliers, a one-light mini pendant, one- and three-light pendants, a two-light semi-flush mount which can convert to a pendant, and one-, two-, three- and four-light bath fixtures. Incandescent and ENERGY STAR-qualified LED lamping are available; all fixtures are California Title 24 compliant. | CHANDELIERS | Kerrville | Chandeliers | Chrome | 5 | Steel | Satin Etched Glass | D:4.375" H:5.375" |  |  | 5 Medium A19 9.3w |  | 5 | Yes | [14 empty] | 0 | [12 empty] | 114.48 | 228.96 | 343.44 | D:20 3/8'' H:17'' O:55 1/8'' | 8.2 | 20.375 |  |  | 17 | Center Lock-Up |  |  | 55.125 |  |  |  | No |  | No | [20 empty] | D:5'' H:3/4'' Round |  |  |  |  | 72 | Clear Silver | 36 |  | Hardwired | 0 | 0 | 0 | 1 | 1 | 0 | 0 | 0 | 1 | 1 | 0 | 785652061479 | 20.5 | 20.25 | 8.25 | 10.3 | 1.982 | 175 | Yes | [9 empty] | cETL Damp | KERRVILLE 5L CHAND-05 | Five Light Chandelier |  | 3115205EN3-05.png | 3115205.jpg
3115205EN3-782 | Five Light Chandelier | With a simple, airy appearance, the Kerrville lighting collection by Sea Gull Lighting embraces its modern design roots while enhancing virtually any home’s decor. Tubular steel arms extend outward and curve to present beautiful tapered, Satin Etched glass shades. The collection has a Brushed Nickel, Burnt Sienna or Chrome finish and offers three-, five- and nine-light chandeliers, a one-light mini pendant, one- and three-light pendants, a two-light semi-flush mount which can convert to a pendant, and one-, two-, three- and four-light bath fixtures. Incandescent and ENERGY STAR-qualified LED lamping are available; all fixtures are California Title 24 compliant. | CHANDELIERS | Kerrville | Chandeliers | Heirloom Bronze | 782 | Steel | Satin Etched Glass | D:4.375" H:5.375" |  |  | 5 Medium A19 9.3w |  | 5 | Yes | [14 empty] | 0 | [12 empty] | 114.48 | 228.96 | 343.44 | D:20 3/8'' H:17'' O:55 1/8'' | 8.2 | 20.375 |  |  | 17 | Center Lock-Up | 24.75 |  | 55.125 |  |  |  | No |  | No | [20 empty] | D:5'' H:3/4'' Round |  |  |  |  | 72 | Brown | 36 |  | Hardwired | 0 | 0 | 0 | 1 | 1 | 0 | 0 | 0 | 1 | 1 | 0 | 785652048227 | 20.5 | 20.5 | 8.25 | 1.3 | 2.006 | 175 | Yes | [9 empty] | cETL Damp | KERRVILLE 5L CHAND-782 | Five Light Chandelier |  | 3115205EN3-782.jpg | 3115205.jpg
3115205EN3-962 | Five Light Chandelier | With a simple, airy appearance, the Kerrville lighting collection by Sea Gull Lighting embraces its modern design roots while enhancing virtually any home’s decor. Tubular steel arms extend outward and curve to present beautiful tapered, Satin Etched glass shades. The collection has a Brushed Nickel, Burnt Sienna or Chrome finish and offers three-, five- and nine-light chandeliers, a one-light mini pendant, one- and three-light pendants, a two-light semi-flush mount which can convert to a pendant, and one-, two-, three- and four-light bath fixtures. Incandescent and ENERGY STAR-qualified LED lamping are available; all fixtures are California Title 24 compliant. | CHANDELIERS | Kerrville | Chandeliers | Brushed Nickel | 962 | Steel | Satin Etched Glass | D:4.375" H:5.375" |  |  | 5 Medium A19 9.3w |  | 5 | Yes | [14 empty] | 0 | [12 empty] | 114.48 | 228.96 | 343.44 | D:20 3/8'' H:17'' O:55 1/8'' | 8.2 | 20.375 |  |  | 17 | Center Lock-Up | 24.75 |  | 55.125 |  |  |  | No |  | No | [20 empty] | D:5'' H:3/4'' Round |  |  |  |  | 72 | Clear Silver | 36 |  | Hardwired | 0 | 0 | 0 | 1 | 1 | 0 | 0 | 0 | 1 | 1 | 0 | 785652048234 | 20.5 | 20.25 | 8.25 | 10.3 | 1.982 | 175 | Yes | [9 empty] | cETL Damp | KERRVILLE 5L CHAND-962 | Five Light Chandelier |  | 3115205EN3-962.jpg | 3115205.jpg
3115209-05 | Nine Light Chandelier | With a simple, airy appearance, the Kerrville lighting collection by Sea Gull Lighting embraces its modern design roots while enhancing virtually any home’s decor. Tubular steel arms extend outward and curve to present beautiful tapered, Satin Etched glass shades. The collection has a Brushed Nickel, Burnt Sienna or Chrome finish and offers three-, five- and nine-light chandeliers, a one-light mini pendant, one- and three-light pendants, a two-light semi-flush mount which can convert to a pendant, and one-, two-, three- and four-light bath fixtures. Incandescent and ENERGY STAR-qualified LED lamping are available; all fixtures are California Title 24 compliant. | CHANDELIERS | Kerrville | Chandeliers | Chrome | 5 | Steel | Satin Etched Glass | D:4.375" H:5.375" |  |  | 9 Medium A19 75w |  | 9 | No | [14 empty] | 0 | [12 empty] | 194.98 | 389.96 | 584.94 | D:29'' H:29 1/2'' O:103'' | 18.8 | 29 |  |  | 29.5 | Center Lock-Up |  |  | 103 |  |  |  | No |  | No | [20 empty] | D:5'' H:3/4'' Round |  |  |  |  | 120 | Clear Silver | 72 |  | Hardwired | 0 | 0 | 0 | 0 | 1 | 0 | 0 | 1 | 1 | 0 | 0 | 785652059537 | 29.75 | 27 | 17.75 | 24.2 | 8.251 | 250 | Yes | [9 empty] | cETL Damp | KERRVILLE 9L CHAND-05 | Nine Light Chandelier |  | 3115209-05.png | 3115209.jpg
3115209-782 | Nine Light Chandelier | With a simple, airy appearance, the Kerrville lighting collection by Sea Gull Lighting embraces its modern design roots while enhancing virtually any home’s decor. Tubular steel arms extend outward and curve to present beautiful tapered, Satin Etched glass shades. The collection has a Brushed Nickel, Burnt Sienna or Chrome finish and offers three-, five- and nine-light chandeliers, a one-light mini pendant, one- and three-light pendants, a two-light semi-flush mount which can convert to a pendant, and one-, two-, three- and four-light bath fixtures. Incandescent and ENERGY STAR-qualified LED lamping are available; all fixtures are California Title 24 compliant. | CHANDELIERS | Kerrville | Chandeliers | Heirloom Bronze | 782 | Steel | Satin Etched Glass | D:4.375" H:5.375" |  |  | 9 Medium A19 75w |  | 9 | No | [14 empty] | 0 | [12 empty] | 194.98 | 389.96 | 584.94 | D:29'' H:29 1/2'' O:103'' | 18.8 | 29 |  |  | 29.5 | Center Lock-Up |  |  | 103 |  |  |  | No |  | No | [20 empty] | D:5'' H:3/4'' Round |  |  |  |  | 120 | Brown | 72 |  | Hardwired | 0 | 0 | 0 | 0 | 1 | 0 | 0 | 1 | 1 | 0 | 0 | 785652000683 | 30 | 27.25 | 18 | 23.5 | 8.516 | 250 | Yes | [9 empty] | cETL Damp | KERRVILLE 9L CHAND-782 | Nine Light Chandelier |  | 3115209-782.jpg | 3115209.jpg
3115209-962 | Nine Light Chandelier | With a simple, airy appearance, the Kerrville lighting collection by Sea Gull Lighting embraces its modern design roots while enhancing virtually any home’s decor. Tubular steel arms extend outward and curve to present beautiful tapered, Satin Etched glass shades. The collection has a Brushed Nickel, Burnt Sienna or Chrome finish and offers three-, five- and nine-light chandeliers, a one-light mini pendant, one- and three-light pendants, a two-light semi-flush mount which can convert to a pendant, and one-, two-, three- and four-light bath fixtures. Incandescent and ENERGY STAR-qualified LED lamping are available; all fixtures are California Title 24 compliant. | CHANDELIERS | Kerrville | Chandeliers | Brushed Nickel | 962 | Steel | Satin Etched Glass | D:4.375" H:5.375" |  |  | 9 Medium A19 75w |  | 9 | No | [14 empty] | 0 | [12 empty] | 194.98 | 389.96 | 584.94 | D:29'' H:29 1/2'' O:103'' | 18.8 | 29 |  |  | 29.5 | Center Lock-Up |  |  | 103 |  |  |  | No |  | No | [20 empty] | D:5'' H:3/4'' Round |  |  |  |  | 120 | Clear Silver | 72 |  | Hardwired | 0 | 0 | 0 | 0 | 1 | 0 | 0 | 1 | 1 | 0 | 0 | 785652000690 | 29.75 | 27 | 17.75 | 24.2 | 8.251 | 250 | Yes | [9 empty] | cETL Damp | KERRVILLE 9L CHAND-962 | Nine Light Chandelier |  | 3115209-962.jpg | 3115209.jpg
3115209EN3-05 | Nine Light Chandelier | With a simple, airy appearance, the Kerrville lighting collection by Sea Gull Lighting embraces its modern design roots while enhancing virtually any home’s decor. Tubular steel arms extend outward and curve to present beautiful tapered, Satin Etched glass shades. The collection has a Brushed Nickel, Burnt Sienna or Chrome finish and offers three-, five- and nine-light chandeliers, a one-light mini pendant, one- and three-light pendants, a two-light semi-flush mount which can convert to a pendant, and one-, two-, three- and four-light bath fixtures. Incandescent and ENERGY STAR-qualified LED lamping are available; all fixtures are California Title 24 compliant. | CHANDELIERS | Kerrville | Chandeliers | Chrome | 5 | Steel | Satin Etched Glass | D:4.375" H:5.375" |  |  | 9 Medium A19 9.3w |  | 9 | Yes | [14 empty] | 0 | [12 empty] | 249.98 | 499.96 | 749.94 | D:29'' H:29 1/2'' O:103'' | 18.8 | 29 |  |  | 29.5 | Center Lock-Up |  |  | 103 |  |  |  | No |  | No | [20 empty] | D:5'' H:3/4'' Round |  |  |  |  | 120 | Clear Silver | 72 |  | Hardwired | 0 | 0 | 0 | 1 | 1 | 0 | 0 | 0 | 1 | 0 | 0 | 785652060076 | 29.75 | 27 | 17.75 | 24.2 | 8.251 | 250 | Yes | [9 empty] | cETL Damp | KERRVILLE 9L CHAND-05 | Nine Light Chandelier |  | 3115209EN3-05.png | 3115209EN3.jpg
3115209EN3-782 | Nine Light Chandelier | With a simple, airy appearance, the Kerrville lighting collection by Sea Gull Lighting embraces its modern design roots while enhancing virtually any home’s decor. Tubular steel arms extend outward and curve to present beautiful tapered, Satin Etched glass shades. The collection has a Brushed Nickel, Burnt Sienna or Chrome finish and offers three-, five- and nine-light chandeliers, a one-light mini pendant, one- and three-light pendants, a two-light semi-flush mount which can convert to a pendant, and one-, two-, three- and four-light bath fixtures. Incandescent and ENERGY STAR-qualified LED lamping are available; all fixtures are California Title 24 compliant. | CHANDELIERS | Kerrville | Chandeliers | Heirloom Bronze | 782 | Steel | Satin Etched Glass | D:4.375" H:5.375" |  |  | 9 Medium A19 9.3w |  | 9 | Yes | [14 empty] | 0 | [12 empty] | 249.98 | 499.96 | 749.94 | D:29'' H:29 1/2'' O:103'' | 18.8 | 29 |  |  | 29.5 | Center Lock-Up |  |  | 103 |  |  |  | No |  | No | [20 empty] | D:5'' H:3/4'' Round |  |  |  |  | 120 | Brown | 72 |  | Hardwired | 0 | 0 | 0 | 1 | 1 | 0 | 0 | 0 | 1 | 0 | 0 | 785652048241 | 30 | 27.25 | 18 | 23.5 | 8.516 | 250 | Yes | [9 empty] | cETL Damp | KERRVILLE 9L CHAND-782 | Nine Light Chandelier |  | 3115209EN3-782.jpg | 3115209.jpg
3115209EN3-962 | Nine Light Chandelier | With a simple, airy appearance, the Kerrville lighting collection by Sea Gull Lighting embraces its modern design roots while enhancing virtually any home’s decor. Tubular steel arms extend outward and curve to present beautiful tapered, Satin Etched glass shades. The collection has a Brushed Nickel, Burnt Sienna or Chrome finish and offers three-, five- and nine-light chandeliers, a one-light mini pendant, one- and three-light pendants, a two-light semi-flush mount which can convert to a pendant, and one-, two-, three- and four-light bath fixtures. Incandescent and ENERGY STAR-qualified LED lamping are available; all fixtures are California Title 24 compliant. | CHANDELIERS | Kerrville | Chandeliers | Brushed Nickel | 962 | Steel | Satin Etched Glass | D:4.375" H:5.375" |  |  | 9 Medium A19 9.3w |  | 9 | Yes | [14 empty] | 0 | [12 empty] | 249.98 | 499.96 | 749.94 | D:29'' H:29 1/2'' O:103'' | 18.8 | 29 |  |  | 29.5 | Center Lock-Up |  |  | 103 |  |  |  | No |  | No | [20 empty] | D:5'' H:3/4'' Round |  |  |  |  | 120 | Clear Silver | 72 |  | Hardwired | 0 | 0 | 0 | 1 | 1 | 0 | 0 | 0 | 1 | 0 | 0 | 785652048258 | 29.75 | 27 | 17.75 | 24.2 | 8.251 | 250 | Yes | [9 empty] | cETL Damp | KERRVILLE 9L CHAND-962 | Nine Light Chandelier |  | 3115209EN3-962.jpg | 3115209.jpg
31160-05 | Three Light Chandelier | The Oslo lighting collection by Sea Gull Lighting is a sleek design, with smooth and clean lines. The Opal Etched glass adds to this collection's contemporary and minimalist character. Offered in Chrome, Brushed Nickel and textured Blacksmith finishes, the collection includes nine-, five-, and three-light chandeliers, pendants in four sizes, both flush and semi-flush ceiling fixtures, as well as one-, two-, three- and four-light wall/bath fixtures. Both incandescent lamping and ENERGY STAR-qualified LED lamping are available. All fixtures are California Title 24 compliant. | CHANDELIERS | Oslo | Chandeliers | Chrome | 5 | Steel | Cased Opal Etched Glass | D:3.9375" H:5.90625" |  |  | 3 Medium A19 100w |  | 3 | No | [14 empty] | 0 | [12 empty] | 99.95 | 199.9 | 299.85 | D:15'' H:16 1/2'' O:139'' | 6.2 | 15 |  |  | 16.5 | Center Lock-Up | 22 |  | 139 |  |  |  | No |  | No | [20 empty] | D:5 1/2'' H:13/16'' Round |  |  |  |  | 144 | Clear | 120 | N/A |  | 0 | 0 | 0 | 0 | 1 | 0 | 0 | 1 | 1 | 1 | 0 | 785652171468 | 16.5 | 14 | 9 | 7.6 | 1.203 | 125 | Yes | [9 empty] | cETL Dry | OSLO 3L CHAND-05 | Three Light Chandelier | up / down | 31160-05.jpg | 31160.jpg
31160-710 | Three Light Chandelier | The Oslo lighting collection by Sea Gull Lighting is a sleek design, with smooth and clean lines. The Opal Etched glass adds to this collection's contemporary and minimalist character. Offered in Chrome, Brushed Nickel and textured Blacksmith finishes, the collection includes nine-, five-, and three-light chandeliers, pendants in four sizes, both flush and semi-flush ceiling fixtures, as well as one-, two-, three- and four-light wall/bath fixtures. Both incandescent lamping and ENERGY STAR-qualified LED lamping are available. All fixtures are California Title 24 compliant. | CHANDELIERS | Oslo | Chandeliers | Burnt Sienna | 710 | Steel | Cased Opal Etched Glass | D:3.9375" H:5.90625" |  |  | 3 Medium A19 100w |  | 3 | No | [14 empty] | 0 | [12 empty] | 99.95 | 199.9 | 299.85 | D:15'' H:16 1/2'' O:139'' | 6.2 | 15 |  |  | 16.5 | Center Lock-Up | 22 |  | 139 |  |  |  | No |  | No | [20 empty] | D:5 1/2'' H:13/16'' Round |  |  |  |  | 144 | Brown | 120 | N/A |  | 0 | 0 | 0 | 0 | 1 | 0 | 0 | 1 | 1 | 1 | 0 | 785652077791 | 16.5 | 14 | 9 | 7.6 | 1.203 | 125 | Yes | [9 empty] | cETL Dry | OSLO 3L CHAND-710 | Three Light Chandelier | up / down | 31160-710.jpg | 31160.jpg
31160-839 | Three Light Chandelier | The Oslo lighting collection by Sea Gull Lighting is a sleek design, with smooth and clean lines. The Opal Etched glass adds to this collection's contemporary and minimalist character. Offered in Chrome, Brushed Nickel and textured Blacksmith finishes, the collection includes nine-, five-, and three-light chandeliers, pendants in four sizes, both flush and semi-flush ceiling fixtures, as well as one-, two-, three- and four-light wall/bath fixtures. Both incandescent lamping and ENERGY STAR-qualified LED lamping are available. All fixtures are California Title 24 compliant. | CHANDELIERS | Oslo | Chandeliers | Blacksmith | 839 | Steel | Cased Opal Etched Glass | D:3.9375" H:5.90625" |  |  | 3 Medium A19 100w |  | 3 | No | [14 empty] | 0 | [12 empty] | 99.95 | 199.9 | 299.85 | D:15'' H:16 1/2'' O:139'' | 6.2 | 15 |  |  | 16.5 | Center Lock-Up | 22 |  | 139 |  |  |  | No |  | No | [20 empty] | D:5 1/2'' H:13/16'' Round |  |  |  |  | 144 | Brown | 120 | N/A |  | 0 | 0 | 0 | 0 | 1 | 0 | 0 | 1 | 1 | 1 | 0 | 785652171574 | 16.5 | 14 | 9 | 7.6 | 1.203 | 125 | Yes | [9 empty] | cETL Dry | OSLO 3L CHAND-839 | Three Light Chandelier | up / down | 31160-839.jpg | 31160.jpg
31160-962 | Three Light Chandelier | The Oslo lighting collection by Sea Gull Lighting is a sleek design, with smooth and clean lines. The Opal Etched glass adds to this collection's contemporary and minimalist character. Offered in Chrome, Brushed Nickel and textured Blacksmith finishes, the collection includes nine-, five-, and three-light chandeliers, pendants in four sizes, both flush and semi-flush ceiling fixtures, as well as one-, two-, three- and four-light wall/bath fixtures. Both incandescent lamping and ENERGY STAR-qualified LED lamping are available. All fixtures are California Title 24 compliant. | CHANDELIERS | Oslo | Chandeliers | Brushed Nickel | 962 | Steel | Cased Opal Etched Glass | D:3.9375" H:5.90625" |  |  | 3 Medium A19 100w |  | 3 | No | [14 empty] | 0 | [12 empty] | 97.98 | 195.96 | 293.94 | D:15'' H:16 1/2'' O:139'' | 6.2 | 15 |  |  | 16.5 | Center Lock-Up | 22 |  | 139 |  |  |  | No |  | No | [20 empty] | D:5 1/2'' H:13/16'' Round |  |  |  |  | 144 | Clear | 120 |  | Hardwired | 0 | 0 | 0 | 0 | 1 | 0 | 0 | 1 | 1 | 1 | 0 | 785652002946 | 16.5 | 14 | 9 | 7.6 | 1.203 | 125 | Yes | [9 empty] | cETL Dry | OSLO 3L CHAND-962 | Three Light Chandelier |  | 31160-962.jpg | 31160.jpg
31160EN3-05 | Three Light Chandelier | The Oslo lighting collection by Sea Gull Lighting is a sleek design, with smooth and clean lines. The Opal Etched glass adds to this collection's contemporary and minimalist character. Offered in Chrome, Brushed Nickel and textured Blacksmith finishes, the collection includes nine-, five-, and three-light chandeliers, pendants in four sizes, both flush and semi-flush ceiling fixtures, as well as one-, two-, three- and four-light wall/bath fixtures. Both incandescent lamping and ENERGY STAR-qualified LED lamping are available. All fixtures are California Title 24 compliant. | CHANDELIERS | Oslo | Chandeliers | Chrome | 5 | Steel | Cased Opal Etched Glass | D:3.9375" H:5.90625" |  |  | 3 Medium A19 9.3w |  | 3 | Yes | [14 empty] | 0 | [12 empty] | 116.48 | 232.96 | 349.44 | D:15'' H:16 1/2'' O:139'' | 6.2 | 15 |  |  | 16.5 | Center Lock-Up |  |  | 139 |  |  |  | No |  | No | [20 empty] | D:5 1/2'' H:13/16'' Round |  |  |  |  | 144 | Clear | 120 |  | Hardwired | 0 | 0 | 0 | 1 | 1 | 0 | 0 | 0 | 1 | 1 | 0 | 785652046469 | 16.5 | 14 | 9 | 7.6 | 1.203 | 125 | Yes | [9 empty] | cETL Dry | OSLO 3L CHAND-05 | Three Light Chandelier |  | 31160EN3-05.jpg | 31160.jpg
31160EN3-710 | Three Light Chandelier | The Oslo lighting collection by Sea Gull Lighting is a sleek design, with smooth and clean lines. The Opal Etched glass adds to this collection's contemporary and minimalist character. Offered in Chrome, Brushed Nickel and textured Blacksmith finishes, the collection includes nine-, five-, and three-light chandeliers, pendants in four sizes, both flush and semi-flush ceiling fixtures, as well as one-, two-, three- and four-light wall/bath fixtures. Both incandescent lamping and ENERGY STAR-qualified LED lamping are available. All fixtures are California Title 24 compliant. | CHANDELIERS | Oslo | Chandeliers | Burnt Sienna | 710 | Steel | Cased Opal Etched Glass | D:3.9375" H:5.90625" |  |  | 3 Medium A19 9.3w |  | 3 | Yes | [14 empty] | 0 | [12 empty] | 111.95 | 223.9 | 335.85 | D:15'' H:16 1/2'' O:139'' | 6.2 | 15 |  |  | 16.5 | Center Lock-Up |  |  | 139 |  |  |  | No |  | No | [20 empty] | D:5 1/2'' H:13/16'' Round |  |  |  |  | 144 | Brown | 120 |  | Hardwired | 0 | 0 | 0 | 1 | 1 | 0 | 0 | 0 | 1 | 1 | 0 | 785652081262 | 16.5 | 14 | 9 | 7.6 | 1.203 | 125 | Yes | [9 empty] | cETL Dry | OSLO 3L CHAND-710 | Three Light Chandelier |  | 31160EN3-710.jpg | 31160EN3.jpg
31160EN3-839 | Three Light Chandelier | The Oslo lighting collection by Sea Gull Lighting is a sleek design, with smooth and clean lines. The Opal Etched glass adds to this collection's contemporary and minimalist character. Offered in Chrome, Brushed Nickel and textured Blacksmith finishes, the collection includes nine-, five-, and three-light chandeliers, pendants in four sizes, both flush and semi-flush ceiling fixtures, as well as one-, two-, three- and four-light wall/bath fixtures. Both incandescent lamping and ENERGY STAR-qualified LED lamping are available. All fixtures are California Title 24 compliant. | CHANDELIERS | Oslo | Chandeliers | Blacksmith | 839 | Steel | Cased Opal Etched Glass | D:3.9375" H:5.90625" |  |  | 3 Medium A19 9.3w |  | 3 | Yes | [14 empty] | 0 | [12 empty] | 116.48 | 232.96 | 349.44 | D:15'' H:16 1/2'' O:139'' | 6.2 | 15 |  |  | 16.5 | Center Lock-Up |  |  | 139 |  |  |  | No |  | No | [20 empty] | D:5 1/2'' H:13/16'' Round |  |  |  |  | 144 | Brown | 120 |  | Hardwired | 0 | 0 | 0 | 1 | 1 | 0 | 0 | 0 | 1 | 1 | 0 | 785652046476 | 16.5 | 14 | 9 | 7.6 | 1.203 | 125 | Yes | [9 empty] | cETL Dry | OSLO 3L CHAND-839 | Three Light Chandelier |  | 31160EN3-839.jpg | 31160.jpg
31160EN3-962 | Three Light Chandelier | The Oslo lighting collection by Sea Gull Lighting is a sleek design, with smooth and clean lines. The Opal Etched glass adds to this collection's contemporary and minimalist character. Offered in Chrome, Brushed Nickel and textured Blacksmith finishes, the collection includes nine-, five-, and three-light chandeliers, pendants in four sizes, both flush and semi-flush ceiling fixtures, as well as one-, two-, three- and four-light wall/bath fixtures. Both incandescent lamping and ENERGY STAR-qualified LED lamping are available. All fixtures are California Title 24 compliant. | CHANDELIERS | Oslo | Chandeliers | Brushed Nickel | 962 | Steel | Cased Opal Etched Glass | D:3.9375" H:5.90625" |  |  | 3 Medium A19 9.3w |  | 3 | Yes | [14 empty] | 0 | [12 empty] | 114.98 | 229.96 | 344.94 | D:15'' H:16 1/2'' O:139'' | 6.2 | 15 |  |  | 16.5 | Center Lock-Up |  |  | 139 |  |  |  | No |  | No | [20 empty] | D:5 1/2'' H:13/16'' Round |  |  |  |  | 144 | Clear | 120 |  | Hardwired | 0 | 0 | 0 | 1 | 1 | 0 | 0 | 0 | 1 | 1 | 0 | 785652046483 | 16.5 | 14 | 9 | 7.6 | 1.203 | 125 | Yes | [9 empty] | cETL Dry | OSLO 3L CHAND-962 | Three Light Chandelier |  | 31160EN3-962.jpg | 31160.jpg
31161-05 | Five Light Chandelier | The Oslo lighting collection by Sea Gull Lighting is a sleek design, with smooth and clean lines. The Opal Etched glass adds to this collection's contemporary and minimalist character. Offered in Chrome, Brushed Nickel and textured Blacksmith finishes, the collection includes nine-, five-, and three-light chandeliers, pendants in four sizes, both flush and semi-flush ceiling fixtures, as well as one-, two-, three- and four-light wall/bath fixtures. Both incandescent lamping and ENERGY STAR-qualified LED lamping are available. All fixtures are California Title 24 compliant. | CHANDELIERS | Oslo | Chandeliers | Chrome | 5 | Steel | Cased Opal Etched Glass | D:3.9375" H:5.90625" |  |  | 5 Medium A19 100w |  | 5 | No | [14 empty] | 0 | [12 empty] | 124.98 | 249.96 | 374.94 | D:24'' H:20'' O:152 1/2'' | 9.3 | 24 |  |  | 20 | Center Lock-Up | 27 |  | 152.5 |  |  |  | No |  | No | [20 empty] | D:5 1/2'' H:13/16'' Round |  |  |  |  | 144 | Clear Silver | 120 | N/A |  | 0 | 0 | 0 | 0 | 1 | 0 | 0 | 1 | 1 | 1 | 0 | 785652171475 | 23.25 | 23 | 8.25 | 11.8 | 2.553 | 175 | Yes | [9 empty] | cETL Dry | OSLO 5L CHAND-05 | Five Light Chandelier | up /down | 31161-05.jpg | 31161.jpg
31161-710 | Five Light Chandelier | The Oslo lighting collection by Sea Gull Lighting is a sleek design, with smooth and clean lines. The Opal Etched glass adds to this collection's contemporary and minimalist character. Offered in Chrome, Brushed Nickel and textured Blacksmith finishes, the collection includes nine-, five-, and three-light chandeliers, pendants in four sizes, both flush and semi-flush ceiling fixtures, as well as one-, two-, three- and four-light wall/bath fixtures. Both incandescent lamping and ENERGY STAR-qualified LED lamping are available. All fixtures are California Title 24 compliant. | CHANDELIERS | Oslo | Chandeliers | Burnt Sienna | 710 | Steel | Cased Opal Etched Glass | D:3.9375" H:5.90625" |  |  | 5 Medium A19 100w |  | 5 | No | [14 empty] | 0 | [12 empty] | 122.95 | 245.9 | 368.85 | D:24'' H:20'' O:152 1/2'' | 9.3 | 24 |  |  | 20 | Center Lock-Up | 27 |  | 152.5 |  |  |  | No |  | No | [20 empty] | D:5 1/2'' H:13/16'' Round |  |  |  |  | 144 | Brown | 120 | N/A |  | 0 | 0 | 0 | 0 | 1 | 0 | 0 | 1 | 1 | 1 | 0 | 785652077807 | 23.25 | 23 | 8.25 | 11.8 | 2.553 | 150 | Yes | [9 empty] | cETL Dry | OSLO 5L CHAND-710 | Five Light Chandelier | up / down | 31161-710.jpg | 31161.jpg
31161-839 | Five Light Chandelier | The Oslo lighting collection by Sea Gull Lighting is a sleek design, with smooth and clean lines. The Opal Etched glass adds to this collection's contemporary and minimalist character. Offered in Chrome, Brushed Nickel and textured Blacksmith finishes, the collection includes nine-, five-, and three-light chandeliers, pendants in four sizes, both flush and semi-flush ceiling fixtures, as well as one-, two-, three- and four-light wall/bath fixtures. Both incandescent lamping and ENERGY STAR-qualified LED lamping are available. All fixtures are California Title 24 compliant. | CHANDELIERS | Oslo | Chandeliers | Blacksmith | 839 | Steel | Cased Opal Etched Glass | D:3.9375" H:5.90625" |  |  | 5 Medium A19 100w |  | 5 | No | [14 empty] | 0 | [12 empty] | 124.98 | 249.96 | 374.94 | D:24'' H:20'' O:152 1/2'' | 9.3 | 24 |  |  | 20 | Center Lock-Up | 27 |  | 152.5 |  |  |  | No |  | No | [20 empty] | D:5 1/2'' H:13/16'' Round |  |  |  |  | 144 | Brown | 120 | N/A |  | 0 | 0 | 0 | 0 | 1 | 0 | 0 | 1 | 1 | 1 | 0 | 785652171581 | 23.25 | 23 | 8.25 | 11.8 | 2.553 | 175 | Yes | [9 empty] | cETL Dry | OSLO 5L CHAND-839 | Five Light Chandelier | up/down | 31161-839.jpg | 31161.jpg
31161-962 | Five Light Chandelier | The Oslo lighting collection by Sea Gull Lighting is a sleek design, with smooth and clean lines. The Opal Etched glass adds to this collection's contemporary and minimalist character. Offered in Chrome, Brushed Nickel and textured Blacksmith finishes, the collection includes nine-, five-, and three-light chandeliers, pendants in four sizes, both flush and semi-flush ceiling fixtures, as well as one-, two-, three- and four-light wall/bath fixtures. Both incandescent lamping and ENERGY STAR-qualified LED lamping are available. All fixtures are California Title 24 compliant. | CHANDELIERS | Oslo | Chandeliers | Brushed Nickel | 962 | Steel | Cased Opal Etched Glass | D:3.9375" H:5.90625" |  |  | 5 Medium A19 100w |  | 5 | No | [14 empty] | 0 | [12 empty] | 124.98 | 249.96 | 374.94 | D:24'' H:20'' O:152 1/2'' | 9.3 | 24 |  |  | 20 | Center Lock-Up | 27 |  | 152.5 |  |  |  | No |  | No | [20 empty] | D:5 1/2'' H:13/16'' Round |  |  |  |  | 144 | Clear Silver | 120 |  | Hardwired | 0 | 0 | 0 | 0 | 1 | 0 | 0 | 1 | 1 | 1 | 0 | 785652002953 | 23.25 | 23 | 8.25 | 11.8 | 2.553 | 175 | Yes | [9 empty] | cETL Dry | OSLO 5L CHAND-962 | Five Light Chandelier |  | 31161-962.jpg | 31161.jpg
31161EN3-05 | Five Light Chandelier | The Oslo lighting collection by Sea Gull Lighting is a sleek design, with smooth and clean lines. The Opal Etched glass adds to this collection's contemporary and minimalist character. Offered in Chrome, Brushed Nickel and textured Blacksmith finishes, the collection includes nine-, five-, and three-light chandeliers, pendants in four sizes, both flush and semi-flush ceiling fixtures, as well as one-, two-, three- and four-light wall/bath fixtures. Both incandescent lamping and ENERGY STAR-qualified LED lamping are available. All fixtures are California Title 24 compliant. | CHANDELIERS | Oslo | Chandeliers | Chrome | 5 | Steel | Cased Opal Etched Glass | D:3.9375" H:5.90625" |  |  | 5 Medium A19 9.3w |  | 5 | Yes | [14 empty] | 0 | [12 empty] | 158.98 | 317.96 | 476.94 | D:24'' H:20'' O:152 1/2'' | 9.3 | 24 |  |  | 20 | Center Lock-Up |  |  | 152.5 |  |  |  | No |  | No | [20 empty] | D:5 1/2'' H:13/16'' Round |  |  |  |  | 144 | Clear Silver | 120 |  | Hardwired | 0 | 0 | 0 | 1 | 1 | 0 | 0 | 0 | 1 | 1 | 0 | 785652046537 | 20.125 | 20.75 | 8.75 | 11.8 | 2.115 | 175 | Yes | [9 empty] | cETL Dry | OSLO 5L CHAND-05 | Five Light Chandelier |  | 31161EN3-05.jpg | 31161.jpg
31161EN3-710 | Five Light Chandelier | The Oslo lighting collection by Sea Gull Lighting is a sleek design, with smooth and clean lines. The Opal Etched glass adds to this collection's contemporary and minimalist character. Offered in Chrome, Brushed Nickel and textured Blacksmith finishes, the collection includes nine-, five-, and three-light chandeliers, pendants in four sizes, both flush and semi-flush ceiling fixtures, as well as one-, two-, three- and four-light wall/bath fixtures. Both incandescent lamping and ENERGY STAR-qualified LED lamping are available. All fixtures are California Title 24 compliant. | CHANDELIERS | Oslo | Chandeliers | Burnt Sienna | 710 | Steel | Cased Opal Etched Glass | D:3.9375" H:5.90625" |  |  | 5 Medium A19 9.3w |  | 5 | Yes | [14 empty] | 0 | [12 empty] | 152.45 | 304.9 | 457.35 | D:24'' H:20'' O:152 1/2'' | 9.3 | 24 |  |  | 20 | Center Lock-Up |  |  | 152.5 |  |  |  | No |  | No | [20 empty] | D:5 1/2'' H:13/16'' Round |  |  |  |  | 144 | Brown | 120 |  | Hardwired | 0 | 0 | 0 | 1 | 1 | 0 | 0 | 0 | 1 | 1 | 0 | 785652081385 | 20.125 | 20.75 | 8.75 | 11.8 | 2.115 | 175 | Yes | [9 empty] | cETL Dry | OSLO 5L CHAND-710 | Five Light Chandelier |  | 31161EN3-710.jpg | 31161EN3.jpg
31161EN3-839 | Five Light Chandelier | The Oslo lighting collection by Sea Gull Lighting is a sleek design, with smooth and clean lines. The Opal Etched glass adds to this collection's contemporary and minimalist character. Offered in Chrome, Brushed Nickel and textured Blacksmith finishes, the collection includes nine-, five-, and three-light chandeliers, pendants in four sizes, both flush and semi-flush ceiling fixtures, as well as one-, two-, three- and four-light wall/bath fixtures. Both incandescent lamping and ENERGY STAR-qualified LED lamping are available. All fixtures are California Title 24 compliant. | CHANDELIERS | Oslo | Chandeliers | Blacksmith | 839 | Steel | Cased Opal Etched Glass | D:3.9375" H:5.90625" |  |  | 5 Medium A19 9.3w |  | 5 | Yes | [14 empty] | 0 | [12 empty] | 158.98 | 317.96 | 476.94 | D:24'' H:20'' O:152 1/2'' | 9.3 | 24 |  |  | 20 | Center Lock-Up |  |  | 152.5 |  |  |  | No |  | No | [20 empty] | D:5 1/2'' H:13/16'' Round |  |  |  |  | 144 | Brown | 120 |  | Hardwired | 0 | 0 | 0 | 1 | 1 | 0 | 0 | 0 | 1 | 1 | 0 | 785652046544 | 20.125 | 20.75 | 8.75 | 11.8 | 2.115 | 175 | Yes | [9 empty] | cETL Dry | OSLO 5L CHAND-839 | Five Light Chandelier |  | 31161EN3-839.jpg | 31161.jpg
31161EN3-962 | Five Light Chandelier | The Oslo lighting collection by Sea Gull Lighting is a sleek design, with smooth and clean lines. The Opal Etched glass adds to this collection's contemporary and minimalist character. Offered in Chrome, Brushed Nickel and textured Blacksmith finishes, the collection includes nine-, five-, and three-light chandeliers, pendants in four sizes, both flush and semi-flush ceiling fixtures, as well as one-, two-, three- and four-light wall/bath fixtures. Both incandescent lamping and ENERGY STAR-qualified LED lamping are available. All fixtures are California Title 24 compliant. | CHANDELIERS | Oslo | Chandeliers | Brushed Nickel | 962 | Steel | Cased Opal Etched Glass | D:3.9375" H:5.90625" |  |  | 5 Medium A19 9.3w |  | 5 | Yes | [14 empty] | 0 | [12 empty] | 149.98 | 299.96 | 449.94 | D:24'' H:20'' O:152 1/2'' | 9.3 | 24 |  |  | 20 | Center Lock-Up |  |  | 152.5 |  |  |  | No |  | No | [20 empty] | D:5 1/2'' H:13/16'' Round |  |  |  |  | 144 | Clear Silver | 120 |  | Hardwired | 0 | 0 | 0 | 1 | 1 | 0 | 0 | 0 | 1 | 1 | 0 | 785652046551 | 23.25 | 23 | 8.25 | 11.8 | 2.553 | 175 | Yes | [9 empty] | cETL Dry | OSLO 5L CHAND-962 | Five Light Chandelier |  | 31161EN3-962.jpg | 31161.jpg
31162-05 | Nine Light Chandelier | The Oslo lighting collection by Sea Gull Lighting is a sleek design, with smooth and clean lines. The Opal Etched glass adds to this collection's contemporary and minimalist character. Offered in Chrome, Brushed Nickel and textured Blacksmith finishes, the collection includes nine-, five-, and three-light chandeliers, pendants in four sizes, both flush and semi-flush ceiling fixtures, as well as one-, two-, three- and four-light wall/bath fixtures. Both incandescent lamping and ENERGY STAR-qualified LED lamping are available. All fixtures are California Title 24 compliant. | CHANDELIERS | Oslo | Chandeliers | Chrome | 5 | Steel | Cased Opal Etched Glass | D:3.9375" H:5.90625" |  |  | 9 Medium A19 60w |  | 9 | No | [14 empty] | 0 | [12 empty] | 238.98 | 477.96 | 716.94 | D:26'' H:26 3/4'' O:152 1/4'' | 19.5 | 26 |  |  | 26.75 | Center Lock-Up |  |  | 152.25 |  |  |  | No |  | No | [20 empty] | D:5 1/2'' H:13/16'' Round |  |  |  |  | 144 | Clear Silver | 120 | N/A |  | 0 | 0 | 0 | 0 | 1 | 0 | 0 | 1 | 1 | 0 | 0 | 785652171482 | 27 | 27 | 15.5 | 24.4 | 6.539 | 250 | Yes | [9 empty] | cETL Dry | OSLO 9L CHAND-05 | Nine Light Chandelier |  | 31162-05.jpg | 31162.jpg
31162-710 | Nine Light Chandelier | The Oslo lighting collection by Sea Gull Lighting is a sleek design, with smooth and clean lines. The Opal Etched glass adds to this collection's contemporary and minimalist character. Offered in Chrome, Brushed Nickel and textured Blacksmith finishes, the collection includes nine-, five-, and three-light chandeliers, pendants in four sizes, both flush and semi-flush ceiling fixtures, as well as one-, two-, three- and four-light wall/bath fixtures. Both incandescent lamping and ENERGY STAR-qualified LED lamping are available. All fixtures are California Title 24 compliant. | CHANDELIERS | Oslo | Chandeliers | Burnt Sienna | 710 | Steel | Cased Opal Etched Glass | D:3.9375" H:5.90625" |  |  | 9 Medium A19 60w |  | 9 | No | [14 empty] | 0 | [12 empty] | 229.45 | 458.9 | 688.35 | D:26'' H:26 3/4'' O:152 1/4'' | 19.5 | 26 |  |  | 26.75 | Center Lock-Up |  |  | 152.25 |  |  |  | No |  | No | [25 empty] | 144 | Brown | 120 | N/A |  | 0 | 0 | 0 | 0 | 1 | 0 | 0 | 1 | 1 | 0 | 0 | 785652077814 | 27 | 27 | 15.5 | 24.4 | 6.539 | 250 | Yes | [9 empty] | cETL Dry | OSLO 9L CHAND-710 | Nine Light Chandelier |  | 31162-710.jpg | 31162.jpg
31162-839 | Nine Light Chandelier | The Oslo lighting collection by Sea Gull Lighting is a sleek design, with smooth and clean lines. The Opal Etched glass adds to this collection's contemporary and minimalist character. Offered in Chrome, Brushed Nickel and textured Blacksmith finishes, the collection includes nine-, five-, and three-light chandeliers, pendants in four sizes, both flush and semi-flush ceiling fixtures, as well as one-, two-, three- and four-light wall/bath fixtures. Both incandescent lamping and ENERGY STAR-qualified LED lamping are available. All fixtures are California Title 24 compliant. | CHANDELIERS | Oslo | Chandeliers | Blacksmith | 839 | Steel | Cased Opal Etched Glass | D:3.9375" H:5.90625" |  |  | 9 Medium A19 60w |  | 9 | No | [14 empty] | 0 | [12 empty] | 238.98 | 477.96 | 716.94 | D:26'' H:26 3/4'' O:152 1/4'' | 19.5 | 26 |  |  | 26.75 | Center Lock-Up |  |  | 152.25 |  |  |  | No |  | No | [20 empty] | D:5 1/2'' H:13/16'' Round |  |  |  |  | 144 | Brown | 120 |  |  | 0 | 0 | 0 | 0 | 1 | 0 | 0 | 1 | 1 | 0 | 0 | 785652171598 | 27 | 27 | 15.5 | 24.4 | 6.539 | 250 | Yes | [9 empty] | cETL Dry | OSLO 9L CHAND-839 | Nine Light Chandelier |  | 31162-839.jpg | 31162.jpg
31162-962 | Nine Light Chandelier | The Oslo lighting collection by Sea Gull Lighting is a sleek design, with smooth and clean lines. The Opal Etched glass adds to this collection's contemporary and minimalist character. Offered in Chrome, Brushed Nickel and textured Blacksmith finishes, the collection includes nine-, five-, and three-light chandeliers, pendants in four sizes, both flush and semi-flush ceiling fixtures, as well as one-, two-, three- and four-light wall/bath fixtures. Both incandescent lamping and ENERGY STAR-qualified LED lamping are available. All fixtures are California Title 24 compliant. | CHANDELIERS | Oslo | Chandeliers | Brushed Nickel | 962 | Steel | Cased Opal Etched Glass | D:3.9375" H:5.90625" |  |  | 9 Medium A19 60w |  | 9 | No | [14 empty] | 0 | [12 empty] | 224.98 | 449.96 | 674.94 | D:26'' H:26 3/4'' O:152 1/4'' | 19.5 | 26 |  |  | 26.75 | Center Lock-Up |  |  | 152.25 |  |  |  | No |  | No | [20 empty] | D:5 1/2'' H:13/16'' Round |  |  |  |  | 144 | Clear Silver | 120 |  |  | 0 | 0 | 0 | 0 | 1 | 0 | 0 | 1 | 1 | 0 | 0 | 785652002960 | 27 | 27 | 15.5 | 24.4 | 6.539 | 250 | Yes | [9 empty] | cETL Dry | OSLO 9L CHAND-962 | Nine Light Chandelier |  | 31162-962.jpg | 31162.jpg
31162EN3-05 | Nine Light Chandelier | The Oslo lighting collection by Sea Gull Lighting is a sleek design, with smooth and clean lines. The Opal Etched glass adds to this collection's contemporary and minimalist character. Offered in Chrome, Brushed Nickel and textured Blacksmith finishes, the collection includes nine-, five-, and three-light chandeliers, pendants in four sizes, both flush and semi-flush ceiling fixtures, as well as one-, two-, three- and four-light wall/bath fixtures. Both incandescent lamping and ENERGY STAR-qualified LED lamping are available. All fixtures are California Title 24 compliant. | CHANDELIERS | Oslo | Chandeliers | Chrome | 5 | Steel | Cased Opal Etched Glass | D:3.9375" H:5.90625" |  |  | 9 Medium A19 9.3w |  | 9 | Yes | [14 empty] | 0 | [12 empty] | 287.98 | 575.96 | 863.94 | D:26'' H:26 3/4'' O:152 1/4'' | 19.5 | 26 |  |  | 26.75 | Center Lock-Up |  |  | 152.25 |  |  |  | No |  | No | [20 empty] | D:5 1/2'' H:13/16'' Round |  |  |  |  | 144 | Clear Silver | 120 |  |  | 0 | 0 | 0 | 1 | 1 | 0 | 0 | 0 | 1 | 0 | 0 | 785652046568 | 27 | 27 | 15.5 | 24.4 | 6.539 | 250 | Yes | [9 empty] | cETL Dry | OSLO 9L CHAND-05 | Nine Light Chandelier |  | 31162EN3-05.jpg | 31162.jpg
31162EN3-710 | Nine Light Chandelier | The Oslo lighting collection by Sea Gull Lighting is a sleek design, with smooth and clean lines. The Opal Etched glass adds to this collection's contemporary and minimalist character. Offered in Chrome, Brushed Nickel and textured Blacksmith finishes, the collection includes nine-, five-, and three-light chandeliers, pendants in four sizes, both flush and semi-flush ceiling fixtures, as well as one-, two-, three- and four-light wall/bath fixtures. Both incandescent lamping and ENERGY STAR-qualified LED lamping are available. All fixtures are California Title 24 compliant. | CHANDELIERS | Oslo | Chandeliers | Burnt Sienna | 710 | Steel | Cased Opal Etched Glass | D:3.9375" H:5.90625" |  |  | 9 Medium A19 9.3w |  | 9 | Yes | [14 empty] | 0 | [12 empty] | 276.45 | 552.9 | 829.35 | D:26'' H:26 3/4'' O:152 1/4'' | 19.5 | 26 |  |  | 26.75 | Center Lock-Up |  |  | 152.25 |  |  |  | No |  | No | [20 empty] | D:5 1/2'' H:13/16'' Round |  |  |  |  | 144 | Brown | 120 |  |  | 0 | 0 | 0 | 1 | 1 | 0 | 0 | 0 | 1 | 0 | 0 | 785652081590 | 26 | 25 | 15.75 | 19.5 | 5.924 | 250 | Yes | [9 empty] | cETL Dry | OSLO 9L CHAND-710 | Nine Light Chandelier |  | 31162EN3-710.jpg | 31162EN3.jpg
31162EN3-839 | Nine Light Chandelier | The Oslo lighting collection by Sea Gull Lighting is a sleek design, with smooth and clean lines. The Opal Etched glass adds to this collection's contemporary and minimalist character. Offered in Chrome, Brushed Nickel and textured Blacksmith finishes, the collection includes nine-, five-, and three-light chandeliers, pendants in four sizes, both flush and semi-flush ceiling fixtures, as well as one-, two-, three- and four-light wall/bath fixtures. Both incandescent lamping and ENERGY STAR-qualified LED lamping are available. All fixtures are California Title 24 compliant. | CHANDELIERS | Oslo | Chandeliers | Blacksmith | 839 | Steel | Cased Opal Etched Glass | D:3.9375" H:5.90625" |  |  | 9 Medium A19 9.3w |  | 9 | Yes | [14 empty] | 0 | [12 empty] | 287.98 | 575.96 | 863.94 | D:26'' H:26 3/4'' O:152 1/4'' | 19.5 | 26 |  |  | 26.75 | Center Lock-Up |  |  | 152.25 |  |  |  | No |  | No | [20 empty] | D:5 1/2'' H:13/16'' Round |  |  |  |  | 144 | Brown | 120 |  |  | 0 | 0 | 0 | 1 | 1 | 0 | 0 | 0 | 1 | 0 | 0 | 785652046575 | 26 | 25 | 15.75 | 19.5 | 5.924 | 250 | Yes | [9 empty] | cETL Dry | OSLO 9L CHAND-839 | Nine Light Chandelier |  | 31162EN3-839.jpg | 31162.jpg
31162EN3-962 | Nine Light Chandelier | The Oslo lighting collection by Sea Gull Lighting is a sleek design, with smooth and clean lines. The Opal Etched glass adds to this collection's contemporary and minimalist character. Offered in Chrome, Brushed Nickel and textured Blacksmith finishes, the collection includes nine-, five-, and three-light chandeliers, pendants in four sizes, both flush and semi-flush ceiling fixtures, as well as one-, two-, three- and four-light wall/bath fixtures. Both incandescent lamping and ENERGY STAR-qualified LED lamping are available. All fixtures are California Title 24 compliant. | CHANDELIERS | Oslo | Chandeliers | Brushed Nickel | 962 | Steel | Cased Opal Etched Glass | D:3.9375" H:5.90625" |  |  | 9 Medium A19 9.3w |  | 9 | Yes | [14 empty] | 0 | [12 empty] | 274.98 | 549.96 | 824.94 | D:26'' H:26 3/4'' O:152 1/4'' | 19.5 | 26 |  |  | 26.75 | Center Lock-Up |  |  | 152.25 |  |  |  | No |  | No | [20 empty] | D:5 1/2'' H:13/16'' Round |  |  |  |  | 144 | Clear Silver | 120 |  |  | 0 | 0 | 0 | 1 | 1 | 0 | 0 | 0 | 1 | 0 | 0 | 785652048265 | 27 | 27 | 15.5 | 24.4 | 6.539 | 250 | Yes | [9 empty] | cETL Dry | OSLO 9L CHAND-962 | Nine Light Chandelier |  | 31162EN3-962.jpg | 31162.jpg
3116603-782 | Three Light Chandelier | The subtle detail of the Bannock lighting collection by Sea Gull Lighting allows this transitional design to easily fit into any décor. The sleek, sweeping arms and Satin-Etched glass shades add touches of elegance to its streamlined profile. Equally at home in a contemporary, urban setting or a traditional décor in the suburbs, the full Bannock lighting collection is available in two beautiful finishes, Brushed Nickel and Heirloom Bronze. The Bannock collection includes three-, five- and nine-light chandeliers, one-light mini pendant, two-light semi-flush convertible pendant, and one-, two-, three- and four-light bath vanity fixtures. Incandescent and ENERGY STAR-qualified LED lamping are available; all fixtures are California Title 24 compliant. | CHANDELIERS | Bannock | Chandeliers | Heirloom Bronze | 782 | Steel | Satin Etched Glass | D:4.75" H:5" |  |  | 3 Medium A19 75w |  | 3 | No | [14 empty] | 0 | [12 empty] | 75.95 | 151.9 | 227.85 | D:19 5/8'' H:14 5/8'' O:53 1/2'' | 6 | 19.625 |  |  | 14.625 | Center Lock-Up |  |  | 53.5 |  |  |  | No |  | No | [20 empty] | D:5 1/4'' H:1 3/8'' Round |  |  |  |  | 72 | Brown | 36 |  | Hardwired | 0 | 0 | 0 | 0 | 1 | 0 | 0 | 1 | 1 | 0 | 0 | 785652001598 | 20.5 | 15 | 9.25 | 9.4 | 1.646 | 175 | Yes | [9 empty] | cETL Damp | BANNOCK 3L CHAND-782 | Three Light Chandelier |  | 3116603-782.jpg | 3116603.jpg
3116603EN3-782 | Three Light Chandelier | The subtle detail of the Bannock lighting collection by Sea Gull Lighting allows this transitional design to easily fit into any décor. The sleek, sweeping arms and Satin-Etched glass shades add touches of elegance to its streamlined profile. Equally at home in a contemporary, urban setting or a traditional décor in the suburbs, the full Bannock lighting collection is available in two beautiful finishes, Brushed Nickel and Heirloom Bronze. The Bannock collection includes three-, five- and nine-light chandeliers, one-light mini pendant, two-light semi-flush convertible pendant, and one-, two-, three- and four-light bath vanity fixtures. Incandescent and ENERGY STAR-qualified LED lamping are available; all fixtures are California Title 24 compliant. | CHANDELIERS | Bannock | Chandeliers | Heirloom Bronze | 782 | Steel | Satin Etched Glass | D:4.75" H:5" |  |  | 3 Medium A19 9.3w |  | 3 | Yes | [14 empty] | 0 | [12 empty] | 92.95 | 185.9 | 278.85 | D:19 5/8'' H:14 5/8'' O:53 1/2'' | 6 | 19.625 |  |  | 14.625 | Center Lock-Up |  |  | 53.5 |  |  |  | No |  | No | [20 empty] | D:5 1/4'' H:1 3/8'' Round |  |  |  |  | 72 | Brown | 36 |  | Hardwired | 0 | 0 | 0 | 1 | 1 | 0 | 0 | 0 | 1 | 0 | 0 | 785652048272 | 20.5 | 15 | 9.25 | 9.4 | 1.646 | 175 | Yes | [9 empty] | cETL Damp | BANNOCK 3L CHAND-782 | Three Light Chandelier |  | 3116603EN3-782.jpg | 3116603.jpg
3116605-782 | Five Light Chandelier | The subtle detail of the Bannock lighting collection by Sea Gull Lighting allows this transitional design to easily fit into any décor. The sleek, sweeping arms and Satin-Etched glass shades add touches of elegance to its streamlined profile. Equally at home in a contemporary, urban setting or a traditional décor in the suburbs, the full Bannock lighting collection is available in two beautiful finishes, Brushed Nickel and Heirloom Bronze. The Bannock collection includes three-, five- and nine-light chandeliers, one-light mini pendant, two-light semi-flush convertible pendant, and one-, two-, three- and four-light bath vanity fixtures. Incandescent and ENERGY STAR-qualified LED lamping are available; all fixtures are California Title 24 compliant. | CHANDELIERS | Bannock | Chandeliers | Heirloom Bronze | 782 | Steel | Satin Etched Glass | D:4.75" H:5" |  |  | 5 Medium A19 75w |  | 5 | No | [14 empty] | 0 | [12 empty] | 92.95 | 185.9 | 278.85 | D:21 7/8'' H:15 5/8'' O:90 1/2'' | 7.4 | 21.875 |  |  | 15.625 | Center Lock-Up |  |  | 90.5 |  |  |  | No |  | No | [20 empty] | D:5 1/4'' H:1 3/8'' Round |  |  |  |  | 120 | Brown | 72 |  | Hardwired | 0 | 0 | 0 | 0 | 1 | 0 | 0 | 1 | 1 | 0 | 0 | 785652001611 | 22.5 | 15.25 | 13.5 | 14.8 | 2.681 | 175 | Yes | [9 empty] | cETL Damp | BANNOCK 5L CHAND-782 | Five Light Chandelier |  | 3116605-782.jpg | 3116605.jpg
3116605-962 | Five Light Chandelier | The subtle detail of the Bannock lighting collection by Sea Gull Lighting allows this transitional design to easily fit into any décor. The sleek, sweeping arms and Satin-Etched glass shades add touches of elegance to its streamlined profile. Equally at home in a contemporary, urban setting or a traditional décor in the suburbs, the full Bannock lighting collection is available in two beautiful finishes, Brushed Nickel and Heirloom Bronze. The Bannock collection includes three-, five- and nine-light chandeliers, one-light mini pendant, two-light semi-flush convertible pendant, and one-, two-, three- and four-light bath vanity fixtures. Incandescent and ENERGY STAR-qualified LED lamping are available; all fixtures are California Title 24 compliant. | CHANDELIERS | Bannock | Chandeliers | Brushed Nickel | 962 | Steel | Satin Etched Glass | D:4.75" H:5" |  |  | 5 Medium A19 75w |  | 5 | No | [14 empty] | 0 | [12 empty] | 92.95 | 185.9 | 278.85 | D:21 7/8'' H:15 5/8'' O:90 1/2'' | 7.4 | 21.875 |  |  | 15.625 | Center Lock-Up |  |  | 90.5 |  |  |  | No |  | No | [20 empty] | D:5 1/4'' H:1 3/8'' Round |  |  |  |  | 120 | Clear Silver | 72 |  | Hardwired | 0 | 0 | 0 | 0 | 1 | 0 | 0 | 1 | 1 | 0 | 0 | 785652001130 | 22.5 | 15.25 | 13.5 | 14.8 | 2.681 | 175 | Yes | [9 empty] | cETL Damp | BANNOCK 5L CHAND-962 | Five Light Chandelier |  | 3116605-962.jpg | 3116605.jpg
3116605EN3-782 | Five Light Chandelier | The subtle detail of the Bannock lighting collection by Sea Gull Lighting allows this transitional design to easily fit into any décor. The sleek, sweeping arms and Satin-Etched glass shades add touches of elegance to its streamlined profile. Equally at home in a contemporary, urban setting or a traditional décor in the suburbs, the full Bannock lighting collection is available in two beautiful finishes, Brushed Nickel and Heirloom Bronze. The Bannock collection includes three-, five- and nine-light chandeliers, one-light mini pendant, two-light semi-flush convertible pendant, and one-, two-, three- and four-light bath vanity fixtures. Incandescent and ENERGY STAR-qualified LED lamping are available; all fixtures are California Title 24 compliant. | CHANDELIERS | Bannock | Chandeliers | Heirloom Bronze | 782 | Steel | Satin Etched Glass | D:4.75" H:5" |  |  | 5 Medium A19 9.3w |  | 5 | Yes | [14 empty] | 0 | [12 empty] | 122.45 | 244.9 | 367.35 | D:21 7/8'' H:15 5/8'' O:90 1/2'' | 7.4 | 21.875 |  |  | 15.625 | Center Lock-Up |  |  | 90.5 |  |  |  | No |  | No | [20 empty] | D:5 1/4'' H:1 3/8'' Round |  |  |  |  | 120 | Brown | 72 |  | Hardwired | 0 | 0 | 0 | 1 | 1 | 0 | 0 | 0 | 1 | 0 | 0 | 785652048296 | 22.5 | 15.25 | 13.5 | 14.8 | 2.681 | 175 | Yes | [9 empty] | cETL Damp | BANNOCK 5L CHAND-782 | Five Light Chandelier |  | 3116605EN3-782.jpg | 3116605.jpg
3116605EN3-962 | Five Light Chandelier | The subtle detail of the Bannock lighting collection by Sea Gull Lighting allows this transitional design to easily fit into any décor. The sleek, sweeping arms and Satin-Etched glass shades add touches of elegance to its streamlined profile. Equally at home in a contemporary, urban setting or a traditional décor in the suburbs, the full Bannock lighting collection is available in two beautiful finishes, Brushed Nickel and Heirloom Bronze. The Bannock collection includes three-, five- and nine-light chandeliers, one-light mini pendant, two-light semi-flush convertible pendant, and one-, two-, three- and four-light bath vanity fixtures. Incandescent and ENERGY STAR-qualified LED lamping are available; all fixtures are California Title 24 compliant. | CHANDELIERS | Bannock | Chandeliers | Brushed Nickel | 962 | Steel | Satin Etched Glass | D:4.75" H:5" |  |  | 5 Medium A19 9.3w |  | 5 | Yes | [14 empty] | 0 | [12 empty] | 122.45 | 244.9 | 367.35 | D:21 7/8'' H:15 5/8'' O:90 1/2'' | 7.4 | 21.875 |  |  | 15.625 | Center Lock-Up |  |  | 90.5 |  |  |  | No |  | No | [20 empty] | D:5 1/4'' H:1 3/8'' Round |  |  |  |  | 120 | Clear Silver | 72 |  | Hardwired | 0 | 0 | 0 | 1 | 1 | 0 | 0 | 0 | 1 | 0 | 0 | 785652048302 | 22.5 | 13.25 | 18.5 | 14.8 | 3.192 | 175 | Yes | [9 empty] | cETL Damp | BANNOCK 5L CHAND-962 | Five Light Chandelier |  | 3116605EN3-962.jpg | 3116605.jpg
3116609-962 | Nine Light Chandelier | The subtle detail of the Bannock lighting collection by Sea Gull Lighting allows this transitional design to easily fit into any décor. The sleek, sweeping arms and Satin-Etched glass shades add touches of elegance to its streamlined profile. Equally at home in a contemporary, urban setting or a traditional décor in the suburbs, the full Bannock lighting collection is available in two beautiful finishes, Brushed Nickel and Heirloom Bronze. The Bannock collection includes three-, five- and nine-light chandeliers, one-light mini pendant, two-light semi-flush convertible pendant, and one-, two-, three- and four-light bath vanity fixtures. Incandescent and ENERGY STAR-qualified LED lamping are available; all fixtures are California Title 24 compliant. | CHANDELIERS | Bannock | Chandeliers | Brushed Nickel | 962 | Steel | Satin Etched Glass | D:4.75" H:5" |  |  | 9 Medium A19 75w |  | 9 | No | [14 empty] | 0 | [12 empty] | 234.45 | 468.9 | 703.35 | D:27 7/8'' H:26'' O:101'' | 14.7 | 27.875 |  |  | 26 | Center Lock-Up |  |  | 101 |  |  |  | No |  | No | [20 empty] | D:5 1/4'' H:1 3/8'' Round |  |  |  |  | 120 | Clear Silver | 72 |  | Hardwired | 0 | 0 | 0 | 0 | 1 | 0 | 0 | 1 | 1 | 0 | 0 | 785652001635 | 30 | 24 | 12.75 | 26.4 | 5.313 | 175 | Yes | [9 empty] | cETL Damp | BANNOCK 9L CHAND-962 | Nine Light Chandelier |  | 3116609-962.jpg | 3116609.jpg
3116609EN3-962 | Nine Light Chandelier | The subtle detail of the Bannock lighting collection by Sea Gull Lighting allows this transitional design to easily fit into any décor. The sleek, sweeping arms and Satin-Etched glass shades add touches of elegance to its streamlined profile. Equally at home in a contemporary, urban setting or a traditional décor in the suburbs, the full Bannock lighting collection is available in two beautiful finishes, Brushed Nickel and Heirloom Bronze. The Bannock collection includes three-, five- and nine-light chandeliers, one-light mini pendant, two-light semi-flush convertible pendant, and one-, two-, three- and four-light bath vanity fixtures. Incandescent and ENERGY STAR-qualified LED lamping are available; all fixtures are California Title 24 compliant. | CHANDELIERS | Bannock | Chandeliers | Brushed Nickel | 962 | Steel | Satin Etched Glass | D:4.75" H:5" |  |  | 9 Medium A19 9.3w |  | 9 | Yes | [14 empty] | 0 | [12 empty] | 287.95 | 575.9 | 863.85 | D:27 7/8'' H:26'' O:101'' | 14.7 | 27.875 |  |  | 26 | Center Lock-Up |  |  | 101 |  |  |  | No |  | No | [20 empty] | D:5 1/4'' H:1 3/8'' Round |  |  |  |  | 120 | Clear Silver | 72 |  | Hardwired | 0 | 0 | 0 | 1 | 1 | 0 | 0 | 0 | 1 | 0 | 0 | 785652048326 | 30 | 24 | 12.75 | 26.4 | 5.313 | 175 | Yes | [9 empty] | cETL Damp | BANNOCK 9L CHAND-962 | Nine Light Chandelier |  | 3116609EN3-962.jpg | 3116609.jpg
31174-962 | Five Light Chandelier | The aviation-inspired Brockton collection from Sea Gull Lighting will elevate your style quotient. The prominent design features flow together effortlessly, creating a profile with flair. With a truly transitional design, these pieces are equally at home in a traditional or contemporary setting. Offered in a Brush Nickel finish with White Alabaster glass shades or in a Burnt Sienna finish with Amber Scavo glass shades. The assortment includes nine-light, five-light and three-light chandeliers, pendants in four sizes, both flush and semi-flush ceiling fixtures, and one-light, two-light, and three-light wall/bath fixtures. Brockton features both incandescent and ENERGY STAR-qualified LED lighting fixtures; all fixtures are California Title 24 compliant. | CHANDELIERS | Brockton | Chandeliers | Brushed Nickel | 962 | Steel | Etched White Alabaster Glass | D:7.25" H:5.375" | D:7.25" |  | 5 Medium A19 100w |  | 5 | No | [14 empty] | 0 | [12 empty] | 138.5 | 277 | 415.5 | D:24 3/4'' H:22 3/4'' O:61 3/4'' | 13 | 24.75 |  |  | 22.75 | Center Lock-Up |  |  | 61.75 |  |  |  | No |  | No | [20 empty] | D:5 5/16'' H:2 3/4'' Round |  |  |  |  | 120 | Clear | 36 |  | Hardwired | 0 | 0 | 0 | 0 | 1 | 0 | 0 | 1 | 1 | 0 | 0 | 785652215896 | 22.25 | 17.75 | 13.25 | 17.3 | 3.028 | 175 | Yes | [8 empty] | UL Dry | cUL Dry | BROCKTON 5L CHAND-962 | Five Light Chandelier |  | 31174-962.jpg | 31174.jpg
31174EN3-962 | Five Light Chandelier | The aviation-inspired Brockton collection from Sea Gull Lighting will elevate your style quotient. The prominent design features flow together effortlessly, creating a profile with flair. With a truly transitional design, these pieces are equally at home in a traditional or contemporary setting. Offered in a Brush Nickel finish with White Alabaster glass shades or in a Burnt Sienna finish with Amber Scavo glass shades. The assortment includes nine-light, five-light and three-light chandeliers, pendants in four sizes, both flush and semi-flush ceiling fixtures, and one-light, two-light, and three-light wall/bath fixtures. Brockton features both incandescent and ENERGY STAR-qualified LED lighting fixtures; all fixtures are California Title 24 compliant. | CHANDELIERS | Brockton | Chandeliers | Brushed Nickel | 962 | Steel | Etched White Alabaster Glass | D:7.25" H:5.375" | D:7.25" |  | 5 Medium A19 9.3w |  | 5 | Yes | [14 empty] | 0 | [12 empty] | 161.5 | 323 | 484.5 | D:24 3/4'' H:22 3/4'' O:61 3/4'' | 13 | 24.75 |  |  | 22.75 | Center Lock-Up |  |  | 61.75 |  |  |  | No |  | No | [20 empty] | D:5 5/16'' H:2 3/4'' Round |  |  |  |  | 120 | Clear | 36 |  | Hardwired | 0 | 0 | 0 | 1 | 1 | 0 | 0 | 0 | 1 | 0 | 0 | 785652053641 | 22.25 | 17.75 | 13.25 | 17.3 | 3.028 | 175 | Yes | [8 empty] | UL Dry | cUL Dry | BROCKTON 5L CHAND-962 | Five Light Chandelier |  | 31174EN3-962.jpg | 31174.jpg
31180EN3-710 | Three Light Chandelier | The Montreal collection by Sea Gull Lighting features flowing body elements and beautifully formed glass that complement each other to create a bold transitional statement. Classic Antique Brushed Nickel finish with Etched White glass or Burnt Sienna finish with Café Tint glass make Montreal a fit for any home decor. The assortment includes nine-light, five-light and three-light chandeliers, pendants in four sizes, both flush and semi-flush ceiling fixtures, as well as one-light, two-light, three-light and four-light wall/bath fixtures. Both incandescent lamping and ENERGY STAR-qualified LED lamping are available. All fixtures are California Title 24 compliant. | CHANDELIERS | Montreal | Chandeliers | Burnt Sienna | 710 | Steel | Cafe Tint Glass | D:7.6875" H:5.125" |  |  | 3 Medium A19 9.3w |  | 3 | Yes | [14 empty] | 0 | [12 empty] | 112.35 | 224.7 | 337.05 | D:18 1/2'' H:22 1/4'' O:144 1/2'' | 9.6 | 18.5 |  |  | 22.25 |  |  |  | 144.5 |  |  |  | No |  | No | [20 empty] | D:5 1/4'' H:1 1/8'' Round |  |  |  |  | 144 | Brown | 120 |  |  | 0 | 0 | 0 | 1 | 1 | 0 | 0 | 0 | 1 | 0 | 0 | 785652053689 | 20.25 | 14 | 10.25 | 12 | 1.682 | 125 | Yes | [8 empty] | C-UL-US Dry |  | MONTREAL 3L CHAND-710 | Three Light Chandelier |  | 31180EN3-710.jpg | 31180.jpg
3120203-710 | Three Light Chandelier | The Seville collection represents commitment to high style at a sharp price. The modernist design is epitomized by the teardrop curves in the arms tipped by etched glass diffusors throughout the chandeliers and bath fixtures. The collection offers a "whole home" lighting solution in every imaginable category. The assortment includes nine-light, five-light, and three-light chandeliers (either with up-light or down-light), pendants in four sizes as well as one-light, two-light, three-light , four-light and five-light wall/bath fixtures. Install a stylish and elegant addition to any room in the house. Seville is offered in Brushed Nickel and Burnt Sienna finishes. | CHANDELIERS | Seville | Chandeliers | Burnt Sienna | 710 | Steel | Etched / White Inside Glass | D:4" H:5.75" |  |  | 3 Medium A19 75w |  | 3 | No | [14 empty] | 0 | [12 empty] | 57.98 | 115.96 | 173.94 | D:17'' H:15 3/4'' O:53 3/4'' | 5.43 | 17 |  |  | 15.75 | Center Lock-Up |  |  | 53.75 |  |  |  | No |  | No | [20 empty] | D:5'' H:7/8'' Round |  |  |  |  | 72 | Brown | 36 |  | Hardwired | 0 | 0 | 0 | 0 | 1 | 0 | 0 | 1 | 1 | 0 | 0 | 785652057311 | 16.25 | 12 | 11 | 7.3 | 1.241 | 175 | Yes | [9 empty] | cETL Damp | SEVILLE 3L CHAND-710 | Three Light Chandelier |  | 3120203-710.png | 3120203.jpg
3120203-962 | Three Light Chandelier | The Seville collection represents commitment to high style at a sharp price. The modernist design is epitomized by the teardrop curves in the arms tipped by etched glass diffusors throughout the chandeliers and bath fixtures. The collection offers a "whole home" lighting solution in every imaginable category. The assortment includes nine-light, five-light, and three-light chandeliers (either with up-light or down-light), pendants in four sizes as well as one-light, two-light, three-light , four-light and five-light wall/bath fixtures. Install a stylish and elegant addition to any room in the house. Seville is offered in Brushed Nickel and Burnt Sienna finishes. | CHANDELIERS | Seville | Chandeliers | Brushed Nickel | 962 | Steel | Etched / White Inside Glass | D:4" H:5.75" |  |  | 3 Medium A19 75w |  | 3 | No | [14 empty] | 0 | [12 empty] | 57.98 | 115.96 | 173.94 | D:17'' H:15 3/4'' O:53 3/4'' | 5.43 | 17 |  |  | 15.75 | Center Lock-Up |  |  | 53.75 |  |  |  | No |  | No | [20 empty] | D:5'' H:7/8'' Round |  |  |  |  | 72 | Clear Silver | 36 |  | Hardwired | 0 | 0 | 0 | 0 | 1 | 0 | 0 | 1 | 1 | 0 | 0 | 785652057328 | 16.25 | 12 | 11 | 7.3 | 1.241 | 175 | Yes | [9 empty] | cETL Damp | SEVILLE 3L CHAND-962 | Three Light Chandelier |  | 3120203-962.png | 3120203.jpg
3120203EN3-710 | Three Light Chandelier | The Seville collection represents commitment to high style at a sharp price. The modernist design is epitomized by the teardrop curves in the arms tipped by etched glass diffusors throughout the chandeliers and bath fixtures. The collection offers a "whole home" lighting solution in every imaginable category. The assortment includes nine-light, five-light, and three-light chandeliers (either with up-light or down-light), pendants in four sizes as well as one-light, two-light, three-light , four-light and five-light wall/bath fixtures. Install a stylish and elegant addition to any room in the house. Seville is offered in Brushed Nickel and Burnt Sienna finishes. | CHANDELIERS | Seville | Chandeliers | Burnt Sienna | 710 | Steel | Etched / White Inside Glass | D:4" H:5.75" |  |  | 3 Medium A19 9.3w |  | 3 | Yes | [14 empty] | 0 | [12 empty] | 74.98 | 149.96 | 224.94 | D:17'' H:15 3/4'' O:53 3/4'' | 5.43 | 17 |  |  | 15.75 | Center Lock-Up |  |  | 53.75 |  |  |  | No |  | No | [20 empty] | D:5'' H:7/8'' Round |  |  |  |  | 72 | Brown | 36 |  | Hardwired | 0 | 0 | 0 | 1 | 1 | 0 | 0 | 0 | 1 | 0 | 0 | 785652058141 | 16.25 | 12 | 11 | 7.3 | 1.241 | 175 | Yes | [9 empty] | cETL Damp | SEVILLE 3L CHAND-710 | Three Light Chandelier |  | 3120203EN3-710.png | 3120203EN3.jpg
3120203EN3-962 | ThreeLight Chandelier | The Seville collection represents commitment to high style at a sharp price. The modernist design is epitomized by the teardrop curves in the arms tipped by etched glass diffusors throughout the chandeliers and bath fixtures. The collection offers a "whole home" lighting solution in every imaginable category. The assortment includes nine-light, five-light, and three-light chandeliers (either with up-light or down-light), pendants in four sizes as well as one-light, two-light, three-light , four-light and five-light wall/bath fixtures. Install a stylish and elegant addition to any room in the house. Seville is offered in Brushed Nickel and Burnt Sienna finishes. | CHANDELIERS | Seville | Chandeliers | Brushed Nickel | 962 | Steel | Etched / White Inside Glass | D:4" H:5.75" |  |  | 3 Medium A19 9.3w |  | 3 | Yes | [14 empty] | 0 | [12 empty] | 74.98 | 149.96 | 224.94 | D:17'' H:15 3/4'' O:53 3/4'' | 5.43 | 17 |  |  | 15.75 | Center Lock-Up |  |  | 53.75 |  |  |  | No |  | No | [20 empty] | D:5'' H:7/8'' Round |  |  |  |  | 72 | Clear Silver | 36 |  | Hardwired | 0 | 0 | 0 | 1 | 1 | 0 | 0 | 0 | 1 | 0 | 0 | 785652058158 | 16.25 | 12 | 11 | 7.3 | 1.241 | 175 | Yes | [9 empty] | cETL Damp | SEVILLE 3L CHAND-962 | Three Light Chandelier |  | 3120203EN3-962.png | 3120203EN3.jpg
3120205-710 | Five Light Chandelier | The Seville collection represents commitment to high style at a sharp price. The modernist design is epitomized by the teardrop curves in the arms tipped by etched glass diffusors throughout the chandeliers and bath fixtures. The collection offers a "whole home" lighting solution in every imaginable category. The assortment includes nine-light, five-light, and three-light chandeliers (either with up-light or down-light), pendants in four sizes as well as one-light, two-light, three-light , four-light and five-light wall/bath fixtures. Install a stylish and elegant addition to any room in the house. Seville is offered in Brushed Nickel and Burnt Sienna finishes. | CHANDELIERS | Seville | Chandeliers | Burnt Sienna | 710 | Steel | Etched / White Inside Glass | D:4" H:5.75" |  |  | 5 Medium A19 75w |  | 5 | No | [14 empty] | 0 | [12 empty] | 81.48 | 162.96 | 244.44 | D:21'' H:17 1/2'' O:56 1/2'' | 8.4 | 21 |  |  | 17.5 | Center Lock-Up |  |  | 56.5 |  |  |  | No |  | No | [20 empty] | D:5'' H:7/8'' Round |  |  |  |  | 72 | Brown | 36 |  | Hardwired | 0 | 0 | 0 | 0 | 1 | 0 | 0 | 1 | 1 | 0 | 0 | 785652057335 | 21 | 9.75 | 19.5 | 11.1 | 2.311 | 175 | Yes | [9 empty] | cETL Damp | SEVILLE 5L CHAND-710 | Five Light Chandelier |  | 3120205-710.png | 3120205.jpg
3120205-962 | Five Light Chandelier | The Seville collection represents commitment to high style at a sharp price. The modernist design is epitomized by the teardrop curves in the arms tipped by etched glass diffusors throughout the chandeliers and bath fixtures. The collection offers a "whole home" lighting solution in every imaginable category. The assortment includes nine-light, five-light, and three-light chandeliers (either with up-light or down-light), pendants in four sizes as well as one-light, two-light, three-light , four-light and five-light wall/bath fixtures. Install a stylish and elegant addition to any room in the house. Seville is offered in Brushed Nickel and Burnt Sienna finishes. | CHANDELIERS | Seville | Chandeliers | Brushed Nickel | 962 | Steel | Etched / White Inside Glass | D:4" H:5.75" |  |  | 5 Medium A19 75w |  | 5 | No | [14 empty] | 0 | [12 empty] | 81.48 | 162.96 | 244.44 | D:21'' H:17 1/2'' O:56 1/2'' | 8.4 | 21 |  |  | 17.5 | Center Lock-Up |  |  | 56.5 |  |  |  | No |  | No | [20 empty] | D:5'' H:7/8'' Round |  |  |  |  | 72 | Clear Silver | 36 |  | Hardwired | 0 | 0 | 0 | 0 | 1 | 0 | 0 | 1 | 1 | 0 | 0 | 785652057342 | 21 | 9.75 | 19.5 | 11.1 | 2.311 | 175 | Yes | [9 empty] | cETL Damp | SEVILLE 5L CHAND-962 | Five Light Chandelier |  | 3120205-962.png | 3120205.jpg
3120205EN3-710 | Five Light Chandelier | The Seville collection represents commitment to high style at a sharp price. The modernist design is epitomized by the teardrop curves in the arms tipped by etched glass diffusors throughout the chandeliers and bath fixtures. The collection offers a "whole home" lighting solution in every imaginable category. The assortment includes nine-light, five-light, and three-light chandeliers (either with up-light or down-light), pendants in four sizes as well as one-light, two-light, three-light , four-light and five-light wall/bath fixtures. Install a stylish and elegant addition to any room in the house. Seville is offered in Brushed Nickel and Burnt Sienna finishes. | CHANDELIERS | Seville | Chandeliers | Burnt Sienna | 710 | Steel | Etched / White Inside Glass | D:4" H:5.75" |  |  | 5 Medium A19 9.3w |  | 5 | Yes | [14 empty] | 0 | [12 empty] | 111.98 | 223.96 | 335.94 | D:21'' H:17 1/2'' O:56 1/2'' | 8.4 | 21 |  |  | 17.5 | Center Lock-Up |  |  | 56.5 |  |  |  | No |  | No | [20 empty] | D:5'' H:7/8'' Round |  |  |  |  | 72 | Brown | 36 |  | Hardwired | 0 | 0 | 0 | 1 | 1 | 0 | 0 | 0 | 1 | 0 | 0 | 785652058165 | 21 | 9.75 | 19.5 | 11.1 | 2.311 | 175 | Yes | [9 empty] | cETL Damp | SEVILLE 5L CHAND-710 | Five Light Chandelier |  | 3120205EN3-710.png | 3120205EN3.jpg
3120205EN3-962 | Five Light Chandelier | The Seville collection represents commitment to high style at a sharp price. The modernist design is epitomized by the teardrop curves in the arms tipped by etched glass diffusors throughout the chandeliers and bath fixtures. The collection offers a "whole home" lighting solution in every imaginable category. The assortment includes nine-light, five-light, and three-light chandeliers (either with up-light or down-light), pendants in four sizes as well as one-light, two-light, three-light , four-light and five-light wall/bath fixtures. Install a stylish and elegant addition to any room in the house. Seville is offered in Brushed Nickel and Burnt Sienna finishes. | CHANDELIERS | Seville | Chandeliers | Brushed Nickel | 962 | Steel | Etched / White Inside Glass | D:4" H:5.75" |  |  | 5 Medium A19 9.3w |  | 5 | Yes | [14 empty] | 0 | [12 empty] | 111.98 | 223.96 | 335.94 | D:21'' H:17 1/2'' O:56 1/2'' | 8.4 | 21 |  |  | 17.5 | Center Lock-Up |  |  | 56.5 |  |  |  | No |  | No | [20 empty] | D:5'' H:7/8'' Round |  |  |  |  | 72 | Clear Silver | 36 |  | Hardwired | 0 | 0 | 0 | 1 | 1 | 0 | 0 | 0 | 1 | 0 | 0 | 785652058172 | 21 | 9.75 | 19.5 | 11.1 | 2.311 | 175 | Yes | [9 empty] | cETL Damp | SEVILLE 5L CHAND-962 | Five Light Chandelier |  | 3120205EN3-962.png | 3120205EN3.jpg
3120209-710 | Nine Light Chandelier | The Seville collection represents commitment to high style at a sharp price. The modernist design is epitomized by the teardrop curves in the arms tipped by etched glass diffusors throughout the chandeliers and bath fixtures. The collection offers a "whole home" lighting solution in every imaginable category. The assortment includes nine-light, five-light, and three-light chandeliers (either with up-light or down-light), pendants in four sizes as well as one-light, two-light, three-light , four-light and five-light wall/bath fixtures. Install a stylish and elegant addition to any room in the house. Seville is offered in Brushed Nickel and Burnt Sienna finishes. | CHANDELIERS | Seville | Chandeliers | Burnt Sienna | 710 | Steel | Etched / White Inside Glass | D:4" H:5.75" |  |  | 9 Medium A19 75w |  | 9 | No | [14 empty] | 0 | [12 empty] | 182.48 | 364.96 | 547.44 | D:28 7/8'' H:27 1/8'' O:101'' | 16.3 | 28.875 |  |  | 27.125 | Center Lock-Up |  |  | 101 |  |  |  | No |  | No | [20 empty] | D:5'' H:7/8'' Round |  |  |  |  | 120 | Brown | 72 |  | Hardwired | 0 | 0 | 0 | 0 | 1 | 0 | 0 | 1 | 1 | 0 | 0 | 785652057359 | 29.75 | 12.25 | 28.5 | 24.2 | 6.011 | 175 | Yes | [9 empty] | cETL Damp | SEVILLE 9L CHAND-710 | Nine Light Chandelier |  | 3120209-710.png | 3120209.jpg
3120209-962 | Nine Light Chandelier | The Seville collection represents commitment to high style at a sharp price. The modernist design is epitomized by the teardrop curves in the arms tipped by etched glass diffusors throughout the chandeliers and bath fixtures. The collection offers a "whole home" lighting solution in every imaginable category. The assortment includes nine-light, five-light, and three-light chandeliers (either with up-light or down-light), pendants in four sizes as well as one-light, two-light, three-light , four-light and five-light wall/bath fixtures. Install a stylish and elegant addition to any room in the house. Seville is offered in Brushed Nickel and Burnt Sienna finishes. | CHANDELIERS | Seville | Chandeliers | Brushed Nickel | 962 | Steel | Etched / White Inside Glass | D:4" H:5.75" |  |  | 9 Medium A19 75w |  | 9 | No | [14 empty] | 0 | [12 empty] | 182.48 | 364.96 | 547.44 | D:28 7/8'' H:27 1/8'' O:101'' | 16.3 | 28.875 |  |  | 27.125 | Center Lock-Up |  |  | 101 |  |  |  | No |  | No | [20 empty] | D:5'' H:7/8'' Round |  |  |  |  | 120 | Clear Silver | 72 |  | Hardwired | 0 | 0 | 0 | 0 | 1 | 0 | 0 | 1 | 1 | 0 | 0 | 785652057366 | 29.75 | 12.25 | 28.5 | 24.2 | 6.011 | 175 | Yes | [9 empty] | cETL Damp | SEVILLE 9L CHAND-962 | Nine Light Chandelier |  | 3120209-962.png | 3120209.jpg
3120209EN3-710 | Nine Light Chandelier | The Seville collection represents commitment to high style at a sharp price. The modernist design is epitomized by the teardrop curves in the arms tipped by etched glass diffusors throughout the chandeliers and bath fixtures. The collection offers a "whole home" lighting solution in every imaginable category. The assortment includes nine-light, five-light, and three-light chandeliers (either with up-light or down-light), pendants in four sizes as well as one-light, two-light, three-light , four-light and five-light wall/bath fixtures. Install a stylish and elegant addition to any room in the house. Seville is offered in Brushed Nickel and Burnt Sienna finishes. | CHANDELIERS | Seville | Chandeliers | Burnt Sienna | 710 | Steel | Etched / White Inside Glass | D:4" H:5.75" |  |  | 9 Medium A19 9.3w |  | 9 | Yes | [14 empty] | 0 | [12 empty] | 238.48 | 476.96 | 715.44 | D:28 7/8'' H:27 1/8'' O:101'' | 16.3 | 28.875 |  |  | 27.125 | Center Lock-Up |  |  | 101 |  |  |  | No |  | No | [20 empty] | D:5'' H:7/8'' Round |  |  |  |  | 120 | Brown | 72 |  | Hardwired | 0 | 0 | 0 | 1 | 1 | 0 | 0 | 0 | 1 | 0 | 0 | 785652058189 | 29.75 | 12.25 | 28.5 | 24.2 | 6.011 | 175 | Yes | [9 empty] | cETL Damp | SEVILLE 9L CHAND-710 | Nine Light Chandelier |  | 3120209EN3-710.png | 3120209EN3.jpg
3120209EN3-962 | Nine Light Chandelier | The Seville collection represents commitment to high style at a sharp price. The modernist design is epitomized by the teardrop curves in the arms tipped by etched glass diffusors throughout the chandeliers and bath fixtures. The collection offers a "whole home" lighting solution in every imaginable category. The assortment includes nine-light, five-light, and three-light chandeliers (either with up-light or down-light), pendants in four sizes as well as one-light, two-light, three-light , four-light and five-light wall/bath fixtures. Install a stylish and elegant addition to any room in the house. Seville is offered in Brushed Nickel and Burnt Sienna finishes. | CHANDELIERS | Seville | Chandeliers | Brushed Nickel | 962 | Steel | Etched / White Inside Glass | D:4" H:5.75" |  |  | 9 Medium A19 9.3w |  | 9 | Yes | [14 empty] | 0 | [12 empty] | 238.48 | 476.96 | 715.44 | D:28 7/8'' H:27 1/8'' O:101'' | 16.3 | 28.875 |  |  | 27.125 | Center Lock-Up |  |  | 101 |  |  |  | No |  | No | [20 empty] | D:5'' H:7/8'' Round |  |  |  |  | 120 | Clear Silver | 72 |  | Hardwired | 0 | 0 | 0 | 1 | 1 | 0 | 0 | 0 | 1 | 0 | 0 | 785652058196 | 29.75 | 12.25 | 28.5 | 24.2 | 6.011 | 175 | Yes | [9 empty] | cETL Damp | SEVILLE 9L CHAND-962 | Nine Light Chandelier |  | 3120209EN3-962.png | 3120209EN3.jpg
3120303-782 | Three Light Chandelier | Using hand-blown, clear, seeded glass diffusors, the Elsa Collection creates a soft, pleasing glow of filament light. Gracefully curved arms extending from the tapered glass add an air of elegance to the silhouette. Durable industrial steel construction ensures heirloom quality that will last until the next century. Available in a variety of fixtures including chandeliers, down light pendant, semi-flush mount, flush mount, wall sconce and vanities to transform any interior setting through a broad range of possibilities. The modern, chic design adds a personality that is both contemporary and vintage. The Heirloom Bronze finish and rounded silhouette have a classic feel while the clear glass shades framing the bulbs add a contemporary flavor. | CHANDELIERS | Elsa | Chandeliers | Heirloom Bronze | 782 | Steel | Clear Seeded Glass | D:7.5" H:6" |  |  | 3 Medium A19 75w |  | 3 | No | [14 empty] | 0 | [12 empty] | 92.95 | 185.9 | 278.85 | D:20'' H:18 5/8'' O:56'' | 6.9 | 20 |  |  | 18.625 | Center Lock-Up |  |  | 56 |  |  |  | No |  | No | [20 empty] | D:5'' H:3/4'' Round |  |  |  |  | 72 | Brown | 36 |  | Hardwired | 0 | 0 | 0 | 0 | 1 | 0 | 0 | 0 | 1 | 0 | 0 | 785652060878 | 22.25 | 15.5 | 13.5 | 9.1 | 2.694 | 250 | Yes | [9 empty] | cETL Damp | ELSA 3L CHAND-782 | Three Light Chandelier |  | 3120303-782.png | 3120303.jpg
3120305-782 | Five Light Chandelier | Using hand-blown, clear, seeded glass diffusors, the Elsa Collection creates a soft, pleasing glow of filament light. Gracefully curved arms extending from the tapered glass add an air of elegance to the silhouette. Durable industrial steel construction ensures heirloom quality that will last until the next century. Available in a variety of fixtures including chandeliers, down light pendant, semi-flush mount, flush mount, wall sconce and vanities to transform any interior setting through a broad range of possibilities. The modern, chic design adds a personality that is both contemporary and vintage. The Heirloom Bronze finish and rounded silhouette have a classic feel while the clear glass shades framing the bulbs add a contemporary flavor. | CHANDELIERS | Elsa | Chandeliers | Heirloom Bronze | 782 | Steel | Clear Seeded Glass | D:7.5" H:6" |  |  | 5 Medium A19 75w |  | 5 | No | [14 empty] | 0 | [12 empty] | 122.98 | 245.96 | 368.94 | D:25'' H:19'' O:92 3/8'' | 11.6 | 25 |  |  | 19 | Center Lock-Up |  |  | 92.375 |  |  |  | No |  | No | [20 empty] | D:5'' H:3/4'' Round |  |  |  |  | 120 | Brown | 72 |  | Hardwired | 0 | 0 | 0 | 0 | 1 | 0 | 0 | 0 | 1 | 0 | 0 | 785652060885 | 23.5 | 22.5 | 13.5 | 15.1 | 4.131 | 250 | Yes | [9 empty] | cETL Damp | ELSA 5L CHAND-782 | Five Light Chandelier |  | 3120305-782.png | 3120305.jpg
3121603-112 | Three Light Chandelier |  | CHANDELIERS | Robie | Chandeliers | Midnight Black | 112 | Steel | Etched / White Inside Glass | D:3.5" H:6.125" |  |  | 3 Medium A19 75w |  | 3 | No | [14 empty] | 0 | [12 empty] | 114.5 | 229 | 343.5 | D:21 3/8'' H:22 1/8'' O:57 5/8'' |  | 21.375 |  |  | 22.125 | Center Lock-Up |  |  | 57.625 |  |  |  | No |  | No | [20 empty] | D:5'' H:7/8'' Round |  |  |  |  | 72 | Black | 36 |  | Hardwired | 0 | 0 | 0 | 0 | 1 | 0 | 0 | 1 | 1 | 0 | 0 | 785652075070 | [16 empty] | cETL Damp | ROBIE 3L CHAND-112 | Three Light Chandelier |  | 3121603-112.jpg | 3121603.jpg
3121603-710 | Three Light Chandelier |  | CHANDELIERS | Robie | Chandeliers | Burnt Sienna | 710 | Steel | Etched / White Inside Glass | D:3.5" H:6.125" |  |  | 3 Medium A19 75w |  | 3 | No | [14 empty] | 0 | [12 empty] | 114.5 | 229 | 343.5 | D:21 3/8'' H:22 1/8'' O:57 5/8'' |  | 21.375 |  |  | 22.125 | Center Lock-Up |  |  | 57.625 |  |  |  | No |  | No | [20 empty] | D:5'' H:7/8'' Round |  |  |  |  | 72 | Brown | 36 |  | Hardwired | 0 | 0 | 0 | 0 | 1 | 0 | 0 | 1 | 1 | 0 | 0 | 785652075087 | [16 empty] | cETL Damp | ROBIE 3L CHAND-710 | Three Light Chandelier |  | 3121603-710.jpg | 3121603.jpg
3121603-962 | Three Light Chandelier |  | CHANDELIERS | Robie | Chandeliers | Brushed Nickel | 962 | Steel | Etched / White Inside Glass | D:3.5" H:6.125" |  |  | 3 Medium A19 75w |  | 3 | No | [14 empty] | 0 | [12 empty] | 114.5 | 229 | 343.5 | D:21 3/8'' H:22 1/8'' O:57 5/8'' |  | 21.375 |  |  | 22.125 | Center Lock-Up |  |  | 57.625 |  |  |  | No |  | No | [20 empty] | D:5'' H:7/8'' Round |  |  |  |  | 72 | Clear Silver | 36 |  | Hardwired | 0 | 0 | 0 | 0 | 1 | 0 | 0 | 1 | 1 | 0 | 0 | 785652075094 | [16 empty] | cETL Damp | ROBIE 3L CHAND-962 | Three Light Chandelier |  | 3121603-962.jpg | 3121603.jpg
3121603EN3-112 | Three Light Chandelier |  | CHANDELIERS | Robie | Chandeliers | Midnight Black | 112 | Steel | Etched / White Inside Glass | D:3.5" H:6.125" |  |  | 3 Medium A19 9.3w |  | 3 | Yes | [14 empty] | 0 | [12 empty] | 129.5 | 259 | 388.5 | D:21 3/8'' H:22 1/8'' O:57 5/8'' |  | 21.375 |  |  | 22.125 | Center Lock-Up |  |  | 57.625 |  |  |  | No |  | No | [20 empty] | D:5'' H:7/8'' Round |  |  |  |  | 72 | Black | 36 |  | Hardwired | 0 | 0 | 0 | 1 | 1 | 0 | 0 | 0 | 1 | 0 | 0 | 785652079566 | [16 empty] | cETL Damp | ROBIE 3L CHAND-112 | Three Light Chandelier |  | 3121603EN3-112.jpg | 3121603EN3.jpg
3121603EN3-710 | Three Light Chandelier |  | CHANDELIERS | Robie | Chandeliers | Burnt Sienna | 710 | Steel | Etched / White Inside Glass | D:3.5" H:6.125" |  |  | 3 Medium A19 9.3w |  | 3 | Yes | [14 empty] | 0 | [12 empty] | 129.5 | 259 | 388.5 | D:21 3/8'' H:22 1/8'' O:57 5/8'' |  | 21.375 |  |  | 22.125 | Center Lock-Up |  |  | 57.625 |  |  |  | No |  | No | [20 empty] | D:5'' H:7/8'' Round |  |  |  |  | 72 | Brown | 36 |  | Hardwired | 0 | 0 | 0 | 1 | 1 | 0 | 0 | 0 | 1 | 0 | 0 | 785652079573 | [16 empty] | cETL Damp | ROBIE 3L CHAND-710 | Three Light Chandelier |  | 3121603EN3-710.jpg | 3121603EN3.jpg
3121603EN3-962 | Three Light Chandelier |  | CHANDELIERS | Robie | Chandeliers | Brushed Nickel | 962 | Steel | Etched / White Inside Glass | D:3.5" H:6.125" |  |  | 3 Medium A19 9.3w |  | 3 | Yes | [14 empty] | 0 | [12 empty] | 129.5 | 259 | 388.5 | D:21 3/8'' H:22 1/8'' O:57 5/8'' |  | 21.375 |  |  | 22.125 | Center Lock-Up |  |  | 57.625 |  |  |  | No |  | No | [20 empty] | D:5'' H:7/8'' Round |  |  |  |  | 72 | Clear Silver | 36 |  | Hardwired | 0 | 0 | 0 | 1 | 1 | 0 | 0 | 0 | 1 | 0 | 0 | 785652079580 | [16 empty] | cETL Damp | ROBIE 3L CHAND-962 | Three Light Chandelier |  | 3121603EN3-962.jpg | 3121603EN3.jpg
3121605-112 | Five Light Chandelier |  | CHANDELIERS | Robie | Chandeliers | Midnight Black | 112 | Steel | Etched / White Inside Glass | D:3.5" H:6.125" |  |  | 5 Medium A19 75w |  | 5 | No | [14 empty] | 0 | [12 empty] | 164.5 | 329 | 493.5 | D:24 1/8'' H:23 3/8'' O:61 7/8'' |  | 24.125 |  |  | 23.375 | Center Lock-Up |  |  | 61.875 |  |  |  | No |  | No | [20 empty] | D:5'' H:7/8'' Round |  |  |  |  | 72 | Black | 36 |  | Hardwired | 0 | 0 | 0 | 0 | 1 | 0 | 0 | 1 | 1 | 0 | 0 | 785652075100 | [16 empty] | cETL Damp | ROBIE 5L CHAND-112 | Five Light Chandelier |  | 3121605-112.jpg | 3121605.jpg
3121605-710 | Five Light Chandelier |  | CHANDELIERS | Robie | Chandeliers | Burnt Sienna | 710 | Steel | Etched / White Inside Glass | D:3.5" H:6.125" |  |  | 5 Medium A19 75w |  | 5 | No | [14 empty] | 0 | [12 empty] | 164.5 | 329 | 493.5 | D:24 1/8'' H:23 3/8'' O:61 7/8'' |  | 24.125 |  |  | 23.375 | Center Lock-Up |  |  | 61.875 |  |  |  | No |  | No | [20 empty] | D:5'' H:7/8'' Round |  |  |  |  | 72 | Brown | 36 |  | Hardwired | 0 | 0 | 0 | 0 | 1 | 0 | 0 | 1 | 1 | 0 | 0 | 785652075117 | [16 empty] | cETL Damp | ROBIE 5L CHAND-710 | Five Light Chandelier |  | 3121605-710.jpg | 3121605.jpg
3121605-962 | Five Light Chandelier |  | CHANDELIERS | Robie | Chandeliers | Brushed Nickel | 962 | Steel | Etched / White Inside Glass | D:3.5" H:6.125" |  |  | 5 Medium A19 75w |  | 5 | No | [14 empty] | 0 | [12 empty] | 164.5 | 329 | 493.5 | D:24 1/8'' H:23 3/8'' O:61 7/8'' |  | 24.125 |  |  | 23.375 | Center Lock-Up |  |  | 61.875 |  |  |  | No |  | No | [20 empty] | D:5'' H:7/8'' Round |  |  |  |  | 72 | Clear Silver | 36 |  | Hardwired | 0 | 0 | 0 | 0 | 1 | 0 | 0 | 1 | 1 | 0 | 0 | 785652075124 | 24.5 | 11.25 | 24.5 | 12.7 | 3.908 | 250 | Yes | [9 empty] | cETL Damp | ROBIE 5L CHAND-962 | Five Light Chandelier |  | 3121605-962.jpg | 3121605.jpg
3121605EN3-112 | Five Light Chandelier |  | CHANDELIERS | Robie | Chandeliers | Midnight Black | 112 | Steel | Etched / White Inside Glass | D:3.5" H:6.125" |  |  | 5 Medium A19 9.3w |  | 5 | Yes | [14 empty] | 0 | [12 empty] | 189.5 | 379 | 568.5 | D:24 1/8'' H:23 3/8'' O:61 7/8'' |  | 24.125 |  |  | 23.375 | Center Lock-Up |  |  | 61.875 |  |  |  | No |  | No | [20 empty] | D:5'' H:7/8'' Round |  |  |  |  | 72 | Black | 36 |  | Hardwired | 0 | 0 | 0 | 1 | 1 | 0 | 0 | 0 | 1 | 0 | 0 | 785652079603 | [16 empty] | cETL Damp | ROBIE 5L CHAND-112 | Five Light Chandelier |  | 3121605EN3-112.jpg | 3121605EN3.jpg
3121605EN3-710 | Five Light Chandelier |  | CHANDELIERS | Robie | Chandeliers | Burnt Sienna | 710 | Steel | Etched / White Inside Glass | D:3.5" H:6.125" |  |  | 5 Medium A19 9.3w |  | 5 | Yes | [14 empty] | 0 | [12 empty] | 189.5 | 379 | 568.5 | D:24 1/8'' H:23 3/8'' O:61 7/8'' |  | 24.125 |  |  | 23.375 | Center Lock-Up |  |  | 61.875 |  |  |  | No |  | No | [20 empty] | D:5'' H:7/8'' Round |  |  |  |  | 72 | Brown | 36 |  | Hardwired | 0 | 0 | 0 | 1 | 1 | 0 | 0 | 0 | 1 | 0 | 0 | 785652079610 | [16 empty] | cETL Damp | ROBIE 5L CHAND-710 | Five Light Chandelier |  | 3121605EN3-710.jpg | 3121605EN3.jpg
3121605EN3-962 | Five Light Chandelier |  | CHANDELIERS | Robie | Chandeliers | Brushed Nickel | 962 | Steel | Etched / White Inside Glass | D:3.5" H:6.125" |  |  | 5 Medium A19 9.3w |  | 5 | Yes | [14 empty] | 0 | [12 empty] | 189.5 | 379 | 568.5 | D:24 1/8'' H:23 3/8'' O:61 7/8'' |  | 24.125 |  |  | 23.375 | Center Lock-Up |  |  | 61.875 |  |  |  | No |  | No | [20 empty] | D:5'' H:7/8'' Round |  |  |  |  | 72 | Brown | 36 |  | Hardwired | 0 | 0 | 0 | 1 | 1 | 0 | 0 | 0 | 1 | 0 | 0 | 785652079627 | [16 empty] | cETL Damp | ROBIE 5L CHAND-962 | Five Light Chandelier |  | 3121605EN3-962.jpg | 3121605EN3.jpg
3121609-112 | Nine Light Chandelier |  | CHANDELIERS | Robie | Chandeliers | Midnight Black | 112 | Steel | Etched / White Inside Glass | D:3.5" H:6.125" |  |  | 9 Medium A19 75w |  | 9 | No | [14 empty] | 0 | [12 empty] | 274.5 | 549 | 823.5 | D:33'' H:34'' O:108 1/2'' |  | 33 |  |  | 34 | Center Lock-Up |  |  | 108.5 |  |  |  | No |  | No | [20 empty] | D:5'' H:7/8'' Round |  |  |  |  | 120 | Black | 72 |  | Hardwired | 0 | 0 | 0 | 0 | 1 | 0 | 0 | 1 | 1 | 0 | 0 | 785652075131 | 34 | 11.25 | 21 | 21.3 | 4.648 | 175 | Yes | [9 empty] | cETL Damp | ROBIE 9L CHAND-112 | Nine Light Chandelier |  | 3121609-112.jpg | 3121609.jpg
3121609-710 | Nine Light Chandelier |  | CHANDELIERS | Robie | Chandeliers | Burnt Sienna | 710 | Steel | Etched / White Inside Glass | D:3.5" H:6.125" |  |  | 9 Medium A19 75w |  | 9 | No | [14 empty] | 0 | [12 empty] | 274.5 | 549 | 823.5 | D:33'' H:34'' O:108 1/2'' |  | 33 |  |  | 34 | Center Lock-Up |  |  | 108.5 |  |  |  | No |  | No | [20 empty] | D:5'' H:7/8'' Round |  |  |  |  | 120 | Brown | 72 |  | Hardwired | 0 | 0 | 0 | 0 | 1 | 0 | 0 | 1 | 1 | 0 | 0 | 785652075148 | 34.25 | 21.25 | 11.25 | 21.3 | 4.738 | 175 | Yes | [9 empty] | cETL Damp | ROBIE 9L CHAND-710 | Nine Light Chandelier |  | 3121609-710.jpg | 3121609.jpg
3121609-962 | Nine Light Chandelier |  | CHANDELIERS | Robie | Chandeliers | Brushed Nickel | 962 | Steel | Etched / White Inside Glass | D:3.5" H:6.125" |  |  | 9 Medium A19 75w |  | 9 | No | [14 empty] | 0 | [12 empty] | 274.5 | 549 | 823.5 | D:33'' H:34'' O:108 1/2'' |  | 33 |  |  | 34 | Center Lock-Up |  |  | 108.5 |  |  |  | No |  | No | [20 empty] | D:5'' H:7/8'' Round |  |  |  |  | 120 | Clear Silver | 72 |  | Hardwired | 0 | 0 | 0 | 0 | 1 | 0 | 0 | 1 | 1 | 0 | 0 | 785652075155 | [16 empty] | cETL Damp | ROBIE 9L CHAND-962 | Nine Light Chandelier |  | 3121609-962.jpg | 3121609.jpg
3121609EN3-112 | Nine Light Chandelier |  | CHANDELIERS | Robie | Chandeliers | Midnight Black | 112 | Steel | Etched / White Inside Glass | D:3.5" H:6.125" |  |  | 9 Medium A19 9.3w |  | 9 | Yes | [14 empty] | 0 | [12 empty] | 319.5 | 639 | 958.5 | D:33'' H:34'' O:108 1/2'' |  | 33 |  |  | 34 | Center Lock-Up |  |  | 108.5 |  |  |  | No |  | No | [20 empty] | D:5'' H:7/8'' Round |  |  |  |  | 120 | Black | 72 |  | Hardwired | 0 | 0 | 0 | 1 | 1 | 0 | 0 | 0 | 1 | 0 | 0 | 785652079634 | [16 empty] | cETL Damp | ROBIE 9L CHAND-112 | Nine Light Chandelier |  | 3121609EN3-112.jpg | 3121609EN3.jpg
3121609EN3-710 | Nine Light Chandelier |  | CHANDELIERS | Robie | Chandeliers | Burnt Sienna | 710 | Steel | Etched / White Inside Glass | D:3.5" H:6.125" |  |  | 9 Medium A19 9.3w |  | 9 | Yes | [14 empty] | 0 | [12 empty] | 319.5 | 639 | 958.5 | D:33'' H:34'' O:108 1/2'' |  | 33 |  |  | 34 | Center Lock-Up |  |  | 108.5 |  |  |  | No |  | No | [20 empty] | D:5'' H:7/8'' Round |  |  |  |  | 120 | Brown | 72 |  | Hardwired | 0 | 0 | 0 | 1 | 1 | 0 | 0 | 0 | 1 | 0 | 0 | 785652079641 | [16 empty] | cETL Damp | ROBIE 9L CHAND-710 | Nine Light Chandelier |  | 3121609EN3-710.jpg | 3121609EN3.jpg
3121609EN3-962 | Nine Light Chandelier |  | CHANDELIERS | Robie | Chandeliers | Brushed Nickel | 962 | Steel | Etched / White Inside Glass | D:3.5" H:6.125" |  |  | 9 Medium A19 9.3w |  | 9 | Yes | [14 empty] | 0 | [12 empty] | 319.5 | 639 | 958.5 | D:33'' H:34'' O:108 1/2'' |  | 33 |  |  | 34 | Center Lock-Up |  |  | 108.5 |  |  |  | No |  | No | [20 empty] | D:5'' H:7/8'' Round |  |  |  |  | 120 | Brown | 72 |  | Hardwired | 0 | 0 | 0 | 1 | 1 | 0 | 0 | 0 | 1 | 0 | 0 | 785652079658 | [16 empty] | cETL Damp | ROBIE 9L CHAND-962 | Nine Light Chandelier |  | 3121609EN3-962.jpg | 3121609EN3.jpg
3121612-112 | Twelve Light Chandelier |  | CHANDELIERS | Robie | Chandeliers | Midnight Black | 112 | Steel | Etched / White Inside Glass | D:3.5" H:6.125" |  |  | 12 Medium A19 75w |  | 12 | No | [14 empty] | 0 | [12 empty] | 374.5 | 749 | 1123.5 | D:40'' H:40 5/8'' O:115 1/8'' |  | 40 |  |  | 40.625 | Center Lock-Up |  |  | 115.125 |  |  |  | No |  | No | [20 empty] | D:5'' H:7/8'' Round |  |  |  |  | 120 | Black | 72 |  | Hardwired | 0 | 0 | 0 | 0 | 1 | 0 | 0 | 1 | 1 | 0 | 0 | 785652075162 | [16 empty] | cETL Damp | ROBIE 12L CHAND-112 | Twelve Light Chandelier |  | 3121612-112.jpg | 3121612.jpg
3121612-710 | Twelve Light Chandelier |  | CHANDELIERS | Robie | Chandeliers | Burnt Sienna | 710 | Steel | Etched / White Inside Glass | D:3.5" H:6.125" |  |  | 12 Medium A19 75w |  | 12 | No | [14 empty] | 0 | [12 empty] | 374.5 | 749 | 1123.5 | D:40'' H:40 5/8'' O:115 1/8'' |  | 40 |  |  | 40.625 | Center Lock-Up |  |  | 115.125 |  |  |  | No |  | No | [20 empty] | D:5'' H:7/8'' Round |  |  |  |  | 120 | Brown | 72 |  | Hardwired | 0 | 0 | 0 | 0 | 1 | 0 | 0 | 1 | 1 | 0 | 0 | 785652075179 | [16 empty] | cETL Damp | ROBIE 12L CHAND-710 | Twelve Light Chandelier |  | 3121612-710.jpg | 3121612.jpg
3121612-962 | Twelve Light Chandelier |  | CHANDELIERS | Robie | Chandeliers | Brushed Nickel | 962 | Steel | Etched / White Inside Glass | D:3.5" H:6.125" |  |  | 12 Medium A19 75w |  | 12 | No | [14 empty] | 0 | [12 empty] | 374.5 | 749 | 1123.5 | D:40'' H:40 5/8'' O:115 1/8'' |  | 40 |  |  | 40.625 | Center Lock-Up |  |  | 115.125 |  |  |  | No |  | No | [20 empty] | D:5'' H:7/8'' Round |  |  |  |  | 120 | Clear Silver | 72 |  | Hardwired | 0 | 0 | 0 | 0 | 1 | 0 | 0 | 1 | 1 | 0 | 0 | 785652075186 | [16 empty] | cETL Damp | ROBIE 12L CHAND-962 | Twelve Light Chandelier |  | 3121612-962.jpg | 3121612.jpg
3121612EN3-112 | Twelve Light Chandelier |  | CHANDELIERS | Robie | Chandeliers | Midnight Black | 112 | Steel | Etched / White Inside Glass | D:3.5" H:6.125" |  |  | 12 Medium A19 9.3w |  | 12 | Yes | [14 empty] | 0 | [12 empty] | 434.5 | 869 | 1303.5 | D:40'' H:40 5/8'' O:115 1/8'' |  | 40 |  |  | 40.625 | Center Lock-Up |  |  | 115.125 |  |  |  | No |  | No | [20 empty] | D:5'' H:7/8'' Round |  |  |  |  | 120 | Black | 72 |  | Hardwired | 0 | 0 | 0 | 1 | 1 | 0 | 0 | 0 | 1 | 0 | 0 | 785652079665 | [16 empty] | cETL Damp | ROBIE 12L CHAND-112 | Twelve Light Chandelier |  | 3121612EN3-112.jpg | 3121612EN3.jpg
3121612EN3-710 | Twelve Light Chandelier |  | CHANDELIERS | Robie | Chandeliers | Burnt Sienna | 710 | Steel | Etched / White Inside Glass | D:3.5" H:6.125" |  |  | 12 Medium A19 9.3w |  | 12 | Yes | [14 empty] | 0 | [12 empty] | 434.5 | 869 | 1303.5 | D:40'' H:40 5/8'' O:115 1/8'' |  | 40 |  |  | 40.625 | Center Lock-Up |  |  | 115.125 |  |  |  | No |  | No | [20 empty] | D:5'' H:7/8'' Round |  |  |  |  | 120 | Brown | 72 |  | Hardwired | 0 | 0 | 0 | 1 | 1 | 0 | 0 | 0 | 1 | 0 | 0 | 785652079672 | [16 empty] | cETL Damp | ROBIE 12L CHAND-710 | Twelve Light Chandelier |  | 3121612EN3-710.jpg | 3121612EN3.jpg
3121612EN3-962 | Twelve Light Chandelier |  | CHANDELIERS | Robie | Chandeliers | Brushed Nickel | 962 | Steel | Etched / White Inside Glass | D:3.5" H:6.125" |  |  | 12 Medium A19 9.3w |  | 12 | Yes | [14 empty] | 0 | [12 empty] | 434.5 | 869 | 1303.5 | D:40'' H:40 5/8'' O:115 1/8'' |  | 40 |  |  | 40.625 | Center Lock-Up |  |  | 115.125 |  |  |  | No |  | No | [20 empty] | D:5'' H:7/8'' Round |  |  |  |  | 120 | Clear Silver | 72 |  | Hardwired | 0 | 0 | 0 | 1 | 1 | 0 | 0 | 0 | 1 | 0 | 0 | 785652079689 | [16 empty] | cETL Damp | ROBIE 12L CHAND-962 | Twelve Light Chandelier |  | 3121612EN3-962.jpg | 3121612EN3.jpg
3124503-710 | Three Light Chandelier | The transitional styling of the Hanford lighting collection by Sea Gull Lighting is evident in its elegant symmetry articulated by long, sweeping arms. Tapered Etched glass shades produce a soft uplight and make Hanford complementary to a wide array of décor from traditional to contemporary. Offered in both Brushed Nickel and Burnt Sienna finishes, the collection includes five-, nine- and fifteen-light chandeliers, a three-light hall/foyer light, a one-light mini pendant, a three-light pendant, a three-light semi-flush mount which can convert into a pendant, and one-, two-, three- and four-light bath fixtures. Incandescent and ENERGY STAR-qualified LED lamping are available; all fixtures are California Title 24 compliant. | CHANDELIERS | Hanford | Chandeliers | Burnt Sienna | 710 | Steel | Satin Etched Glass | D:5.125" H:5.75" |  |  | 3 Medium A19 75w |  | 3 | No | [14 empty] | 0 | [12 empty] | 89.5 | 179 | 268.5 | D:20'' H:22'' O:60 1/4'' |  | 20 |  |  | 22 | Center Lock-Up |  |  | 60.25 |  |  |  | No |  | No | [20 empty] | D:5'' H:7/8'' Round |  |  |  |  | 72 | Brown | 36 |  | Hardwired | 0 | 0 | 0 | 0 | 1 | 0 | 0 | 1 | 1 | 0 | 0 | 785652110726 | [16 empty] | cETL Damp | HANFORD 3L CHAND-710 | Three Light Chandelier |  | 3124503-710.jpg | 3124503.jpg
3124503-962 | Three Light Chandelier | The transitional styling of the Hanford lighting collection by Sea Gull Lighting is evident in its elegant symmetry articulated by long, sweeping arms. Tapered Etched glass shades produce a soft uplight and make Hanford complementary to a wide array of décor from traditional to contemporary. Offered in both Brushed Nickel and Burnt Sienna finishes, the collection includes five-, nine- and fifteen-light chandeliers, a three-light hall/foyer light, a one-light mini pendant, a three-light pendant, a three-light semi-flush mount which can convert into a pendant, and one-, two-, three- and four-light bath fixtures. Incandescent and ENERGY STAR-qualified LED lamping are available; all fixtures are California Title 24 compliant. | CHANDELIERS | Hanford | Chandeliers | Brushed Nickel | 962 | Steel | Satin Etched Glass | D:5.125" H:5.75" |  |  | 3 Medium A19 75w |  | 3 | No | [14 empty] | 0 | [12 empty] | 89.5 | 179 | 268.5 | D:20'' H:22'' O:60 1/4'' |  | 20 |  |  | 22 | Center Lock-Up |  |  | 60.25 |  |  |  | No |  | No | [20 empty] | D:5'' H:7/8'' Round |  |  |  |  | 72 | Brown | 36 |  | Hardwired | 0 | 0 | 0 | 0 | 1 | 0 | 0 | 1 | 1 | 0 | 0 | 785652110733 | [16 empty] | cETL Damp | HANFORD 3L CHAND-962 | Three Light Chandelier |  | 3124503-962.jpg | 3124503.jpg
3124503EN3-710 | Three Light Chandelier | The transitional styling of the Hanford lighting collection by Sea Gull Lighting is evident in its elegant symmetry articulated by long, sweeping arms. Tapered Etched glass shades produce a soft uplight and make Hanford complementary to a wide array of décor from traditional to contemporary. Offered in both Brushed Nickel and Burnt Sienna finishes, the collection includes five-, nine- and fifteen-light chandeliers, a three-light hall/foyer light, a one-light mini pendant, a three-light pendant, a three-light semi-flush mount which can convert into a pendant, and one-, two-, three- and four-light bath fixtures. Incandescent and ENERGY STAR-qualified LED lamping are available; all fixtures are California Title 24 compliant. | CHANDELIERS | Hanford | Chandeliers | Burnt Sienna | 710 | Steel | Satin Etched Glass | D:5.125" H:5.75" |  |  | 3 Medium A19 9.3w |  | 3 | Yes | [14 empty] | 0 | [12 empty] | 104.5 | 209 | 313.5 | D:20'' H:22'' O:60 1/4'' |  | 20 |  |  | 22 | Center Lock-Up |  |  | 60.25 |  |  |  | No |  | No | [20 empty] | D:5'' H:7/8'' Round |  |  |  |  | 72 | Brown | 36 |  | Hardwired | 0 | 0 | 0 | 1 | 1 | 0 | 0 | 0 | 1 | 0 | 0 | 785652082061 | [16 empty] | cETL Damp | HANFORD 3L CHAND-710 | Three Light Chandelier |  | 3124503EN3-710.jpg | 3124503EN3.jpg
3124503EN3-962 | Three Light Chandelier | The transitional styling of the Hanford lighting collection by Sea Gull Lighting is evident in its elegant symmetry articulated by long, sweeping arms. Tapered Etched glass shades produce a soft uplight and make Hanford complementary to a wide array of décor from traditional to contemporary. Offered in both Brushed Nickel and Burnt Sienna finishes, the collection includes five-, nine- and fifteen-light chandeliers, a three-light hall/foyer light, a one-light mini pendant, a three-light pendant, a three-light semi-flush mount which can convert into a pendant, and one-, two-, three- and four-light bath fixtures. Incandescent and ENERGY STAR-qualified LED lamping are available; all fixtures are California Title 24 compliant. | CHANDELIERS | Hanford | Chandeliers | Brushed Nickel | 962 | Steel | Satin Etched Glass | D:5.125" H:5.75" |  |  | 3 Medium A19 9.3w |  | 3 | Yes | [14 empty] | 0 | [12 empty] | 104.5 | 209 | 313.5 | D:20'' H:22'' O:60 1/4'' |  | 20 |  |  | 22 | Center Lock-Up |  |  | 60.25 |  |  |  | No |  | No | [20 empty] | D:5'' H:7/8'' Round |  |  |  |  | 72 | Clear Silver | 36 |  | Hardwired | 0 | 0 | 0 | 1 | 1 | 0 | 0 | 0 | 1 | 0 | 0 | 785652082078 | [16 empty] | cETL Damp | HANFORD 3L CHAND-962 | Three Light Chandelier |  | 3124503EN3-962.jpg | 3124503EN3.jpg
3124505-710 | Five Light Chandelier | The transitional styling of the Hanford lighting collection by Sea Gull Lighting is evident in its elegant symmetry articulated by long, sweeping arms. Tapered Etched glass shades produce a soft uplight and make Hanford complementary to a wide array of décor from traditional to contemporary. Offered in both Brushed Nickel and Burnt Sienna finishes, the collection includes five-, nine- and fifteen-light chandeliers, a three-light hall/foyer light, a one-light mini pendant, a three-light pendant, a three-light semi-flush mount which can convert into a pendant, and one-, two-, three- and four-light bath fixtures. Incandescent and ENERGY STAR-qualified LED lamping are available; all fixtures are California Title 24 compliant. | CHANDELIERS | Hanford | Chandeliers | Burnt Sienna | 710 | Steel | Satin Etched Glass | D:5.125" H:5.75" |  |  | 5 Medium A19 100w |  | 5 | No | [14 empty] | 0 | [12 empty] | 149.98 | 299.96 | 449.94 | D:27 5/8'' H:27 5/8'' O:66 1/8'' | 17.1 | 27.625 |  |  | 27.625 | Center Lock-Up |  |  | 66.125 |  |  |  | No |  | No | [20 empty] | D:5'' H:7/8'' Round |  |  |  |  | 72 | Brown | 36 |  | Hardwired | 0 | 0 | 0 | 0 | 1 | 0 | 0 | 1 | 1 | 0 | 0 | 785652110740 | 28.25 | 27.5 | 13.25 | 22.2 | 5.957 | 250 | Yes | [9 empty] | cETL Damp | HANFORD 5L CHAND-710 | Five Light Chandelier |  | 3124505-710.jpg | 3124505.jpg
3124505-962 | Five Light Chandelier | The transitional styling of the Hanford lighting collection by Sea Gull Lighting is evident in its elegant symmetry articulated by long, sweeping arms. Tapered Etched glass shades produce a soft uplight and make Hanford complementary to a wide array of décor from traditional to contemporary. Offered in both Brushed Nickel and Burnt Sienna finishes, the collection includes five-, nine- and fifteen-light chandeliers, a three-light hall/foyer light, a one-light mini pendant, a three-light pendant, a three-light semi-flush mount which can convert into a pendant, and one-, two-, three- and four-light bath fixtures. Incandescent and ENERGY STAR-qualified LED lamping are available; all fixtures are California Title 24 compliant. | CHANDELIERS | Hanford | Chandeliers | Brushed Nickel | 962 | Steel | Satin Etched Glass | D:5.125" H:5.75" |  |  | 5 Medium A19 100w |  | 5 | No | [14 empty] | 0 | [12 empty] | 149.98 | 299.96 | 449.94 | D:27 5/8'' H:27 5/8'' O:66 1/8'' | 17.1 | 27.625 |  |  | 27.625 | Center Lock-Up |  |  | 66.125 |  |  |  | No |  | No | [20 empty] | D:5'' H:7/8'' Round |  |  |  |  | 72 | Clear Silver | 36 |  | Hardwired | 0 | 0 | 0 | 0 | 1 | 0 | 0 | 1 | 1 | 0 | 0 | 785652110757 | 28.25 | 27.5 | 13.25 | 22.2 | 5.957 | 250 | Yes | [9 empty] | cETL Damp | HANFORD 5L CHAND-962 | Five Light Chandelier |  | 3124505-962.jpg | 3124505.jpg
3124505EN3-710 | Five Light Chandelier | The transitional styling of the Hanford lighting collection by Sea Gull Lighting is evident in its elegant symmetry articulated by long, sweeping arms. Tapered Etched glass shades produce a soft uplight and make Hanford complementary to a wide array of décor from traditional to contemporary. Offered in both Brushed Nickel and Burnt Sienna finishes, the collection includes five-, nine- and fifteen-light chandeliers, a three-light hall/foyer light, a one-light mini pendant, a three-light pendant, a three-light semi-flush mount which can convert into a pendant, and one-, two-, three- and four-light bath fixtures. Incandescent and ENERGY STAR-qualified LED lamping are available; all fixtures are California Title 24 compliant. | CHANDELIERS | Hanford | Chandeliers | Burnt Sienna | 710 | Steel | Satin Etched Glass | D:5.125" H:5.75" |  |  | 5 Medium A19 9.3w |  | 5 | Yes | [14 empty] | 0 | [12 empty] | 174.98 | 349.96 | 524.94 | D:27 5/8'' H:27 5/8'' O:66 1/8'' | 17.1 | 27.625 |  |  | 27.625 | Center Lock-Up |  |  | 66.125 |  |  |  | No |  | No | [20 empty] | D:5'' H:7/8'' Round |  |  |  |  | 72 | Brown | 36 |  | Hardwired | 0 | 0 | 0 | 1 | 1 | 0 | 0 | 0 | 1 | 0 | 0 | 785652048333 | 28.25 | 27.5 | 13.25 | 22.2 | 5.957 | 250 | Yes | [9 empty] | cETL Damp | HANFORD 5L CHAND-710 | Five Light Chandelier |  | 3124505EN3-710.jpg | 3124505.jpg
3124505EN3-962 | Five Light Chandelier | The transitional styling of the Hanford lighting collection by Sea Gull Lighting is evident in its elegant symmetry articulated by long, sweeping arms. Tapered Etched glass shades produce a soft uplight and make Hanford complementary to a wide array of décor from traditional to contemporary. Offered in both Brushed Nickel and Burnt Sienna finishes, the collection includes five-, nine- and fifteen-light chandeliers, a three-light hall/foyer light, a one-light mini pendant, a three-light pendant, a three-light semi-flush mount which can convert into a pendant, and one-, two-, three- and four-light bath fixtures. Incandescent and ENERGY STAR-qualified LED lamping are available; all fixtures are California Title 24 compliant. | CHANDELIERS | Hanford | Chandeliers | Brushed Nickel | 962 | Steel | Satin Etched Glass | D:5.125" H:5.75" |  |  | 5 Medium A19 9.3w |  | 5 | Yes | [14 empty] | 0 | [12 empty] | 174.98 | 349.96 | 524.94 | D:27 5/8'' H:27 5/8'' O:66 1/8'' | 17.1 | 27.625 |  |  | 27.625 | Center Lock-Up |  |  | 66.125 |  |  |  | No |  | No | [20 empty] | D:5'' H:7/8'' Round |  |  |  |  | 72 | Clear Silver | 36 |  | Hardwired | 0 | 0 | 0 | 1 | 1 | 0 | 0 | 0 | 1 | 0 | 0 | 785652048340 | 27.625 | 27.5 | 13.125 | 20.1 | 5.77 | 250 | Yes | [9 empty] | cETL Damp | HANFORD 5L CHAND-962 | Five Light Chandelier |  | 3124505EN3-962.jpg | 3124505.jpg
3124509-710 | Nine Light Chandelier | The transitional styling of the Hanford lighting collection by Sea Gull Lighting is evident in its elegant symmetry articulated by long, sweeping arms. Tapered Etched glass shades produce a soft uplight and make Hanford complementary to a wide array of décor from traditional to contemporary. Offered in both Brushed Nickel and Burnt Sienna finishes, the collection includes five-, nine- and fifteen-light chandeliers, a three-light hall/foyer light, a one-light mini pendant, a three-light pendant, a three-light semi-flush mount which can convert into a pendant, and one-, two-, three- and four-light bath fixtures. Incandescent and ENERGY STAR-qualified LED lamping are available; all fixtures are California Title 24 compliant. | CHANDELIERS | Hanford | Chandeliers | Burnt Sienna | 710 | Steel | Satin Etched Glass | D:5.125" H:5.75" |  |  | 9 Medium A19 100w |  | 9 | No | [14 empty] | 0 | [12 empty] | 324.98 | 649.96 | 974.94 | D:33'' H:37'' O:158 7/8'' | 24.26 | 33 |  |  | 37 | Center Lock-Up |  |  | 158.875 |  |  |  | No |  | No | [20 empty] | D:5'' H:7/8'' Round |  |  |  |  | 144 | Brown | 120 |  | Hardwired | 0 | 0 | 0 | 0 | 1 | 0 | 0 | 1 | 1 | 0 | 0 | 785652110764 | 37.5 | 35 | 14 | 39.7 | 10.634 | 250 | Yes | [9 empty] | cETL Damp | HANFORD 9L CHAND-710 | Nine Light Chandelier |  | 3124509-710.jpg | 3124509.jpg
3124509-962 | Nine Light Chandelier | The transitional styling of the Hanford lighting collection by Sea Gull Lighting is evident in its elegant symmetry articulated by long, sweeping arms. Tapered Etched glass shades produce a soft uplight and make Hanford complementary to a wide array of décor from traditional to contemporary. Offered in both Brushed Nickel and Burnt Sienna finishes, the collection includes five-, nine- and fifteen-light chandeliers, a three-light hall/foyer light, a one-light mini pendant, a three-light pendant, a three-light semi-flush mount which can convert into a pendant, and one-, two-, three- and four-light bath fixtures. Incandescent and ENERGY STAR-qualified LED lamping are available; all fixtures are California Title 24 compliant. | CHANDELIERS | Hanford | Chandeliers | Brushed Nickel | 962 | Steel | Satin Etched Glass | D:5.125" H:5.75" |  |  | 9 Medium A19 100w |  | 9 | No | [14 empty] | 0 | [12 empty] | 324.98 | 649.96 | 974.94 | D:33'' H:37'' O:158 7/8'' | 24.26 | 33 |  |  | 37 | Center Lock-Up |  |  | 158.875 |  |  |  | No |  | No | [20 empty] | D:5'' H:7/8'' Round |  |  |  |  | 144 | Clear Silver | 120 |  | Hardwired | 0 | 0 | 0 | 0 | 1 | 0 | 0 | 1 | 1 | 0 | 0 | 785652110771 | 38 | 35 | 12.75 | 39 | 9.813 | 175 | Yes | [9 empty] | cETL Damp | HANFORD 9L CHAND-962 | Nine Light Chandelier |  | 3124509-962.jpg | 3124509.jpg
3124509EN3-710 | Nine Light Chandelier | The transitional styling of the Hanford lighting collection by Sea Gull Lighting is evident in its elegant symmetry articulated by long, sweeping arms. Tapered Etched glass shades produce a soft uplight and make Hanford complementary to a wide array of décor from traditional to contemporary. Offered in both Brushed Nickel and Burnt Sienna finishes, the collection includes five-, nine- and fifteen-light chandeliers, a three-light hall/foyer light, a one-light mini pendant, a three-light pendant, a three-light semi-flush mount which can convert into a pendant, and one-, two-, three- and four-light bath fixtures. Incandescent and ENERGY STAR-qualified LED lamping are available; all fixtures are California Title 24 compliant. | CHANDELIERS | Hanford | Chandeliers | Burnt Sienna | 710 | Steel | Satin Etched Glass | D:5.125" H:5.75" |  |  | 9 Medium A19 9.3w |  | 9 | Yes | [14 empty] | 0 | [12 empty] | 374.98 | 749.96 | 1124.94 | D:33'' H:37'' O:158 7/8'' | 24.26 | 33 |  |  | 37 | Center Lock-Up |  |  | 158.875 |  |  |  | No |  | No | [20 empty] | D:5'' H:7/8'' Round |  |  |  |  | 144 | Brown | 120 |  | Hardwired | 0 | 0 | 0 | 1 | 1 | 0 | 0 | 0 | 1 | 0 | 0 | 785652045868 | 37.75 | 34.75 | 14 | 40.2 | 10.628 | 250 | Yes | [9 empty] | cETL Damp | HANFORD 9L CHAND-710 | Nine Light Chandelier |  | 3124509EN3-710.jpg | 3124509.jpg
3124509EN3-962 | Nine Light Chandelier | The transitional styling of the Hanford lighting collection by Sea Gull Lighting is evident in its elegant symmetry articulated by long, sweeping arms. Tapered Etched glass shades produce a soft uplight and make Hanford complementary to a wide array of décor from traditional to contemporary. Offered in both Brushed Nickel and Burnt Sienna finishes, the collection includes five-, nine- and fifteen-light chandeliers, a three-light hall/foyer light, a one-light mini pendant, a three-light pendant, a three-light semi-flush mount which can convert into a pendant, and one-, two-, three- and four-light bath fixtures. Incandescent and ENERGY STAR-qualified LED lamping are available; all fixtures are California Title 24 compliant. | CHANDELIERS | Hanford | Chandeliers | Brushed Nickel | 962 | Steel | Satin Etched Glass | D:5.125" H:5.75" |  |  | 9 Medium A19 9.3w |  | 9 | Yes | [14 empty] | 0 | [12 empty] | 374.98 | 749.96 | 1124.94 | D:33'' H:37'' O:158 7/8'' | 24.26 | 33 |  |  | 37 | Center Lock-Up |  |  | 158.875 |  |  |  | No |  | No | [20 empty] | D:5'' H:7/8'' Round |  |  |  |  | 144 | Clear Silver | 120 |  | Hardwired | 0 | 0 | 0 | 1 | 1 | 0 | 0 | 0 | 1 | 0 | 0 | 785652045875 | 37.5 | 35 | 14 | 39.7 | 10.634 | 250 | Yes | [9 empty] | cETL Damp | HANFORD 9L CHAND-962 | Nine Light Chandelier |  | 3124509EN3-962.jpg | 3124509.jpg
3124515-710 | Fifteen Light Chandelier | The transitional styling of the Hanford lighting collection by Sea Gull Lighting is evident in its elegant symmetry articulated by long, sweeping arms. Tapered Etched glass shades produce a soft uplight and make Hanford complementary to a wide array of décor from traditional to contemporary. Offered in both Brushed Nickel and Burnt Sienna finishes, the collection includes five-, nine- and fifteen-light chandeliers, a three-light hall/foyer light, a one-light mini pendant, a three-light pendant, a three-light semi-flush mount which can convert into a pendant, and one-, two-, three- and four-light bath fixtures. Incandescent and ENERGY STAR-qualified LED lamping are available; all fixtures are California Title 24 compliant. | CHANDELIERS | Hanford | Chandeliers | Burnt Sienna | 710 | Steel | Satin Etched Glass | D:5.125" H:5.75" |  |  | 15 Medium A19 60w |  | 15 | No | [14 empty] | 0 | [12 empty] | 629.98 | 1259.96 | 1889.94 | D:43 1/8'' H:42 5/8'' O:164 1/4'' | 44.1 | 43.125 |  |  | 42.625 | Center Lock-Up |  |  | 164.25 |  |  |  | No |  | No | [20 empty] | D:5'' H:7/8'' Round |  |  |  |  | 144 | Brown | 120 |  | Hardwired | 0 | 0 | 0 | 0 | 1 | 0 | 0 | 1 | 1 | 0 | 0 | 785652110788 | 44 | 43 | 16.25 | 63.9 | 17.792 | 250 | Yes | [9 empty] | cETL Damp | HANFORD 15L CHAND-710 | Fifteen Light Chandelier |  | 3124515-710.jpg | 3124515.jpg
3124515EN3-710 | Fifteen Light Chandelier | The transitional styling of the Hanford lighting collection by Sea Gull Lighting is evident in its elegant symmetry articulated by long, sweeping arms. Tapered Etched glass shades produce a soft uplight and make Hanford complementary to a wide array of décor from traditional to contemporary. Offered in both Brushed Nickel and Burnt Sienna finishes, the collection includes five-, nine- and fifteen-light chandeliers, a three-light hall/foyer light, a one-light mini pendant, a three-light pendant, a three-light semi-flush mount which can convert into a pendant, and one-, two-, three- and four-light bath fixtures. Incandescent and ENERGY STAR-qualified LED lamping are available; all fixtures are California Title 24 compliant. | CHANDELIERS | Hanford | Chandeliers | Burnt Sienna | 710 | Steel | Satin Etched Glass | D:5.125" H:5.75" |  |  | 15 Medium A19 9.3w |  | 15 | Yes | [14 empty] | 0 | [12 empty] | 724.98 | 1449.96 | 2174.94 | D:43 1/8'' H:42 5/8'' O:164 1/4'' | 44.1 | 43.125 |  |  | 42.625 | Center Lock-Up |  |  | 164.25 |  |  |  | No |  | No | [20 empty] | D:5'' H:7/8'' Round |  |  |  |  | 144 | Brown | 120 |  | Hardwired | 0 | 0 | 0 | 1 | 1 | 0 | 0 | 0 | 1 | 0 | 0 | 785652045745 | 44 | 43 | 16.25 | 63.9 | 17.792 | 250 | Yes | [9 empty] | cETL Damp | HANFORD 15L CHAND-710 | Fifteen Light Chandelier |  | 3124515EN3-710.jpg | 3124515.jpg
3124603-778 | Three Light Chandelier | The silhouette of the modern Alturas lighting collection by Sea Gull Lighting features an interlocking, spherical steel frame, which harkens back to the Unisphere constructed for the 1964 New York World's Fair. The minimalist Alturas Collection draws the eye to the soft, warm glow of the light emitted from the cylindrical Satin Etched glass shades. The full assortment includes three-, five- and nine-light chandeliers, a one-light mini pendant, a three-light pendant, a two-light semi flush which is convertible into a pendant, and one-, two-, three- and four-light bath fixtures. All fixtures are offered in Brushed Oil Rubbed Bronze, Brushed Nickel and Satin Bronze finishes, the bath fixtures are also offered in Chrome finish. Incandescent and ENERGY STAR-qualified LED lamping are available; all fixtures are California Title 24 compliant. | CHANDELIERS | Alturas | Chandeliers | Brushed Oil Rubbed Bronze | 778 | Steel | Etched / White Inside Glass | D:3.5" H:6.125" |  |  | 3 Medium A19 100w |  | 3 | No | [14 empty] | 0 | [12 empty] | 149.98 | 299.96 | 449.94 | D:19'' H:18 3/4'' O:64'' | 8.2 | 19 |  |  | 18.75 | Center Lock-Up |  |  | 64 |  |  |  | No |  | No | [20 empty] | D:5 1/8'' H:3/4'' Round |  |  |  |  | 144 | Brown |  |  | Hardwired | 0 | 0 | 0 | 0 | 1 | 0 | 0 | 1 | 0 | 0 | 0 | 785652067143 | 21.25 | 20.75 | 13.125 | 11 | 3.349 | 250 | Yes | [9 empty] | cETL Damp | ALTURAS 3L CHAND-778 | Three Light Chandelier |  | 3124603-778.png | 3124603.jpg
3124603-848 | Three Light Chandelier | The silhouette of the modern Alturas lighting collection by Sea Gull Lighting features an interlocking, spherical steel frame, which harkens back to the Unisphere constructed for the 1964 New York World's Fair. The minimalist Alturas Collection draws the eye to the soft, warm glow of the light emitted from the cylindrical Satin Etched glass shades. The full assortment includes three-, five- and nine-light chandeliers, a one-light mini pendant, a three-light pendant, a two-light semi flush which is convertible into a pendant, and one-, two-, three- and four-light bath fixtures. All fixtures are offered in Brushed Oil Rubbed Bronze, Brushed Nickel and Satin Bronze finishes, the bath fixtures are also offered in Chrome finish. Incandescent and ENERGY STAR-qualified LED lamping are available; all fixtures are California Title 24 compliant. | CHANDELIERS | Alturas | Chandeliers | Satin Bronze | 848 | Steel | Etched / White Inside Glass | D:3.5" H:6.125" |  |  | 3 Medium A19 100w |  | 3 | No | [14 empty] | 0 | [12 empty] | 149.98 | 299.96 | 449.94 | D:19'' H:18 3/4'' O:64'' | 8.2 | 19 |  |  | 18.75 | Center Lock-Up |  |  | 64 |  |  |  | No |  | No | [20 empty] | D:5 1/8'' H:3/4'' Round |  |  |  |  | 144 | Gold |  |  | Hardwired | 0 | 0 | 0 | 0 | 1 | 0 | 0 | 1 | 0 | 0 | 0 | 785652000522 | 20.75 | 12.75 | 21.25 | 11.2 | 3.253 | 250 | Yes | [9 empty] | cETL Damp | ALTURAS 3L CHAND-848 | Three Light Chandelier |  | 3124603-848.jpg | 3124603.jpg
3124603-962 | Three Light Chandelier | The silhouette of the modern Alturas lighting collection by Sea Gull Lighting features an interlocking, spherical steel frame, which harkens back to the Unisphere constructed for the 1964 New York World's Fair. The minimalist Alturas Collection draws the eye to the soft, warm glow of the light emitted from the cylindrical Satin Etched glass shades. The full assortment includes three-, five- and nine-light chandeliers, a one-light mini pendant, a three-light pendant, a two-light semi flush which is convertible into a pendant, and one-, two-, three- and four-light bath fixtures. All fixtures are offered in Brushed Oil Rubbed Bronze, Brushed Nickel and Satin Bronze finishes, the bath fixtures are also offered in Chrome finish. Incandescent and ENERGY STAR-qualified LED lamping are available; all fixtures are California Title 24 compliant. | CHANDELIERS | Alturas | Chandeliers | Brushed Nickel | 962 | Steel | Etched / White Inside Glass | D:3.5" H:6.125" |  |  | 3 Medium A19 100w |  | 3 | No | [14 empty] | 0 | [12 empty] | 156.48 | 312.96 | 469.44 | D:19'' H:18 3/4'' O:64'' | 8.2 | 19 |  |  | 18.75 | Center Lock-Up |  |  | 64 |  |  |  | No |  | No | [20 empty] | D:5 1/8'' H:3/4'' Round |  |  |  |  | 144 | Clear Silver |  |  | Hardwired | 0 | 0 | 0 | 0 | 1 | 0 | 0 | 1 | 0 | 0 | 0 | 785652108808 | 21 | 12.75 | 21.5 | 10.9 | 3.331 | 250 | Yes | [9 empty] | cETL Damp | ALTURAS 3L CHAND-962 | Three Light Chandelier |  | 3124603-962.jpg | 3124603.jpg
3124603EN3-778 | Three Light Chandelier | The silhouette of the modern Alturas lighting collection by Sea Gull Lighting features an interlocking, spherical steel frame, which harkens back to the Unisphere constructed for the 1964 New York World's Fair. The minimalist Alturas Collection draws the eye to the soft, warm glow of the light emitted from the cylindrical Satin Etched glass shades. The full assortment includes three-, five- and nine-light chandeliers, a one-light mini pendant, a three-light pendant, a two-light semi flush which is convertible into a pendant, and one-, two-, three- and four-light bath fixtures. All fixtures are offered in Brushed Oil Rubbed Bronze, Brushed Nickel and Satin Bronze finishes, the bath fixtures are also offered in Chrome finish. Incandescent and ENERGY STAR-qualified LED lamping are available; all fixtures are California Title 24 compliant. | CHANDELIERS | Alturas | Chandeliers | Brushed Oil Rubbed Bronze | 778 | Steel | Etched / White Inside Glass | D:3.5" H:6.125" |  |  | 3 Medium A19 9.3w |  | 3 | Yes | [14 empty] | 0 | [12 empty] | 169.98 | 339.96 | 509.94 | D:19'' H:18 3/4'' O:64'' | 8.2 | 19 |  |  | 18.75 | Center Lock-Up |  |  | 64 |  |  |  | No |  | No | [20 empty] | D:5 1/8'' H:3/4'' Round |  |  |  |  | 144 | Brown |  |  | Hardwired | 0 | 0 | 0 | 1 | 1 | 0 | 0 | 0 | 0 | 0 | 0 | 785652068041 | 21.25 | 20.75 | 13.125 | 11 | 3.349 | 250 | Yes | [9 empty] | cETL Damp | ALTURAS 3L LED CHAND-778 | Three Light Chandelier |  | 3124603EN3-778.png | 3124603.jpg
3124603EN3-848 | Three Light Chandelier | The silhouette of the modern Alturas lighting collection by Sea Gull Lighting features an interlocking, spherical steel frame, which harkens back to the Unisphere constructed for the 1964 New York World's Fair. The minimalist Alturas Collection draws the eye to the soft, warm glow of the light emitted from the cylindrical Satin Etched glass shades. The full assortment includes three-, five- and nine-light chandeliers, a one-light mini pendant, a three-light pendant, a two-light semi flush which is convertible into a pendant, and one-, two-, three- and four-light bath fixtures. All fixtures are offered in Brushed Oil Rubbed Bronze, Brushed Nickel and Satin Bronze finishes, the bath fixtures are also offered in Chrome finish. Incandescent and ENERGY STAR-qualified LED lamping are available; all fixtures are California Title 24 compliant. | CHANDELIERS | Alturas | Chandeliers | Satin Bronze | 848 | Steel | Etched / White Inside Glass | D:3.5" H:6.125" |  |  | 3 Medium A19 9.3w |  | 3 | Yes | [14 empty] | 0 | [12 empty] | 169.98 | 339.96 | 509.94 | D:19'' H:18 3/4'' O:64'' | 8.2 | 19 |  |  | 18.75 | Center Lock-Up |  |  | 64 |  |  |  | No |  | No | [20 empty] | D:5 1/8'' H:3/4'' Round |  |  |  |  | 144 | Gold |  |  | Hardwired | 0 | 0 | 0 | 1 | 1 | 0 | 0 | 0 | 0 | 0 | 0 | 785652044366 | 21.25 | 12.75 | 20.75 | 11.2 | 3.253 | 250 | Yes | [9 empty] | cETL Damp | ALTURAS 3L CHAND-848 | Three Light Chandelier |  | 3124603EN3-848.jpg | 3124603.jpg
3124603EN3-962 | Three Light Chandelier | The silhouette of the modern Alturas lighting collection by Sea Gull Lighting features an interlocking, spherical steel frame, which harkens back to the Unisphere constructed for the 1964 New York World's Fair. The minimalist Alturas Collection draws the eye to the soft, warm glow of the light emitted from the cylindrical Satin Etched glass shades. The full assortment includes three-, five- and nine-light chandeliers, a one-light mini pendant, a three-light pendant, a two-light semi flush which is convertible into a pendant, and one-, two-, three- and four-light bath fixtures. All fixtures are offered in Brushed Oil Rubbed Bronze, Brushed Nickel and Satin Bronze finishes, the bath fixtures are also offered in Chrome finish. Incandescent and ENERGY STAR-qualified LED lamping are available; all fixtures are California Title 24 compliant. | CHANDELIERS | Alturas | Chandeliers | Brushed Nickel | 962 | Steel | Etched / White Inside Glass | D:3.5" H:6.125" |  |  | 3 Medium A19 9.3w |  | 3 | Yes | [14 empty] | 0 | [12 empty] | 169.98 | 339.96 | 509.94 | D:19'' H:18 3/4'' O:64'' | 8.2 | 19 |  |  | 18.75 | Center Lock-Up |  |  | 64 |  |  |  | No |  | No | [20 empty] | D:5 1/8'' H:3/4'' Round |  |  |  |  | 144 | Clear Silver |  |  | Hardwired | 0 | 0 | 0 | 1 | 1 | 0 | 0 | 0 | 0 | 0 | 0 | 785652044373 | 21.5 | 12.75 | 21 | 10.9 | 3.331 | 250 | Yes | [9 empty] | cETL Damp | ALTURAS 3L CHAND-962 | Three Light Chandelier |  | 3124603EN3-962.jpg | 3124603.jpg
3124605-778 | Five Light Chandelier | The silhouette of the modern Alturas lighting collection by Sea Gull Lighting features an interlocking, spherical steel frame, which harkens back to the Unisphere constructed for the 1964 New York World's Fair. The minimalist Alturas Collection draws the eye to the soft, warm glow of the light emitted from the cylindrical Satin Etched glass shades. The full assortment includes three-, five- and nine-light chandeliers, a one-light mini pendant, a three-light pendant, a two-light semi flush which is convertible into a pendant, and one-, two-, three- and four-light bath fixtures. All fixtures are offered in Brushed Oil Rubbed Bronze, Brushed Nickel and Satin Bronze finishes, the bath fixtures are also offered in Chrome finish. Incandescent and ENERGY STAR-qualified LED lamping are available; all fixtures are California Title 24 compliant. | CHANDELIERS | Alturas | Chandeliers | Brushed Oil Rubbed Bronze | 778 | Steel | Etched / White Inside Glass | D:3.5" H:6.125" |  |  | 5 Medium A19 100w |  | 5 | No | [14 empty] | 0 | [12 empty] | 242.98 | 485.96 | 728.94 | D:27 1/4'' H:27'' O:71 1/2'' | 13.3 | 27.25 |  |  | 27 | Center Lock-Up |  |  | 71.5 |  |  |  | No |  | No | [20 empty] | D:5 1/8'' H:3/4'' Round |  |  |  |  | 144 | Brown |  |  | Hardwired | 0 | 0 | 0 | 0 | 1 | 0 | 0 | 1 | 0 | 0 | 0 | 785652067150 | 29.75 | 28.625 | 17.625 | 18 | 8.686 | 250 | Yes | [9 empty] | cETL Damp | ALTURAS 5L CHAND-778 | Five Light Chandelier |  | 3124605-778.png | 3124605.jpg
3124605-848 | Five Light Chandelier | The silhouette of the modern Alturas lighting collection by Sea Gull Lighting features an interlocking, spherical steel frame, which harkens back to the Unisphere constructed for the 1964 New York World's Fair. The minimalist Alturas Collection draws the eye to the soft, warm glow of the light emitted from the cylindrical Satin Etched glass shades. The full assortment includes three-, five- and nine-light chandeliers, a one-light mini pendant, a three-light pendant, a two-light semi flush which is convertible into a pendant, and one-, two-, three- and four-light bath fixtures. All fixtures are offered in Brushed Oil Rubbed Bronze, Brushed Nickel and Satin Bronze finishes, the bath fixtures are also offered in Chrome finish. Incandescent and ENERGY STAR-qualified LED lamping are available; all fixtures are California Title 24 compliant. | CHANDELIERS | Alturas | Chandeliers | Satin Bronze | 848 | Steel | Etched / White Inside Glass | D:3.5" H:6.125" |  |  | 5 Medium A19 100w |  | 5 | No | [14 empty] | 0 | [12 empty] | 242.98 | 485.96 | 728.94 | D:27 1/4'' H:27'' O:71 1/2'' | 13.3 | 27.25 |  |  | 27 | Center Lock-Up |  |  | 71.5 |  |  |  | No |  | No | [20 empty] | D:5 1/8'' H:3/4'' Round |  |  |  |  | 144 | Gold |  |  | Hardwired | 0 | 0 | 0 | 0 | 1 | 0 | 0 | 1 | 0 | 0 | 0 | 785652000539 | 29.5 | 17.58 | 28.75 | 18.3 | 8.628 | 250 | Yes | [9 empty] | cETL Damp | ALTURAS 5L CHAND-848 | Five Light Chandelier |  | 3124605-848.jpg | 3124605.jpg
3124605-962 | Five Light Chandelier | The silhouette of the modern Alturas lighting collection by Sea Gull Lighting features an interlocking, spherical steel frame, which harkens back to the Unisphere constructed for the 1964 New York World's Fair. The minimalist Alturas Collection draws the eye to the soft, warm glow of the light emitted from the cylindrical Satin Etched glass shades. The full assortment includes three-, five- and nine-light chandeliers, a one-light mini pendant, a three-light pendant, a two-light semi flush which is convertible into a pendant, and one-, two-, three- and four-light bath fixtures. All fixtures are offered in Brushed Oil Rubbed Bronze, Brushed Nickel and Satin Bronze finishes, the bath fixtures are also offered in Chrome finish. Incandescent and ENERGY STAR-qualified LED lamping are available; all fixtures are California Title 24 compliant. | CHANDELIERS | Alturas | Chandeliers | Brushed Nickel | 962 | Steel | Etched / White Inside Glass | D:3.5" H:6.125" |  |  | 5 Medium A19 100w |  | 5 | No | [14 empty] | 0 | [12 empty] | 249.98 | 499.96 | 749.94 | D:27 1/4'' H:27'' O:71 1/2'' | 13.3 | 27.25 |  |  | 27 | Center Lock-Up |  |  | 71.5 |  |  |  | No |  | No | [20 empty] | D:5 1/8'' H:3/4'' Round |  |  |  |  | 144 | Clear Silver |  |  | Hardwired | 0 | 0 | 0 | 0 | 1 | 0 | 0 | 1 | 0 | 0 | 0 | 785652108815 | 29.5 | 28.5 | 17.75 | 17.8 | 8.636 | 250 | Yes | [9 empty] | cETL Damp | ALTURAS 5L CHAND-962 | Five Light Chandelier |  | 3124605-962.jpg | 3124605.jpg
3124605EN3-778 | Five Light Chandelier | The silhouette of the modern Alturas lighting collection by Sea Gull Lighting features an interlocking, spherical steel frame, which harkens back to the Unisphere constructed for the 1964 New York World's Fair. The minimalist Alturas Collection draws the eye to the soft, warm glow of the light emitted from the cylindrical Satin Etched glass shades. The full assortment includes three-, five- and nine-light chandeliers, a one-light mini pendant, a three-light pendant, a two-light semi flush which is convertible into a pendant, and one-, two-, three- and four-light bath fixtures. All fixtures are offered in Brushed Oil Rubbed Bronze, Brushed Nickel and Satin Bronze finishes, the bath fixtures are also offered in Chrome finish. Incandescent and ENERGY STAR-qualified LED lamping are available; all fixtures are California Title 24 compliant. | CHANDELIERS | Alturas | Chandeliers | Brushed Oil Rubbed Bronze | 778 | Steel | Etched / White Inside Glass | D:3.5" H:6.125" |  |  | 5 Medium A19 9.3w |  | 5 | Yes | [14 empty] | 0 | [12 empty] | 272.98 | 545.96 | 818.94 | D:27 1/4'' H:27'' O:71 1/2'' | 13.3 | 27.25 |  |  | 27 | Center Lock-Up |  |  | 71.5 |  |  |  | No |  | No | [20 empty] | D:5 1/8'' H:3/4'' Round |  |  |  |  | 144 | Brown |  |  | Hardwired | 0 | 0 | 0 | 1 | 1 | 0 | 0 | 0 | 0 | 0 | 0 | 785652068058 | 29.75 | 28.625 | 17.625 | 18 | 8.686 | 250 | Yes | [9 empty] | cETL Damp | ALTURAS 5L LED CHAND-778 | Five Light Chandelier |  | 3124605EN3-778.png | 3124605.jpg
3124605EN3-848 | Five Light Chandelier | The silhouette of the modern Alturas lighting collection by Sea Gull Lighting features an interlocking, spherical steel frame, which harkens back to the Unisphere constructed for the 1964 New York World's Fair. The minimalist Alturas Collection draws the eye to the soft, warm glow of the light emitted from the cylindrical Satin Etched glass shades. The full assortment includes three-, five- and nine-light chandeliers, a one-light mini pendant, a three-light pendant, a two-light semi flush which is convertible into a pendant, and one-, two-, three- and four-light bath fixtures. All fixtures are offered in Brushed Oil Rubbed Bronze, Brushed Nickel and Satin Bronze finishes, the bath fixtures are also offered in Chrome finish. Incandescent and ENERGY STAR-qualified LED lamping are available; all fixtures are California Title 24 compliant. | CHANDELIERS | Alturas | Chandeliers | Satin Bronze | 848 | Steel | Etched / White Inside Glass | D:3.5" H:6.125" |  |  | 5 Medium A19 9.3w |  | 5 | Yes | [14 empty] | 0 | [12 empty] | 272.98 | 545.96 | 818.94 | D:27 1/4'' H:27'' O:71 1/2'' | 13.3 | 27.25 |  |  | 27 | Center Lock-Up |  |  | 71.5 |  |  |  | No |  | No | [20 empty] | D:5 1/8'' H:3/4'' Round |  |  |  |  | 144 | Gold |  |  | Hardwired | 0 | 0 | 0 | 1 | 1 | 0 | 0 | 0 | 0 | 0 | 0 | 785652044410 | 29.5 | 17.58 | 28.75 | 18.3 | 8.628 | 250 | Yes | [9 empty] | cETL Damp | ALTURAS 5L CHAND-848 | Five Light Chandelier |  | 3124605EN3-848.jpg | 3124605.jpg
3124605EN3-962 | Five Light Chandelier | The silhouette of the modern Alturas lighting collection by Sea Gull Lighting features an interlocking, spherical steel frame, which harkens back to the Unisphere constructed for the 1964 New York World's Fair. The minimalist Alturas Collection draws the eye to the soft, warm glow of the light emitted from the cylindrical Satin Etched glass shades. The full assortment includes three-, five- and nine-light chandeliers, a one-light mini pendant, a three-light pendant, a two-light semi flush which is convertible into a pendant, and one-, two-, three- and four-light bath fixtures. All fixtures are offered in Brushed Oil Rubbed Bronze, Brushed Nickel and Satin Bronze finishes, the bath fixtures are also offered in Chrome finish. Incandescent and ENERGY STAR-qualified LED lamping are available; all fixtures are California Title 24 compliant. | CHANDELIERS | Alturas | Chandeliers | Brushed Nickel | 962 | Steel | Etched / White Inside Glass | D:3.5" H:6.125" |  |  | 5 Medium A19 9.3w |  | 5 | Yes | [14 empty] | 0 | [12 empty] | 274.98 | 549.96 | 824.94 | D:27 1/4'' H:27'' O:71 1/2'' | 13.3 | 27.25 |  |  | 27 | Center Lock-Up |  |  | 71.5 |  |  |  | No |  | No | [20 empty] | D:5 1/8'' H:3/4'' Round |  |  |  |  | 144 | Clear Silver |  |  | Hardwired | 0 | 0 | 0 | 1 | 1 | 0 | 0 | 0 | 0 | 0 | 0 | 785652044427 | 29.5 | 28.5 | 17.5 | 17.8 | 8.515 | 250 | Yes | [9 empty] | cETL Damp | ALTURAS 5L CHAND-962 | Five Light Chandelier |  | 3124605EN3-962.jpg | 3124605.jpg
3124609-778 | Nine Light Chandelier | The silhouette of the modern Alturas lighting collection by Sea Gull Lighting features an interlocking, spherical steel frame, which harkens back to the Unisphere constructed for the 1964 New York World's Fair. The minimalist Alturas Collection draws the eye to the soft, warm glow of the light emitted from the cylindrical Satin Etched glass shades. The full assortment includes three-, five- and nine-light chandeliers, a one-light mini pendant, a three-light pendant, a two-light semi flush which is convertible into a pendant, and one-, two-, three- and four-light bath fixtures. All fixtures are offered in Brushed Oil Rubbed Bronze, Brushed Nickel and Satin Bronze finishes, the bath fixtures are also offered in Chrome finish. Incandescent and ENERGY STAR-qualified LED lamping are available; all fixtures are California Title 24 compliant. | CHANDELIERS | Alturas | Chandeliers | Brushed Oil Rubbed Bronze | 778 | Steel | Etched / White Inside Glass | D:3.5" H:6.125" |  |  | 9 Medium A19 60w |  | 9 | No | [14 empty] | 0 | [12 empty] | 424.98 | 849.96 | 1274.94 | D:32 1/2'' H:32 5/8'' O:77 1/8'' | 21.1 | 32.5 |  |  | 32.625 | Center Lock-Up |  |  | 77.125 |  |  |  | No |  | No | [20 empty] | D:5 1/8'' H:3/4'' Round |  |  |  |  | 144 | Brown |  |  | Hardwired | 0 | 0 | 0 | 0 | 1 | 0 | 0 | 1 | 0 | 0 | 0 | 785652067167 | 35.25 | 34.5 | 20.625 | 28.7 | 14.515 | 250 | Yes | [9 empty] | cETL Damp | ALTURAS 9L CHAND-778 | Nine Light Chandelier |  | 3124609-778.png | 3124609.jpg
3124609-848 | Nine Light Chandelier | The silhouette of the modern Alturas lighting collection by Sea Gull Lighting features an interlocking, spherical steel frame, which harkens back to the Unisphere constructed for the 1964 New York World's Fair. The minimalist Alturas Collection draws the eye to the soft, warm glow of the light emitted from the cylindrical Satin Etched glass shades. The full assortment includes three-, five- and nine-light chandeliers, a one-light mini pendant, a three-light pendant, a two-light semi flush which is convertible into a pendant, and one-, two-, three- and four-light bath fixtures. All fixtures are offered in Brushed Oil Rubbed Bronze, Brushed Nickel and Satin Bronze finishes, the bath fixtures are also offered in Chrome finish. Incandescent and ENERGY STAR-qualified LED lamping are available; all fixtures are California Title 24 compliant. | CHANDELIERS | Alturas | Chandeliers | Satin Bronze | 848 | Steel | Etched / White Inside Glass | D:3.5" H:6.125" |  |  | 9 Medium A19 60w |  | 9 | No | [14 empty] | 0 | [12 empty] | 424.98 | 849.96 | 1274.94 | D:32 1/2'' H:32 5/8'' O:77 1/8'' | 21.1 | 32.5 |  |  | 32.625 | Center Lock-Up |  |  | 77.125 |  |  |  | No |  | No | [20 empty] | D:5 1/8'' H:3/4'' Round |  |  |  |  | 144 | Gold |  |  | Hardwired | 0 | 0 | 0 | 0 | 1 | 0 | 0 | 1 | 0 | 0 | 0 | 785652000546 | 34.5 | 20.5 | 35.38 | 28.8 | 14.481 | 250 | Yes | [9 empty] | cETL Damp | ALTURAS 9L CHAND-848 | Nine Light Chandelier |  | 3124609-848.jpg | 3124609.jpg
3124609-962 | Nine Light Chandelier | The silhouette of the modern Alturas lighting collection by Sea Gull Lighting features an interlocking, spherical steel frame, which harkens back to the Unisphere constructed for the 1964 New York World's Fair. The minimalist Alturas Collection draws the eye to the soft, warm glow of the light emitted from the cylindrical Satin Etched glass shades. The full assortment includes three-, five- and nine-light chandeliers, a one-light mini pendant, a three-light pendant, a two-light semi flush which is convertible into a pendant, and one-, two-, three- and four-light bath fixtures. All fixtures are offered in Brushed Oil Rubbed Bronze, Brushed Nickel and Satin Bronze finishes, the bath fixtures are also offered in Chrome finish. Incandescent and ENERGY STAR-qualified LED lamping are available; all fixtures are California Title 24 compliant. | CHANDELIERS | Alturas | Chandeliers | Brushed Nickel | 962 | Steel | Etched / White Inside Glass | D:3.5" H:6.125" |  |  | 9 Medium A19 60w |  | 9 | No | [14 empty] | 0 | [12 empty] | 442.98 | 885.96 | 1328.94 | D:32 1/2'' H:32 5/8'' O:77 1/8'' | 21.1 | 32.5 |  |  | 32.625 | Center Lock-Up |  |  | 77.125 |  |  |  | No |  | No | [20 empty] | D:5 1/8'' H:3/4'' Round |  |  |  |  | 144 | Clear Silver |  |  | Hardwired | 0 | 0 | 0 | 0 | 1 | 0 | 0 | 1 | 0 | 0 | 0 | 785652108914 | 35 | 39.5 | 20.25 | 28.1 | 16.201 | 300 | Yes | [9 empty] | cETL Damp | ALTURAS 9L CHAND-962 | Nine Light Chandelier |  | 3124609-962.jpg | 3124609.jpg
3124609EN3-778 | Nine Light Chandelier | The silhouette of the modern Alturas lighting collection by Sea Gull Lighting features an interlocking, spherical steel frame, which harkens back to the Unisphere constructed for the 1964 New York World's Fair. The minimalist Alturas Collection draws the eye to the soft, warm glow of the light emitted from the cylindrical Satin Etched glass shades. The full assortment includes three-, five- and nine-light chandeliers, a one-light mini pendant, a three-light pendant, a two-light semi flush which is convertible into a pendant, and one-, two-, three- and four-light bath fixtures. All fixtures are offered in Brushed Oil Rubbed Bronze, Brushed Nickel and Satin Bronze finishes, the bath fixtures are also offered in Chrome finish. Incandescent and ENERGY STAR-qualified LED lamping are available; all fixtures are California Title 24 compliant. | CHANDELIERS | Alturas | Chandeliers | Brushed Oil Rubbed Bronze | 778 | Steel | Etched / White Inside Glass | D:3.5" H:6.125" |  |  | 9 Medium A19 9.3w |  | 9 | Yes | [14 empty] | 0 | [12 empty] | 474.98 | 949.96 | 1424.94 | D:32 1/2'' H:32 5/8'' O:77 1/8'' | 21.1 | 32.5 |  |  | 32.625 | Center Lock-Up |  |  | 77.125 |  |  |  | No |  | No | [20 empty] | D:5 1/8'' H:3/4'' Round |  |  |  |  | 144 | Brown |  |  | Hardwired | 0 | 0 | 0 | 1 | 1 | 0 | 0 | 0 | 0 | 0 | 0 | 785652068065 | 35.25 | 34.5 | 20.625 | 28.7 | 14.515 | 250 | Yes | [9 empty] | cETL Damp | ALTURAS 9L LED CHAND-778 | Nine Light Chandelier |  | 3124609EN3-778.png | 3124609.jpg
3124609EN3-848 | Nine Light Chandelier | The silhouette of the modern Alturas lighting collection by Sea Gull Lighting features an interlocking, spherical steel frame, which harkens back to the Unisphere constructed for the 1964 New York World's Fair. The minimalist Alturas Collection draws the eye to the soft, warm glow of the light emitted from the cylindrical Satin Etched glass shades. The full assortment includes three-, five- and nine-light chandeliers, a one-light mini pendant, a three-light pendant, a two-light semi flush which is convertible into a pendant, and one-, two-, three- and four-light bath fixtures. All fixtures are offered in Brushed Oil Rubbed Bronze, Brushed Nickel and Satin Bronze finishes, the bath fixtures are also offered in Chrome finish. Incandescent and ENERGY STAR-qualified LED lamping are available; all fixtures are California Title 24 compliant. | CHANDELIERS | Alturas | Chandeliers | Satin Bronze | 848 | Steel | Etched / White Inside Glass | D:3.5" H:6.125" |  |  | 9 Medium A19 9.3w |  | 9 | Yes | [14 empty] | 0 | [12 empty] | 474.98 | 949.96 | 1424.94 | D:32 1/2'' H:32 5/8'' O:77 1/8'' | 21.1 | 32.5 |  |  | 32.625 | Center Lock-Up |  |  | 77.125 |  |  |  | No |  | No | [20 empty] | D:5 1/8'' H:3/4'' Round |  |  |  |  | 144 | Gold |  |  | Hardwired | 0 | 0 | 0 | 1 | 1 | 0 | 0 | 0 | 0 | 0 | 0 | 785652048357 | 35.5 | 20.5 | 34.5 | 28.8 | 14.53 | 250 | Yes | [9 empty] | cETL Damp | ALTURAS 9L CHAND-848 | Nine Light Chandelier |  | 3124609EN3-848.jpg | 3124609.jpg
3124609EN3-962 | Nine Light Chandelier | The silhouette of the modern Alturas lighting collection by Sea Gull Lighting features an interlocking, spherical steel frame, which harkens back to the Unisphere constructed for the 1964 New York World's Fair. The minimalist Alturas Collection draws the eye to the soft, warm glow of the light emitted from the cylindrical Satin Etched glass shades. The full assortment includes three-, five- and nine-light chandeliers, a one-light mini pendant, a three-light pendant, a two-light semi flush which is convertible into a pendant, and one-, two-, three- and four-light bath fixtures. All fixtures are offered in Brushed Oil Rubbed Bronze, Brushed Nickel and Satin Bronze finishes, the bath fixtures are also offered in Chrome finish. Incandescent and ENERGY STAR-qualified LED lamping are available; all fixtures are California Title 24 compliant. | CHANDELIERS | Alturas | Chandeliers | Brushed Nickel | 962 | Steel | Etched / White Inside Glass | D:3.5" H:6.125" |  |  | 9 Medium A19 9.3w |  | 9 | Yes | [14 empty] | 0 | [12 empty] | 499.98 | 999.96 | 1499.94 | D:32 1/2'' H:32 5/8'' O:77 1/8'' | 21.1 | 32.5 |  |  | 32.625 | Center Lock-Up |  |  | 77.125 |  |  |  | No |  | No | [20 empty] | D:5 1/8'' H:3/4'' Round |  |  |  |  | 144 | Clear Silver |  |  | Hardwired | 0 | 0 | 0 | 1 | 1 | 0 | 0 | 0 | 0 | 0 | 0 | 785652044434 | 39.5 | 35 | 20.25 | 28.1 | 16.201 | 300 | Yes | [9 empty] | cETL Damp | ALTURAS 9L CHAND-962 | Nine Light Chandelier |  | 3124609EN3-962.jpg | 3124609.jpg
3124904-846 | Four Light Chandelier | The transitional Socorro lighting collection by Sea Gull Lighting features a classic, barbed Quatrefoil profile - wholly updated by combining a distressed Cerused Oak finish on the decorative silhouette with the rich Stardust finish on the metal bobeches and decorative strapping to create undeniable rustic charm. While still offered in its original finish Stardust, the Socorro has been beautifully updated with our popular Washed Pine and Chrome finish to offer a modern take on this timeless industrial beauty. The collection includes a four-light mini-chandelier, medium and large six-light chandeliers, and four-light and six-light hall / foyer pendants. Incandescent candelabra base lamping. | CHANDELIERS | Socorro | Chandeliers | Stardust / Cerused Oak | 846 / 735 | Steel |  |  |  |  | 4 Candelabra Torpedo 60w |  | 4 | No | [14 empty] | 0 | [12 empty] | 188.98 | N/A | 566.94 | D:22'' H:18 3/8'' O:140 3/8'' | 8.9 | 22 |  |  | 18.375 | Center Lock-Up |  |  | 140.375 |  |  |  | No |  | No | [20 empty] | D:5'' H:1'' Round |  |  |  |  | 144 | Brown | 120 |  | Hardwired | 0 | 0 | 0 | 0 | 1 | 0 | 0 | 1 | 1 | 0 | 0 | 785652108280 | 19.25 | 19 | 17.5 | 11.2 | 3.704 | 250 | Yes | [9 empty] | cETL Damp | SOCORRO 4L CHAND-846 | Four Light Chandelier |  | 3124904-846.jpg | 3124904.jpg
3124904-872 | Four Light Chandelier | The transitional Socorro lighting collection by Sea Gull Lighting features a classic, barbed Quatrefoil profile - wholly updated by combining a distressed Cerused Oak finish on the decorative silhouette with the rich Stardust finish on the metal bobeches and decorative strapping to create undeniable rustic charm. While still offered in its original finish Stardust, the Socorro has been beautifully updated with our popular Washed Pine and Chrome finish to offer a modern take on this timeless industrial beauty. The collection includes a four-light mini-chandelier, medium and large six-light chandeliers, and four-light and six-light hall / foyer pendants. Incandescent candelabra base lamping. | CHANDELIERS | Socorro | Chandeliers | Washed Pine / Chrome | 872 / 05 | Steel |  |  |  |  | 4 Candelabra Torpedo 60w |  | 4 | No | [14 empty] | 0 | [12 empty] | 188.98 | N/A | 566.94 | D:22'' H:18 3/8'' O:140 3/8'' | 8.9 | 22 |  |  | 18.375 | Center Lock-Up |  |  | 140.375 |  |  |  | No |  | No | [20 empty] | D:5'' H:1'' Round |  |  |  |  | 144 | Clear Silver | 120 |  | Hardwired | 0 | 0 | 0 | 0 | 1 | 0 | 0 | 1 | 1 | 0 | 0 | 785652067877 | 19.25 | 19 | 17.25 | 11.1 | 3.651 | 250 | Yes | [9 empty] | cETL Damp | SOCORRO 4L CHAND-872 | Four Light Chandelier |  | 3124904-872.png | 3124904.jpg
3124904EN-846 | Four Light Chandelier | The transitional Socorro lighting collection by Sea Gull Lighting features a classic, barbed Quatrefoil profile - wholly updated by combining a distressed Cerused Oak finish on the decorative silhouette with the rich Stardust finish on the metal bobeches and decorative strapping to create undeniable rustic charm. While still offered in its original finish Stardust, the Socorro has been beautifully updated with our popular Washed Pine and Chrome finish to offer a modern take on this timeless industrial beauty. The collection includes a four-light mini-chandelier, medium and large six-light chandeliers, and four-light and six-light hall / foyer pendants. Incandescent candelabra base lamping. | CHANDELIERS | Socorro | Chandeliers | Stardust / Cerused Oak | 846 / 735 | Steel |  |  |  |  | 4 Candelabra Torpedo 3.5w |  | 4 | Yes | [14 empty] | 0 | [12 empty] | 213.48 | N/A | 640.44 | D:22'' H:18 3/8'' O:140 3/8'' | 8.9 | 22 |  |  | 18.375 | Center Lock-Up |  |  | 140.375 |  |  |  | No |  | No | [20 empty] | D:5'' H:1'' Round |  |  |  |  | 144 | Brown | 120 |  | Hardwired | 0 | 0 | 0 | 1 | 1 | 0 | 0 | 0 | 1 | 0 | 0 | 785652028519 | 19.25 | 19 | 17.5 | 11.2 | 3.704 | 250 | Yes | [9 empty] | cETL Damp | SOCORRO 4L CHAND-846 | Four Light Chandelier |  | 3124904EN-846.jpg | 3124904.jpg
3124904EN-872 | Four Light Chandelier | The transitional Socorro lighting collection by Sea Gull Lighting features a classic, barbed Quatrefoil profile - wholly updated by combining a distressed Cerused Oak finish on the decorative silhouette with the rich Stardust finish on the metal bobeches and decorative strapping to create undeniable rustic charm. While still offered in its original finish Stardust, the Socorro has been beautifully updated with our popular Washed Pine and Chrome finish to offer a modern take on this timeless industrial beauty. The collection includes a four-light mini-chandelier, medium and large six-light chandeliers, and four-light and six-light hall / foyer pendants. Incandescent candelabra base lamping. | CHANDELIERS | Socorro | Chandeliers | Washed Pine / Chrome | 872 / 05 | Steel |  |  |  |  | 4 Candelabra Torpedo 3.5w |  | 4 | Yes | [14 empty] | 0 | [12 empty] | 213.48 | N/A | 640.44 | D:22'' H:18 3/8'' O:140 3/8'' | 8.9 | 22 |  |  | 18.375 | Center Lock-Up |  |  | 140.375 |  |  |  | No |  | No | [20 empty] | D:5'' H:1'' Round |  |  |  |  | 144 | Clear Silver | 120 |  | Hardwired | 0 | 0 | 0 | 1 | 1 | 0 | 0 | 0 | 1 | 0 | 0 | 785652068652 | 19.25 | 19 | 17.25 | 11.1 | 3.651 | 250 | Yes | [9 empty] | cETL Damp | SOCORRO 4L LED CHAND-872 | Four Light Chandelier |  | 3124904EN-872.png | 3124904.jpg
3124906-846 | Six Light Chandelier | The transitional Socorro lighting collection by Sea Gull Lighting features a classic, barbed Quatrefoil profile - wholly updated by combining a distressed Cerused Oak finish on the decorative silhouette with the rich Stardust finish on the metal bobeches and decorative strapping to create undeniable rustic charm. While still offered in its original finish Stardust, the Socorro has been beautifully updated with our popular Washed Pine and Chrome finish to offer a modern take on this timeless industrial beauty. The collection includes a four-light mini-chandelier, medium and large six-light chandeliers, and four-light and six-light hall / foyer pendants. Incandescent candelabra base lamping. | CHANDELIERS | Socorro | Chandeliers | Stardust / Cerused Oak | 846 / 735 | Steel |  |  |  |  | 6 Candelabra Torpedo 60w |  | 6 | No | [14 empty] | 0 | [12 empty] | 269.98 | N/A | 809.94 | D:26'' H:22'' O:144 1/4'' | 15.8 | 26 |  |  | 22 | Center Lock-Up |  |  | 144.25 |  |  |  | No |  | No | [20 empty] | D:5'' H:1'' Round |  |  |  |  | 144 | Brown | 120 |  | Hardwired | 0 | 0 | 0 | 0 | 1 | 0 | 0 | 1 | 1 | 0 | 0 | 785652108297 | 29.25 | 26.25 | 21.5 | 19.1 | 9.553 | 250 | Yes | [9 empty] | cETL Damp | SOCORRO 6L CHAND-846 | Six Light Chandelier |  | 3124906-846.jpg | 3124906.jpg
3124906-872 | Six Light Chandelier | The transitional Socorro lighting collection by Sea Gull Lighting features a classic, barbed Quatrefoil profile - wholly updated by combining a distressed Cerused Oak finish on the decorative silhouette with the rich Stardust finish on the metal bobeches and decorative strapping to create undeniable rustic charm. While still offered in its original finish Stardust, the Socorro has been beautifully updated with our popular Washed Pine and Chrome finish to offer a modern take on this timeless industrial beauty. The collection includes a four-light mini-chandelier, medium and large six-light chandeliers, and four-light and six-light hall / foyer pendants. Incandescent candelabra base lamping. | CHANDELIERS | Socorro | Chandeliers | Washed Pine / Chrome | 872 / 05 | Steel |  |  |  |  | 6 Candelabra Torpedo 60w |  | 6 | No | [14 empty] | 0 | [12 empty] | 269.98 | N/A | 809.94 | D:26'' H:22'' O:144 1/4'' | 15.8 | 26 |  |  | 22 | Center Lock-Up |  |  | 144.25 |  |  |  | No |  | No | [20 empty] | D:5'' H:1'' Round |  |  |  |  | 144 | Clear Silver | 120 |  | Hardwired | 0 | 0 | 0 | 0 | 1 | 0 | 0 | 0 | 1 | 0 | 0 | 785652067884 | 45.5 | 36.25 | 16 | 48.5 | 15.272 | 250 | Yes | [9 empty] | cETL Damp | SOCORRO 6L CHAND-872 | Six Light Chandelier |  | 3124906-872.png | 3124906.jpg
3124906EN-846 | Six Light Chandelier | The transitional Socorro lighting collection by Sea Gull Lighting features a classic, barbed Quatrefoil profile - wholly updated by combining a distressed Cerused Oak finish on the decorative silhouette with the rich Stardust finish on the metal bobeches and decorative strapping to create undeniable rustic charm. While still offered in its original finish Stardust, the Socorro has been beautifully updated with our popular Washed Pine and Chrome finish to offer a modern take on this timeless industrial beauty. The collection includes a four-light mini-chandelier, medium and large six-light chandeliers, and four-light and six-light hall / foyer pendants. Incandescent candelabra base lamping. | CHANDELIERS | Socorro | Chandeliers | Stardust / Cerused Oak | 846 / 735 | Steel |  |  |  |  | 6 Candelabra Torpedo 3.5w |  | 6 | Yes | [14 empty] | 0 | [12 empty] | 299.98 | N/A | 899.94 | D:26'' H:22'' O:144 1/4'' | 15.8 | 26 |  |  | 22 | Center Lock-Up |  |  | 144.25 |  |  |  | No |  | No | [20 empty] | D:5'' H:1'' Round |  |  |  |  | 144 | Brown | 120 |  | Hardwired | 0 | 0 | 0 | 1 | 1 | 0 | 0 | 0 | 1 | 0 | 0 | 785652028625 | 29.25 | 26.25 | 21.5 | 19.1 | 9.553 | 250 | Yes | [9 empty] | cETL Damp | SOCORRO 4L CHAND-846 | Six Light Chandelier |  | 3124906EN-846.jpg | 3124906.jpg
3124906EN-872 | Six Light Chandelier | The transitional Socorro lighting collection by Sea Gull Lighting features a classic, barbed Quatrefoil profile - wholly updated by combining a distressed Cerused Oak finish on the decorative silhouette with the rich Stardust finish on the metal bobeches and decorative strapping to create undeniable rustic charm. While still offered in its original finish Stardust, the Socorro has been beautifully updated with our popular Washed Pine and Chrome finish to offer a modern take on this timeless industrial beauty. The collection includes a four-light mini-chandelier, medium and large six-light chandeliers, and four-light and six-light hall / foyer pendants. Incandescent candelabra base lamping. | CHANDELIERS | Socorro | Chandeliers | Washed Pine / Chrome | 872 / 05 | Steel |  |  |  |  | 6 Candelabra Torpedo 3.5w |  | 6 | Yes | [14 empty] | 0 | [12 empty] | 299.98 | N/A | 899.94 | D:26'' H:22'' O:144 1/4'' | 15.8 | 26 |  |  | 22 | Center Lock-Up |  |  | 144.25 |  |  |  | No |  | No | [20 empty] | D:5'' H:1'' Round |  |  |  |  | 144 | Clear Silver | 120 |  | Hardwired | 0 | 0 | 0 | 1 | 1 | 0 | 0 | 0 | 1 | 0 | 0 | 785652068669 | 45.5 | 36.25 | 16 | 48.5 | 15.272 | 250 | Yes | [9 empty] | cETL Damp | SOCORRO 4L LED CHAND-872 | Six Light Chandelier |  | 3124906EN-872.png | 3124906.jpg
3125003-782 | Three Light Chandelier | The strands of translucent natural Capiz shells featured on the transitional Corsicana lighting collection by Sea Gull Lighting lend an organic feel to this elegant collection and diffuse the light with a fantastic effect. The rich, tiered designs are created using multiple lengths of strands suspended from a steel frame. The assortment includes three- and five-light chandeliers and a one-light mini-pendant, all offered in an Heirloom Bronze finish. Incandescent and ENERGY STAR-qualified LED lamping are available; all fixtures are California Title 24 compliant. | CHANDELIERS | Corsicana | Chandeliers | Heirloom Bronze | 782 | Steel | White Capiz Shell Capiz Shell | W:8.625" H:10" |  |  | 3 Medium A19 100w |  | 3 | No | [14 empty] | 0 | [12 empty] | 166.48 | 332.96 | 499.44 | D:17'' H:13 1/2'' O:59 7/8'' | 8.6 | 17 |  |  | 13.5 | Center Lock-Up |  |  | 59.875 |  |  |  | No |  | No | [20 empty] | D:5'' H:7/8'' Round |  |  |  |  | 120 | Brown |  |  | Hardwired | 0 | 0 | 0 | 0 | 1 | 0 | 0 | 1 | 0 | 0 | 0 | 785652108440 | 19.25 | 19.25 | 8.25 | 11.5 | 1.769 | 125 | Yes | [9 empty] | cETL Damp | CORSICANA 3L CHAND-782 | Three Light Chandelier |  | 3125003-782.jpg | 3125003.jpg
3125003EN3-782 | Three Light Chandelier | The strands of translucent natural Capiz shells featured on the transitional Corsicana lighting collection by Sea Gull Lighting lend an organic feel to this elegant collection and diffuse the light with a fantastic effect. The rich, tiered designs are created using multiple lengths of strands suspended from a steel frame. The assortment includes three- and five-light chandeliers and a one-light mini-pendant, all offered in an Heirloom Bronze finish. Incandescent and ENERGY STAR-qualified LED lamping are available; all fixtures are California Title 24 compliant. | CHANDELIERS | Corsicana | Chandeliers | Heirloom Bronze | 782 | Steel | White Capiz Shell Capiz Shell | W:2" H:2.375" |  |  | 3 Medium A19 9.3w |  | 3 | Yes | [14 empty] | 0 | [12 empty] | 184.98 | 369.96 | 554.94 | D:17'' H:13 1/2'' O:59 7/8'' | 8.6 | 17 |  |  | 13.5 | Center Lock-Up |  |  | 59.875 |  |  |  | No |  | No | [20 empty] | D:5'' H:7/8'' Round |  |  |  |  | 120 | Brown |  |  | Hardwired | 0 | 0 | 0 | 1 | 1 | 0 | 0 | 0 | 0 | 0 | 0 | 785652048364 | 19.25 | 19.25 | 8.25 | 11.5 | 1.769 | 125 | Yes | [9 empty] | cETL Damp | CORSICANA 3L CHAND-782 | Three Light Chandelier |  | 3125003EN3-782.jpg | 3125003.jpg
3127803-839 | Three Light Chandelier | The Morill lighting collection by Sea Gull Lighting combines retro and industrial trends to make an impactful design statement. The warm, textured Blacksmith finish contrasts dramatically with the goblet-shaped, Clear Seeded glass shades which are especially dramatic when used with antique style Edison light bulbs, making the fixtures the perfect addition to any space. The rich Blacksmith finish adds another layer of retro design to the warm look. The assortment includes three-, five- and nine-light chandeliers; a three-light foyer pendant; a one-light sconce; and two-, three- and four-light bath vanity fixtures. All fixtures are California Title 24 compliant and easily convert to LED by purchasing LED lamps sold separately. | CHANDELIERS | Morill | Chandeliers | Blacksmith | 839 | Steel | Clear Seeded Glass | D:4.875" H:6.25" |  |  | 3 Medium ST19 60w |  | 3 | No | [14 empty] | 0 | [12 empty] | 97.98 | 195.96 | 293.94 | D:19 1/2'' H:18'' O:56 1/4'' |  | 19.5 |  |  | 18 | Center Lock-Up |  |  | 56.25 |  |  |  | No |  | No | [20 empty] | D:5'' H:3/4'' Round |  |  |  |  | 72 | Black | 36 |  | Hardwired | 0 | 0 | 0 | 0 | 1 | 0 | 0 | 0 | 1 | 0 | 0 | 785652001772 | 21.5 | 21 | 9.25 | 10 | 2.417 | 175 | Yes | [9 empty] | cETL Dry | MORILL 3L CHAND-839 | Three Light Chandelier |  | 3127803-839.jpg | 3127803.jpg
3127803EN7-839 | Three Light Chandelier | The Morill lighting collection by Sea Gull Lighting combines retro and industrial trends to make an impactful design statement. The warm, textured Blacksmith finish contrasts dramatically with the goblet-shaped, Clear Seeded glass shades which are especially dramatic when used with antique style Edison light bulbs, making the fixtures the perfect addition to any space. The rich Blacksmith finish adds another layer of retro design to the warm look. The assortment includes three-, five- and nine-light chandeliers; a three-light foyer pendant; a one-light sconce; and two-, three- and four-light bath vanity fixtures. All fixtures are California Title 24 compliant and easily convert to LED by purchasing LED lamps sold separately. | CHANDELIERS | Morill | Chandeliers | Blacksmith | 839 | Steel | Clear Seeded Glass | D:4.875" H:6.25" |  |  | 3 Medium A19 8.5w |  | 3 | Yes | [14 empty] | 0 | [12 empty] | 119.48 | 238.96 | 358.44 | D:19 1/2'' H:18'' O:56 1/4'' |  | 19.5 |  |  | 18 | Center Lock-Up |  |  | 56.25 |  |  |  | No |  | No | [20 empty] | D:5'' H:3/4'' Round |  |  |  |  | 72 | Black | 36 |  | Hardwired | 0 | 0 | 0 | 1 | 1 | 0 | 0 | 0 | 1 | 0 | 0 | 785652069185 | 21.5 | 21 | 9.25 | 10 | 2.417 | 175 | Yes | [9 empty] | cETL Dry | MORILL 3L LED CHAND-839 | Three Light Chandelier |  | 3127803EN7-839.jpg | 3127803.jpg
3127805-839 | Five Light Chandelier | The Morill lighting collection by Sea Gull Lighting combines retro and industrial trends to make an impactful design statement. The warm, textured Blacksmith finish contrasts dramatically with the goblet-shaped, Clear Seeded glass shades which are especially dramatic when used with antique style Edison light bulbs, making the fixtures the perfect addition to any space. The rich Blacksmith finish adds another layer of retro design to the warm look. The assortment includes three-, five- and nine-light chandeliers; a three-light foyer pendant; a one-light sconce; and two-, three- and four-light bath vanity fixtures. All fixtures are California Title 24 compliant and easily convert to LED by purchasing LED lamps sold separately. | CHANDELIERS | Morill | Chandeliers | Blacksmith | 839 | Steel | Clear Seeded Glass | D:4.875" H:6.25" |  |  | 5 Medium ST19 60w |  | 5 | No | [14 empty] | 0 | [12 empty] | 149.98 | 299.96 | 449.94 | D:26 3/8'' H:20 1/2'' O:95'' |  | 26.375 |  |  | 20.5 | Center Lock-Up |  |  | 95 |  |  |  | No |  | No | [20 empty] | D:5'' H:3/4'' Round |  |  |  |  | 120 | Black | 72 |  | Hardwired | 0 | 0 | 0 | 0 | 1 | 0 | 0 | 0 | 1 | 0 | 0 | 785652001154 | 28 | 23 | 11.75 | 16.1 | 4.379 | 250 | Yes | [9 empty] | cETL Dry | MORILL 5L CHAND-839 | Five Light Chandelier |  | 3127805-839.jpg | 3127805.jpg
3127805EN7-839 | Five Light Chandelier | The Morill lighting collection by Sea Gull Lighting combines retro and industrial trends to make an impactful design statement. The warm, textured Blacksmith finish contrasts dramatically with the goblet-shaped, Clear Seeded glass shades which are especially dramatic when used with antique style Edison light bulbs, making the fixtures the perfect addition to any space. The rich Blacksmith finish adds another layer of retro design to the warm look. The assortment includes three-, five- and nine-light chandeliers; a three-light foyer pendant; a one-light sconce; and two-, three- and four-light bath vanity fixtures. All fixtures are California Title 24 compliant and easily convert to LED by purchasing LED lamps sold separately. | CHANDELIERS | Morill | Chandeliers | Blacksmith | 839 | Steel | Clear Seeded Glass | D:4.875" H:6.25" |  |  | 5 Medium A19 8.5w |  | 5 | Yes | [14 empty] | 0 | [12 empty] | 188.98 | 377.96 | 566.94 | D:26 3/8'' H:20 1/2'' O:95'' |  | 26.375 |  |  | 20.5 | Center Lock-Up |  |  | 95 |  |  |  | No |  | No | [20 empty] | D:5'' H:3/4'' Round |  |  |  |  | 120 | Black | 72 |  | Hardwired | 0 | 0 | 0 | 1 | 1 | 0 | 0 | 0 | 1 | 0 | 0 | 785652069192 | 28 | 23 | 11.75 | 16.1 | 4.379 | 250 | Yes | [9 empty] | cETL Dry | MORILL 5L LED CHAND-839 | Five Light Chandelier |  | 3127805EN7-839.jpg | 3127805.jpg
3127809-839 | Nine Light Chandelier | The Morill lighting collection by Sea Gull Lighting combines retro and industrial trends to make an impactful design statement. The warm, textured Blacksmith finish contrasts dramatically with the goblet-shaped, Clear Seeded glass shades which are especially dramatic when used with antique style Edison light bulbs, making the fixtures the perfect addition to any space. The rich Blacksmith finish adds another layer of retro design to the warm look. The assortment includes three-, five- and nine-light chandeliers; a three-light foyer pendant; a one-light sconce; and two-, three- and four-light bath vanity fixtures. All fixtures are California Title 24 compliant and easily convert to LED by purchasing LED lamps sold separately. | CHANDELIERS | Morill | Chandeliers | Blacksmith | 839 | Steel | Undefined Glass | D:4.875" H:6.25" |  |  | 9 Medium ST19 60w |  | 9 | No | [14 empty] | 0 | [12 empty] | 299.98 | 599.96 | 899.94 | D:31 1/2'' H:30'' O:104 1/2'' |  | 31.5 |  |  | 30 | Center Lock-Up |  |  | 104.5 |  |  |  | No |  | No | [20 empty] | D:5'' H:3/4'' Round |  |  |  |  | 120 | Black | 72 |  | Hardwired | 0 | 0 | 0 | 0 | 1 | 0 | 0 | 0 | 1 | 0 | 0 | 785652001789 | 33 | 32.25 | 13.5 | 28.3 | 8.314 | 250 | Yes | [9 empty] | cETL Dry | MORILL 9L CHAND-839 | Nine Light Chandelier |  | 3127809-839.jpg | 3127809.jpg
3128003-962 | Three Light Chandelier | The mid-century inspired Nance lighting collection by Sea Gull Lighting is a versatile transitional design which fits in a wide array of traditional or contemporary settings. The tapered, off-white, faux silk shades add warmth and sophistication. The large pendant and semi-flush faux silk drum shades are complemented nicely with Satin Etched Opal glass diffusers to soften the downlight. In either of the available Brushed Nickel or Heirloom Bronze finishes, all the Nance fixtures are timeless additions to any foyer, kitchen or dining area. The assortment includes three- five- and nine-light chandeliers; a one-light wall sconce; two- and three-light bath vanities and a two-light semi-flush convertible drum pendant. Incandescent and ENERGY STAR-qualified LED lamping are available; all fixtures are California Title 24 compliant. | CHANDELIERS | Nance | Chandeliers | Brushed Nickel | 962 | Steel | Off-White Faux Silk Fabric | D:4.5" H:6.5" | D:3.5625" |  | 3 Candelabra Torpedo 60w |  | 3 | No | [14 empty] | 0 | [12 empty] | 75 | 150 | 225 | D:21'' H:15'' O:52 1/2'' | 4.9 | 21 |  |  | 15 | Center Lock-Up |  |  | 52.5 |  |  |  | No |  | No | [20 empty] | D:5'' H:1'' Round |  |  |  |  | 72 | Clear Silver | 36 |  | Hardwired | 0 | 0 | 0 | 0 | 1 | 0 | 0 | 0 | 1 | 0 | 0 | 785652001857 | 21 | 9 | 12 | 6.2 | 1.313 | 175 | Yes | [8 empty] | ETL Damp | cETL Damp | NANCE 3L CHAND-962 | Three Light Chandelier |  | 3128003-962.jpg | 3128003.jpg
3128003EN-782 | Three Light Chandelier | The mid-century inspired Nance lighting collection by Sea Gull Lighting is a versatile transitional design which fits in a wide array of traditional or contemporary settings. The tapered, off-white, faux silk shades add warmth and sophistication. The large pendant and semi-flush faux silk drum shades are complemented nicely with Satin Etched Opal glass diffusers to soften the downlight. In either of the available Brushed Nickel or Heirloom Bronze finishes, all the Nance fixtures are timeless additions to any foyer, kitchen or dining area. The assortment includes three- five- and nine-light chandeliers; a one-light wall sconce; two- and three-light bath vanities and a two-light semi-flush convertible drum pendant. Incandescent and ENERGY STAR-qualified LED lamping are available; all fixtures are California Title 24 compliant. | CHANDELIERS | Nance | Chandeliers | Heirloom Bronze | 782 | Steel | Undefined Fabric | D:4.5" H:6.5" | D:3.5625" |  | 3 Candelabra Torpedo 3.5w |  | 3 | Yes | [14 empty] | 0 | [12 empty] | 90 | 180 | 270 | D:21'' H:15'' O:52 1/2'' | 4.9 | 21 |  |  | 15 | Center Lock-Up |  |  | 52.5 |  |  |  | No |  | No | [20 empty] | D:5'' H:1'' Round |  |  |  |  | 72 | Brown | 36 |  | Hardwired | 0 | 0 | 0 | 1 | 1 | 0 | 0 | 0 | 1 | 0 | 0 | 785652028632 | 21 | 9 | 12 | 6.2 | 1.313 | 175 | Yes | [8 empty] | ETL Damp | cETL Damp | NANCE 3L CHAND-782 | Three Light Chandelier |  | 3128003-782.jpg | 3128003.jpg
3128003EN-962 | Three Light Chandelier | The mid-century inspired Nance lighting collection by Sea Gull Lighting is a versatile transitional design which fits in a wide array of traditional or contemporary settings. The tapered, off-white, faux silk shades add warmth and sophistication. The large pendant and semi-flush faux silk drum shades are complemented nicely with Satin Etched Opal glass diffusers to soften the downlight. In either of the available Brushed Nickel or Heirloom Bronze finishes, all the Nance fixtures are timeless additions to any foyer, kitchen or dining area. The assortment includes three- five- and nine-light chandeliers; a one-light wall sconce; two- and three-light bath vanities and a two-light semi-flush convertible drum pendant. Incandescent and ENERGY STAR-qualified LED lamping are available; all fixtures are California Title 24 compliant. | CHANDELIERS | Nance | Chandeliers | Brushed Nickel | 962 | Steel | Undefined Fabric | D:4.5" H:6.5" | D:3.5625" |  | 3 Candelabra Torpedo 3.5w |  | 3 | Yes | [14 empty] | 0 | [12 empty] | 90 | 180 | 270 | D:21'' H:15'' O:52 1/2'' | 4.9 | 21 |  |  | 15 | Center Lock-Up |  |  | 52.5 |  |  |  | No |  | No | [20 empty] | D:5'' H:1'' Round |  |  |  |  | 72 | Clear Silver | 36 |  | Hardwired | 0 | 0 | 0 | 1 | 1 | 0 | 0 | 0 | 1 | 0 | 0 | 785652028649 | 21 | 9 | 12 | 6.2 | 1.313 | 175 | Yes | [8 empty] | ETL Damp | cETL Damp | NANCE 3L CHAND-962 | Three Light Chandelier |  | 3128003-962.jpg | 3128003.jpg
3128009-962 | Nine Light Chandelier | The mid-century inspired Nance lighting collection by Sea Gull Lighting is a versatile transitional design which fits in a wide array of traditional or contemporary settings. The tapered, off-white, faux silk shades add warmth and sophistication. The large pendant and semi-flush faux silk drum shades are complemented nicely with Satin Etched Opal glass diffusers to soften the downlight. In either of the available Brushed Nickel or Heirloom Bronze finishes, all the Nance fixtures are timeless additions to any foyer, kitchen or dining area. The assortment includes three- five- and nine-light chandeliers; a one-light wall sconce; two- and three-light bath vanities and a two-light semi-flush convertible drum pendant. Incandescent and ENERGY STAR-qualified LED lamping are available; all fixtures are California Title 24 compliant. | CHANDELIERS | Nance | Chandeliers | Brushed Nickel | 962 | Steel | Off-White Faux Silk Fabric | D:4.5" H:6.5" | D:3.5625" |  | 9 Candelabra Torpedo 60w |  | 9 | No | [14 empty] | 0 | [12 empty] | 199 | 398 | 597 | D:31 1/2'' H:26 1/4'' O:99 3/4'' | 12.6 | 31.5 |  |  | 26.25 | Center Lock-Up |  |  | 99.75 |  |  |  | No |  | No | [20 empty] | D:5'' H:1'' Round |  |  |  |  | 120 | Clear Silver | 72 |  | Hardwired | 0 | 0 | 0 | 0 | 1 | 0 | 0 | 0 | 1 | 0 | 0 | 785652001208 | 32 | 12.25 | 17.25 | 15.8 | 3.913 | 175 | Yes | [8 empty] | ETL Damp | cETL Damp | NANCE 9L CHAND-962 | Nine Light Chandelier |  | 3128009-962.jpg | 3128009.jpg
3128009EN-962 | Nine Light Chandelier | The mid-century inspired Nance lighting collection by Sea Gull Lighting is a versatile transitional design which fits in a wide array of traditional or contemporary settings. The tapered, off-white, faux silk shades add warmth and sophistication. The large pendant and semi-flush faux silk drum shades are complemented nicely with Satin Etched Opal glass diffusers to soften the downlight. In either of the available Brushed Nickel or Heirloom Bronze finishes, all the Nance fixtures are timeless additions to any foyer, kitchen or dining area. The assortment includes three- five- and nine-light chandeliers; a one-light wall sconce; two- and three-light bath vanities and a two-light semi-flush convertible drum pendant. Incandescent and ENERGY STAR-qualified LED lamping are available; all fixtures are California Title 24 compliant. | CHANDELIERS | Nance | Chandeliers | Brushed Nickel | 962 | Steel | Undefined Fabric | D:4.5" H:6.5" | D:3.5625" |  | 9 Candelabra Torpedo 3.5w |  | 9 | Yes | [14 empty] | 0 | [12 empty] | 244 | 488 | 732 | D:31 1/2'' H:26 1/4'' O:99 3/4'' | 12.6 | 31.5 |  |  | 26.25 | Center Lock-Up |  |  | 99.75 |  |  |  | No |  | No | [20 empty] | D:5'' H:1'' Round |  |  |  |  | 120 | Clear Silver | 72 |  | Hardwired | 0 | 0 | 0 | 1 | 1 | 0 | 0 | 0 | 1 | 0 | 0 | 785652028670 | 32 | 12.25 | 17.25 | 15.8 | 3.913 | 175 | Yes | [8 empty] | ETL Damp | cETL Damp | NANCE 9L CHAND-962 | Nine Light Chandelier |  | 3128009-962.jpg | 3128009.jpg
3128803-710 | Three Light Chandelier | Behind every seemingly simple design lies unerring attention to restraint and obsessive attention to the tiniest details. The Canfield collection by Sea Gull Lighting draws on the modernist traditions of "less is more". Essential functional elements dictate the aesthetics, and clean lines prevail. Layers of intricately finished hand-brushed steel progress vertically to the soft glow of light diffused through finely etched glass diffusors. Canfield offers a "whole home" lighting solution; offering lighting in every imaginable category from the auspicious 15 light 3-tier chandelier, to the concise mini-pendant and one-light sconces. The collection is available in hand brushed Burnt Sienna for a warm, tactile, almost Craftsman design style, or a brushed nickel to emphasize the more architectural elements of your interior. | CHANDELIERS | Canfield | Chandeliers | Burnt Sienna | 710 | Steel | Etched / White Inside Glass | D:5.5" H:4.75" |  |  | 3 Medium A19 100w |  | 3 | No | [14 empty] | 0 | [12 empty] | 88.48 | 176.96 | 265.44 | D:19 5/8'' H:13 1/8'' O:57 1/2'' | 6.2 | 19.625 |  |  | 13.125 | Center Lock-Up |  |  | 57.5 |  |  |  | No |  | No | [20 empty] | D:5'' H:3/4'' Round |  |  |  |  | 72 | Brown |  |  | Hardwired | 0 | 0 | 0 | 0 | 1 | 0 | 0 | 1 | 0 | 0 | 0 | 785652059742 | 21 | 8.25 | 12.75 | 7.5 | 1.278 | 175 | Yes | [9 empty] | cETL Damp | CANFIELD 3L CHAND-710 | Three Light Chandelier |  | 3128803-710.png | 3128803.jpg
3128803-962 | Three Light Chandelier | Behind every seemingly simple design lies unerring attention to restraint and obsessive attention to the tiniest details. The Canfield collection by Sea Gull Lighting draws on the modernist traditions of "less is more". Essential functional elements dictate the aesthetics, and clean lines prevail. Layers of intricately finished hand-brushed steel progress vertically to the soft glow of light diffused through finely etched glass diffusors. Canfield offers a "whole home" lighting solution; offering lighting in every imaginable category from the auspicious 15 light 3-tier chandelier, to the concise mini-pendant and one-light sconces. The collection is available in hand brushed Burnt Sienna for a warm, tactile, almost Craftsman design style, or a brushed nickel to emphasize the more architectural elements of your interior. | CHANDELIERS | Canfield | Chandeliers | Brushed Nickel | 962 | Steel | Etched / White Inside Glass | D:5.5" H:4.75" |  |  | 3 Medium A19 100w |  | 3 | No | [14 empty] | 0 | [12 empty] | 88.48 | 176.96 | 265.44 | D:19 5/8'' H:13 1/8'' O:57 1/2'' | 6.2 | 19.625 |  |  | 13.125 | Center Lock-Up |  |  | 57.5 |  |  |  | No |  | No | [20 empty] | D:5'' H:3/4'' Round |  |  |  |  | 72 | Clear Silver |  |  | Hardwired | 0 | 0 | 0 | 0 | 1 | 0 | 0 | 1 | 0 | 0 | 0 | 785652059759 | 21 | 8.25 | 12.75 | 7.5 | 1.278 | 175 | Yes | [9 empty] | cETL Damp | CANFIELD 3L CHAND-962 | Three Light Chandelier |  | 3128803-962.png | 3128803.jpg
3128803EN3-710 | Three Light Chandelier | Behind every seemingly simple design lies unerring attention to restraint and obsessive attention to the tiniest details. The Canfield collection by Sea Gull Lighting draws on the modernist traditions of "less is more". Essential functional elements dictate the aesthetics, and clean lines prevail. Layers of intricately finished hand-brushed steel progress vertically to the soft glow of light diffused through finely etched glass diffusors. Canfield offers a "whole home" lighting solution; offering lighting in every imaginable category from the auspicious 15 light 3-tier chandelier, to the concise mini-pendant and one-light sconces. The collection is available in hand brushed Burnt Sienna for a warm, tactile, almost Craftsman design style, or a brushed nickel to emphasize the more architectural elements of your interior. | CHANDELIERS | Canfield | Chandeliers | Burnt Sienna | 710 | Steel | Etched / White Inside Glass | D:5.5" H:4.75" |  |  | 3 Medium A19 9.3w |  | 3 | Yes | [14 empty] | 0 | [12 empty] | 106.98 | 213.96 | 320.94 | D:19 5/8'' H:13 1/8'' O:57 1/2'' | 6.2 | 19.625 |  |  | 13.125 | Center Lock-Up |  |  | 57.5 |  |  |  | No |  | No | [20 empty] | D:5'' H:3/4'' Round |  |  |  |  | 72 | Brown |  |  | Hardwired | 0 | 0 | 0 | 1 | 1 | 0 | 0 | 0 | 0 | 0 | 0 | 785652060274 | 21 | 8.25 | 12.75 | 7.5 | 1.278 | 175 | Yes | [9 empty] | cETL Damp | CANFIELD 3L CHAND-710 | Three Light Chandelier |  | 3128803EN3-710.jpg | 3128803EN3.jpg
3128803EN3-962 | Three Light Chandelier | Behind every seemingly simple design lies unerring attention to restraint and obsessive attention to the tiniest details. The Canfield collection by Sea Gull Lighting draws on the modernist traditions of "less is more". Essential functional elements dictate the aesthetics, and clean lines prevail. Layers of intricately finished hand-brushed steel progress vertically to the soft glow of light diffused through finely etched glass diffusors. Canfield offers a "whole home" lighting solution; offering lighting in every imaginable category from the auspicious 15 light 3-tier chandelier, to the concise mini-pendant and one-light sconces. The collection is available in hand brushed Burnt Sienna for a warm, tactile, almost Craftsman design style, or a brushed nickel to emphasize the more architectural elements of your interior. | CHANDELIERS | Canfield | Chandeliers | Brushed Nickel | 962 | Steel | Etched / White Inside Glass | D:5.5" H:4.75" |  |  | 3 Medium A19 9.3w |  | 3 | Yes | [14 empty] | 0 | [12 empty] | 106.98 | 213.96 | 320.94 | D:19 5/8'' H:13 1/8'' O:57 1/2'' | 6.2 | 19.625 |  |  | 13.125 | Center Lock-Up |  |  | 57.5 |  |  |  | No |  | No | [20 empty] | D:5'' H:3/4'' Round |  |  |  |  | 72 | Clear Silver |  |  | Hardwired | 0 | 0 | 0 | 1 | 1 | 0 | 0 | 0 | 0 | 0 | 0 | 785652060281 | 21 | 8.25 | 12.75 | 7.5 | 1.278 | 175 | Yes | [9 empty] | cETL Damp | CANFIELD 3L CHAND-962 | Three Light Chandelier |  | 3128803EN3-962.jpg | 3128803EN3.jpg
3128805-710 | Five Light Chandelier | Behind every seemingly simple design lies unerring attention to restraint and obsessive attention to the tiniest details. The Canfield collection by Sea Gull Lighting draws on the modernist traditions of "less is more". Essential functional elements dictate the aesthetics, and clean lines prevail. Layers of intricately finished hand-brushed steel progress vertically to the soft glow of light diffused through finely etched glass diffusors. Canfield offers a "whole home" lighting solution; offering lighting in every imaginable category from the auspicious 15 light 3-tier chandelier, to the concise mini-pendant and one-light sconces. The collection is available in hand brushed Burnt Sienna for a warm, tactile, almost Craftsman design style, or a brushed nickel to emphasize the more architectural elements of your interior. | CHANDELIERS | Canfield | Chandeliers | Burnt Sienna | 710 | Steel | Etched / White Inside Glass | D:5.5" H:4.75" |  |  | 5 Medium A19 100w |  | 5 | No | [14 empty] | 0 | [12 empty] | 109.48 | 218.96 | 328.44 | D:23 7/8'' H:14 1/2'' O:59'' | 9 | 23.875 |  |  | 14.5 | Center Lock-Up |  |  | 59 |  |  |  | No |  | No | [20 empty] | D:5'' H:3/4'' Round |  |  |  |  | 72 | Brown |  |  | Hardwired | 0 | 0 | 0 | 0 | 1 | 0 | 0 | 1 | 0 | 0 | 0 | 785652059766 | 23 | 14.25 | 12.75 | 10.8 | 2.418 | 175 | Yes | [9 empty] | cETL Damp | CANFIELD 5L CHAND-710 | Five Light Chandelier |  | 3128805-710.png | 3128805.jpg
3128805-962 | Five Light Chandelier | Behind every seemingly simple design lies unerring attention to restraint and obsessive attention to the tiniest details. The Canfield collection by Sea Gull Lighting draws on the modernist traditions of "less is more". Essential functional elements dictate the aesthetics, and clean lines prevail. Layers of intricately finished hand-brushed steel progress vertically to the soft glow of light diffused through finely etched glass diffusors. Canfield offers a "whole home" lighting solution; offering lighting in every imaginable category from the auspicious 15 light 3-tier chandelier, to the concise mini-pendant and one-light sconces. The collection is available in hand brushed Burnt Sienna for a warm, tactile, almost Craftsman design style, or a brushed nickel to emphasize the more architectural elements of your interior. | CHANDELIERS | Canfield | Chandeliers | Brushed Nickel | 962 | Steel | Etched / White Inside Glass | D:5.5" H:4.75" |  |  | 5 Medium A19 100w |  | 5 | No | [14 empty] | 0 | [12 empty] | 109.48 | 218.96 | 328.44 | D:23 7/8'' H:14 1/2'' O:59'' | 9 | 23.875 |  |  | 14.5 | Center Lock-Up |  |  | 59 |  |  |  | No |  | No | [20 empty] | D:5'' H:3/4'' Round |  |  |  |  | 72 | Clear Silver |  |  | Hardwired | 0 | 0 | 0 | 0 | 1 | 0 | 0 | 1 | 0 | 0 | 0 | 785652059773 | 23 | 14.25 | 12.75 | 10.8 | 2.418 | 175 | Yes | [9 empty] | cETL Damp | CANFIELD 5L CHAND-962 | Five Light Chandelier |  | 3128805-962.png | 3128805.jpg
3128805EN3-710 | Five Light Chandelier | Behind every seemingly simple design lies unerring attention to restraint and obsessive attention to the tiniest details. The Canfield collection by Sea Gull Lighting draws on the modernist traditions of "less is more". Essential functional elements dictate the aesthetics, and clean lines prevail. Layers of intricately finished hand-brushed steel progress vertically to the soft glow of light diffused through finely etched glass diffusors. Canfield offers a "whole home" lighting solution; offering lighting in every imaginable category from the auspicious 15 light 3-tier chandelier, to the concise mini-pendant and one-light sconces. The collection is available in hand brushed Burnt Sienna for a warm, tactile, almost Craftsman design style, or a brushed nickel to emphasize the more architectural elements of your interior. | CHANDELIERS | Canfield | Chandeliers | Burnt Sienna | 710 | Steel | Etched / White Inside Glass | D:5.5" H:4.75" |  |  | 5 Medium A19 9.3w |  | 5 | Yes | [14 empty] | 0 | [12 empty] | 139.98 | 279.96 | 419.94 | D:23 7/8'' H:14 1/2'' O:59'' | 9 | 23.875 |  |  | 14.5 | Center Lock-Up |  |  | 59 |  |  |  | No |  | No | [20 empty] | D:5'' H:3/4'' Round |  |  |  |  | 72 | Brown |  |  | Hardwired | 0 | 0 | 0 | 1 | 1 | 0 | 0 | 0 | 0 | 0 | 0 | 785652060298 | 23 | 14.25 | 12.75 | 10.8 | 2.418 | 175 | Yes | [9 empty] | cETL Damp | CANFIELD 5L CHAND-710 | Five Light Chandelier |  | 3128805EN3-710.jpg | 3128805EN3.jpg
3128805EN3-962 | Five Light Chandelier | Behind every seemingly simple design lies unerring attention to restraint and obsessive attention to the tiniest details. The Canfield collection by Sea Gull Lighting draws on the modernist traditions of "less is more". Essential functional elements dictate the aesthetics, and clean lines prevail. Layers of intricately finished hand-brushed steel progress vertically to the soft glow of light diffused through finely etched glass diffusors. Canfield offers a "whole home" lighting solution; offering lighting in every imaginable category from the auspicious 15 light 3-tier chandelier, to the concise mini-pendant and one-light sconces. The collection is available in hand brushed Burnt Sienna for a warm, tactile, almost Craftsman design style, or a brushed nickel to emphasize the more architectural elements of your interior. | CHANDELIERS | Canfield | Chandeliers | Brushed Nickel | 962 | Steel | Etched / White Inside Glass | D:5.5" H:4.75" |  |  | 5 Medium A19 9.3w |  | 5 | Yes | [14 empty] | 0 | [12 empty] | 139.98 | 279.96 | 419.94 | D:23 7/8'' H:14 1/2'' O:59'' | 9 | 23.875 |  |  | 14.5 | Center Lock-Up |  |  | 59 |  |  |  | No |  | No | [20 empty] | D:5'' H:3/4'' Round |  |  |  |  | 72 | Clear Silver |  |  | Hardwired | 0 | 0 | 0 | 1 | 1 | 0 | 0 | 0 | 0 | 0 | 0 | 785652060304 | 23 | 14.25 | 12.75 | 10.8 | 2.418 | 175 | Yes | [9 empty] | cETL Damp | CANFIELD 5L CHAND-962 | Five Light Chandelier |  | 3128805EN3-962.jpg | 3128805EN3.jpg
3128809-710 | Nine Light Chandelier | Behind every seemingly simple design lies unerring attention to restraint and obsessive attention to the tiniest details. The Canfield collection by Sea Gull Lighting draws on the modernist traditions of "less is more". Essential functional elements dictate the aesthetics, and clean lines prevail. Layers of intricately finished hand-brushed steel progress vertically to the soft glow of light diffused through finely etched glass diffusors. Canfield offers a "whole home" lighting solution; offering lighting in every imaginable category from the auspicious 15 light 3-tier chandelier, to the concise mini-pendant and one-light sconces. The collection is available in hand brushed Burnt Sienna for a warm, tactile, almost Craftsman design style, or a brushed nickel to emphasize the more architectural elements of your interior. | CHANDELIERS | Canfield | Chandeliers | Burnt Sienna | 710 | Steel | Etched / White Inside Glass | D:5.5" H:4.75" |  |  | 9 Medium A19 75w |  | 9 | No | [14 empty] | 0 | [12 empty] | 214.48 | 428.96 | 643.44 | D:31 3/8'' H:26'' O:70 1/4'' | 15.7 | 31.375 |  |  | 26 | Center Lock-Up |  |  | 70.25 |  |  |  | No |  | No | [20 empty] | D:5'' H:3/4'' Round |  |  |  |  | 72 | Brown |  |  | Hardwired | 0 | 0 | 0 | 0 | 1 | 0 | 0 | 1 | 0 | 0 | 0 | 785652059780 | 31 | 17.75 | 15 | 20.7 | 4.776 | 175 | Yes | [9 empty] | cETL Damp | CANFIELD 9L CHAND-710 | Nine Light Chandelier |  | 3128809-710.png | 3128809.jpg
3128809-962 | Nine Light Chandelier | Behind every seemingly simple design lies unerring attention to restraint and obsessive attention to the tiniest details. The Canfield collection by Sea Gull Lighting draws on the modernist traditions of "less is more". Essential functional elements dictate the aesthetics, and clean lines prevail. Layers of intricately finished hand-brushed steel progress vertically to the soft glow of light diffused through finely etched glass diffusors. Canfield offers a "whole home" lighting solution; offering lighting in every imaginable category from the auspicious 15 light 3-tier chandelier, to the concise mini-pendant and one-light sconces. The collection is available in hand brushed Burnt Sienna for a warm, tactile, almost Craftsman design style, or a brushed nickel to emphasize the more architectural elements of your interior. | CHANDELIERS | Canfield | Chandeliers | Brushed Nickel | 962 | Steel | Etched / White Inside Glass | D:5.5" H:4.75" |  |  | 9 Medium A19 75w |  | 9 | No | [14 empty] | 0 | [12 empty] | 214.48 | 428.96 | 643.44 | D:31 3/8'' H:26'' O:70 1/4'' | 15.7 | 31.375 |  |  | 26 | Center Lock-Up |  |  | 70.25 |  |  |  | No |  | No | [20 empty] | D:5'' H:3/4'' Round |  |  |  |  | 72 | Clear Silver |  |  | Hardwired | 0 | 0 | 0 | 0 | 1 | 0 | 0 | 1 | 0 | 0 | 0 | 785652059797 | 31 | 17.75 | 15 | 20.7 | 4.776 | 175 | Yes | [9 empty] | cETL Damp | CANFIELD 9L CHAND-962 | Nine Light Chandelier |  | 3128809-962.png | 3128809.jpg
3128809EN3-710 | Nine Light Chandelier | Behind every seemingly simple design lies unerring attention to restraint and obsessive attention to the tiniest details. The Canfield collection by Sea Gull Lighting draws on the modernist traditions of "less is more". Essential functional elements dictate the aesthetics, and clean lines prevail. Layers of intricately finished hand-brushed steel progress vertically to the soft glow of light diffused through finely etched glass diffusors. Canfield offers a "whole home" lighting solution; offering lighting in every imaginable category from the auspicious 15 light 3-tier chandelier, to the concise mini-pendant and one-light sconces. The collection is available in hand brushed Burnt Sienna for a warm, tactile, almost Craftsman design style, or a brushed nickel to emphasize the more architectural elements of your interior. | CHANDELIERS | Canfield | Chandeliers | Burnt Sienna | 710 | Steel | Etched / White Inside Glass | D:5.5" H:4.75" |  |  | 9 Medium A19 9.3w |  | 9 | Yes | [14 empty] | 0 | [12 empty] | 269.98 | 539.96 | 809.94 | D:31 3/8'' H:26'' O:70 1/4'' | 15.7 | 31.375 |  |  | 26 | Center Lock-Up |  |  | 70.25 |  |  |  | No |  | No | [20 empty] | D:5'' H:3/4'' Round |  |  |  |  | 72 | Brown |  |  | Hardwired | 0 | 0 | 0 | 1 | 1 | 0 | 0 | 0 | 0 | 0 | 0 | 785652060311 | 31 | 17.75 | 15 | 20.7 | 4.776 | 175 | Yes | [9 empty] | cETL Damp | CANFIELD 9L CHAND-710 | Nine Light Chandelier |  | 3128809EN3-710.jpg | 3128809EN3.jpg
3128809EN3-962 | Nine Light Chandelier | Behind every seemingly simple design lies unerring attention to restraint and obsessive attention to the tiniest details. The Canfield collection by Sea Gull Lighting draws on the modernist traditions of "less is more". Essential functional elements dictate the aesthetics, and clean lines prevail. Layers of intricately finished hand-brushed steel progress vertically to the soft glow of light diffused through finely etched glass diffusors. Canfield offers a "whole home" lighting solution; offering lighting in every imaginable category from the auspicious 15 light 3-tier chandelier, to the concise mini-pendant and one-light sconces. The collection is available in hand brushed Burnt Sienna for a warm, tactile, almost Craftsman design style, or a brushed nickel to emphasize the more architectural elements of your interior. | CHANDELIERS | Canfield | Chandeliers | Brushed Nickel | 962 | Steel | Etched / White Inside Glass | D:5.5" H:4.75" |  |  | 9 Medium A19 9.3w |  | 9 | Yes | [14 empty] | 0 | [12 empty] | 269.98 | 539.96 | 809.94 | D:31 3/8'' H:26'' O:70 1/4'' | 15.7 | 31.375 |  |  | 26 | Center Lock-Up |  |  | 70.25 |  |  |  | No |  | No | [20 empty] | D:5'' H:3/4'' Round |  |  |  |  | 72 | Clear Silver |  |  | Hardwired | 0 | 0 | 0 | 1 | 1 | 0 | 0 | 0 | 0 | 0 | 0 | 785652060328 | 31 | 17.75 | 15 | 20.7 | 4.776 | 175 | Yes | [9 empty] | cETL Damp | CANFIELD 9L CHAND-962 | Nine Light Chandelier |  | 3128809EN3-962.jpg | 3128809EN3.jpg
3128815-710 | Fifteen Light Chandelier | Behind every seemingly simple design lies unerring attention to restraint and obsessive attention to the tiniest details. The Canfield collection by Sea Gull Lighting draws on the modernist traditions of "less is more". Essential functional elements dictate the aesthetics, and clean lines prevail. Layers of intricately finished hand-brushed steel progress vertically to the soft glow of light diffused through finely etched glass diffusors. Canfield offers a "whole home" lighting solution; offering lighting in every imaginable category from the auspicious 15 light 3-tier chandelier, to the concise mini-pendant and one-light sconces. The collection is available in hand brushed Burnt Sienna for a warm, tactile, almost Craftsman design style, or a brushed nickel to emphasize the more architectural elements of your interior. | CHANDELIERS | Canfield | Chandeliers | Burnt Sienna | 710 | Steel | Etched / White Inside Glass | D:5.5" H:4.75" |  |  | 15 Medium A19 60w |  | 15 | No | [14 empty] | 0 | [12 empty] | 367.98 | 735.96 | 1103.94 | D:40 1/8'' H:39'' O:161'' | 25 | 40.125 |  |  | 39 | Center Lock-Up |  |  | 161 |  |  |  | No |  | No | [20 empty] | D:5'' H:3/4'' Round |  |  |  |  | 144 | Brown | 120 |  | Hardwired | 0 | 0 | 0 | 0 | 1 | 0 | 0 | 1 | 0 | 0 | 0 | 785652059803 | 40 | 28.25 | 15.75 | 36.7 | 10.299 | 250 | Yes | [9 empty] | cETL Damp | CANFIELD 15L CHAND-710 | Fifteen Light Chandelier |  | 3128815-710.png | 3128815.jpg
3128815-962 | Fifteen Light Chandelier | Behind every seemingly simple design lies unerring attention to restraint and obsessive attention to the tiniest details. The Canfield collection by Sea Gull Lighting draws on the modernist traditions of "less is more". Essential functional elements dictate the aesthetics, and clean lines prevail. Layers of intricately finished hand-brushed steel progress vertically to the soft glow of light diffused through finely etched glass diffusors. Canfield offers a "whole home" lighting solution; offering lighting in every imaginable category from the auspicious 15 light 3-tier chandelier, to the concise mini-pendant and one-light sconces. The collection is available in hand brushed Burnt Sienna for a warm, tactile, almost Craftsman design style, or a brushed nickel to emphasize the more architectural elements of your interior. | CHANDELIERS | Canfield | Chandeliers | Brushed Nickel | 962 | Steel | Etched / White Inside Glass | D:5.5" H:4.75" |  |  | 15 Medium A19 60w |  | 15 | No | [14 empty] | 0 | [12 empty] | 367.98 | 735.96 | 1103.94 | D:40 1/8'' H:39'' O:161'' | 25 | 40.125 |  |  | 39 | Center Lock-Up |  |  | 161 |  |  |  | No |  | No | [20 empty] | D:5'' H:3/4'' Round |  |  |  |  | 144 | Clear Silver | 120 |  | Hardwired | 0 | 0 | 0 | 0 | 1 | 0 | 0 | 1 | 0 | 0 | 0 | 785652059810 | 40.25 | 28.5 | 15.5 | 36.6 | 10.29 | 250 | Yes | [9 empty] | cETL Damp | CANFIELD 15L CHAND-962 | Fifteen Light Chandelier |  | 3128815-962.png | 3128815.jpg
3128815EN3-710 | Fifteen Light Chandelier | Behind every seemingly simple design lies unerring attention to restraint and obsessive attention to the tiniest details. The Canfield collection by Sea Gull Lighting draws on the modernist traditions of "less is more". Essential functional elements dictate the aesthetics, and clean lines prevail. Layers of intricately finished hand-brushed steel progress vertically to the soft glow of light diffused through finely etched glass diffusors. Canfield offers a "whole home" lighting solution; offering lighting in every imaginable category from the auspicious 15 light 3-tier chandelier, to the concise mini-pendant and one-light sconces. The collection is available in hand brushed Burnt Sienna for a warm, tactile, almost Craftsman design style, or a brushed nickel to emphasize the more architectural elements of your interior. | CHANDELIERS | Canfield | Chandeliers | Burnt Sienna | 710 | Steel | Etched / White Inside Glass | D:5.5" H:4.75" |  |  | 15 Medium A19 9.3w |  | 15 | Yes | [14 empty] | 0 | [12 empty] | 449.98 | 899.96 | 1349.94 | D:40 1/8'' H:39'' O:161'' | 25 | 40.125 |  |  | 39 | Center Lock-Up |  |  | 161 |  |  |  | No |  | No | [20 empty] | D:5'' H:3/4'' Round |  |  |  |  | 144 | Brown | 120 |  | Hardwired | 0 | 0 | 0 | 1 | 1 | 0 | 0 | 0 | 0 | 0 | 0 | 785652060335 | 40 | 28.25 | 15.75 | 36.7 | 10.299 | 250 | Yes | [9 empty] | cETL Damp | CANFIELD 15L CHAND-710 | Fifteen Light Chandelier |  | 3128815EN3-710.jpg | 3128815EN3.jpg
3128815EN3-962 | Fifteen Light Chandelier | Behind every seemingly simple design lies unerring attention to restraint and obsessive attention to the tiniest details. The Canfield collection by Sea Gull Lighting draws on the modernist traditions of "less is more". Essential functional elements dictate the aesthetics, and clean lines prevail. Layers of intricately finished hand-brushed steel progress vertically to the soft glow of light diffused through finely etched glass diffusors. Canfield offers a "whole home" lighting solution; offering lighting in every imaginable category from the auspicious 15 light 3-tier chandelier, to the concise mini-pendant and one-light sconces. The collection is available in hand brushed Burnt Sienna for a warm, tactile, almost Craftsman design style, or a brushed nickel to emphasize the more architectural elements of your interior. | CHANDELIERS | Canfield | Chandeliers | Brushed Nickel | 962 | Steel | Etched / White Inside Glass | D:5.5" H:4.75" |  |  | 15 Medium A19 9.3w |  | 15 | Yes | [14 empty] | 0 | [12 empty] | 449.98 | 899.96 | 1349.94 | D:40 1/8'' H:39'' O:161'' | 25 | 40.125 |  |  | 39 | Center Lock-Up |  |  | 161 |  |  |  | No |  | No | [20 empty] | D:5'' H:3/4'' Round |  |  |  |  | 144 | Clear Silver | 120 |  | Hardwired | 0 | 0 | 0 | 1 | 1 | 0 | 0 | 0 | 0 | 0 | 0 | 785652060342 | 40.25 | 28.5 | 15.5 | 36.6 | 10.29 | 250 | Yes | [9 empty] | cETL Damp | CANFIELD 15L CHAND-962 | Fifteen Light Chandelier |  | 3128815EN3-962.jpg | 3128815EN3.jpg
3128903-710 | Three Light Chandelier | Modernist influences abound in the Franport Collection. Shades with sharp lines and simplified bases showcase the minimalist approach with a twist. Franport has fixtures for all parts of the property. Available in both Burnt Sienna and Brushed Nickel finish choices as well as Nickel for bath fixtures. With fixtures in various sizes and configurations, the Franport Collection will coordinate the same design theme across several different rooms. Its assortment includes three-, five-, nine- and fifteen-light chandeliers; and one- two-, three- and four- light bath vanity fixtures. The Franport collection pars wonderfully with Sea Gull Lighting Geary ceiling fixtures. Incandescent and ENERGY STAR-qualified LED lamping are available; all fixtures are California Title 24 compliant. | CHANDELIERS | Franport | Chandeliers | Burnt Sienna | 710 | Steel | Etched / White Inside Glass | D:4.25" H:5.75" |  |  | 3 Medium A19 100w |  | 3 | No | [14 empty] | 0 | [12 empty] | 110.48 | 220.96 | 331.44 | D:20'' H:21'' O:94 3/4'' | 7.3 | 20 |  |  | 21 | Center Lock-Up |  |  | 94.75 |  |  |  | No |  | No | [20 empty] | D:5'' H:7/8'' Round |  |  |  |  | 120 | Brown | 72 |  | Hardwired | 0 | 0 | 0 | 0 | 1 | 0 | 0 | 1 | 1 | 0 | 0 | 785652057533 | 23.5 | 13.5 | 8.25 | 10.2 | 1.515 | 125 | Yes | [9 empty] | cETL Damp | FRANPORT 3L CHAND-710 | Three Light Chandelier |  | 3128903-710.png | 3128903.jpg
3128903-962 | Three Light Chandelier | Modernist influences abound in the Franport Collection. Shades with sharp lines and simplified bases showcase the minimalist approach with a twist. Franport has fixtures for all parts of the property. Available in both Burnt Sienna and Brushed Nickel finish choices as well as Nickel for bath fixtures. With fixtures in various sizes and configurations, the Franport Collection will coordinate the same design theme across several different rooms. Its assortment includes three-, five-, nine- and fifteen-light chandeliers; and one- two-, three- and four- light bath vanity fixtures. The Franport collection pars wonderfully with Sea Gull Lighting Geary ceiling fixtures. Incandescent and ENERGY STAR-qualified LED lamping are available; all fixtures are California Title 24 compliant. | CHANDELIERS | Franport | Chandeliers | Brushed Nickel | 962 | Steel | Etched / White Inside Glass | D:4.25" H:5.75" |  |  | 3 Medium A19 100w |  | 3 | No | [14 empty] | 0 | [12 empty] | 110.48 | 220.96 | 331.44 | D:20'' H:21'' O:94 3/4'' | 7.3 | 20 |  |  | 21 | Center Lock-Up |  |  | 94.75 |  |  |  | No |  | No | [20 empty] | D:5'' H:7/8'' Round |  |  |  |  | 120 | Clear Silver | 72 |  | Hardwired | 0 | 0 | 0 | 0 | 1 | 0 | 0 | 1 | 1 | 0 | 0 | 785652057540 | 23.5 | 13.5 | 8.25 | 10.1 | 1.515 | 125 | Yes | [9 empty] | cETL Damp | FRANPORT 3L CHAND-962 | Three Light Chandelier |  | 3128903-962.png | 3128903.jpg
3128903EN3-710 | Three Light Chandelier | Modernist influences abound in the Franport Collection. Shades with sharp lines and simplified bases showcase the minimalist approach with a twist. Franport has fixtures for all parts of the property. Available in both Burnt Sienna and Brushed Nickel finish choices as well as Nickel for bath fixtures. With fixtures in various sizes and configurations, the Franport Collection will coordinate the same design theme across several different rooms. Its assortment includes three-, five-, nine- and fifteen-light chandeliers; and one- two-, three- and four- light bath vanity fixtures. The Franport collection pars wonderfully with Sea Gull Lighting Geary ceiling fixtures. Incandescent and ENERGY STAR-qualified LED lamping are available; all fixtures are California Title 24 compliant. | CHANDELIERS | Franport | Chandeliers | Burnt Sienna | 710 | Steel | Etched / White Inside Glass | D:4.25" H:5.75" |  |  | 3 Medium A19 9.3w |  | 3 | Yes | [14 empty] | 0 | [12 empty] | 124.98 | 249.96 | 374.94 | D:20'' H:21'' O:94 3/4'' | 7.3 | 20 |  |  | 21 | Center Lock-Up |  |  | 94.75 |  |  |  | No |  | No | [20 empty] | D:5'' H:7/8'' Round |  |  |  |  | 120 | Brown | 72 |  | Hardwired | 0 | 0 | 0 | 1 | 1 | 0 | 0 | 0 | 1 | 0 | 0 | 785652058363 | 23.5 | 13.5 | 8.25 | 10.2 | 1.515 | 125 | Yes | [9 empty] | cETL Damp | FRANPORT 3L CHAND-710 | Three Light Chandelier |  | 3128903EN3-710.png | 3128903EN3.jpg
3128903EN3-962 | Three Light Chandelier | Modernist influences abound in the Franport Collection. Shades with sharp lines and simplified bases showcase the minimalist approach with a twist. Franport has fixtures for all parts of the property. Available in both Burnt Sienna and Brushed Nickel finish choices as well as Nickel for bath fixtures. With fixtures in various sizes and configurations, the Franport Collection will coordinate the same design theme across several different rooms. Its assortment includes three-, five-, nine- and fifteen-light chandeliers; and one- two-, three- and four- light bath vanity fixtures. The Franport collection pars wonderfully with Sea Gull Lighting Geary ceiling fixtures. Incandescent and ENERGY STAR-qualified LED lamping are available; all fixtures are California Title 24 compliant. | CHANDELIERS | Franport | Chandeliers | Brushed Nickel | 962 | Steel | Etched / White Inside Glass | D:4.25" H:5.75" |  |  | 3 Medium A19 9.3w |  | 3 | Yes | [14 empty] | 0 | [12 empty] | 124.98 | 249.96 | 374.94 | D:20'' H:21'' O:94 3/4'' | 7.3 | 20 |  |  | 21 | Center Lock-Up |  |  | 94.75 |  |  |  | No |  | No | [20 empty] | D:5'' H:7/8'' Round |  |  |  |  | 120 | Clear Silver | 72 |  | Hardwired | 0 | 0 | 0 | 1 | 1 | 0 | 0 | 0 | 1 | 0 | 0 | 785652058370 | 23.5 | 13.5 | 8.25 | 10.1 | 1.515 | 125 | Yes | [9 empty] | cETL Damp | FRANPORT 3L CHAND-962 | Three Light Chandelier |  | 3128903EN3-962.png | 3128903EN3.jpg
3128905-710 | Five Light Chandelier | Modernist influences abound in the Franport Collection. Shades with sharp lines and simplified bases showcase the minimalist approach with a twist. Franport has fixtures for all parts of the property. Available in both Burnt Sienna and Brushed Nickel finish choices as well as Nickel for bath fixtures. With fixtures in various sizes and configurations, the Franport Collection will coordinate the same design theme across several different rooms. Its assortment includes three-, five-, nine- and fifteen-light chandeliers; and one- two-, three- and four- light bath vanity fixtures. The Franport collection pars wonderfully with Sea Gull Lighting Geary ceiling fixtures. Incandescent and ENERGY STAR-qualified LED lamping are available; all fixtures are California Title 24 compliant. | CHANDELIERS | Franport | Chandeliers | Burnt Sienna | 710 | Steel | Undefined Glass | D:4.25" H:5.75" |  |  | 5 Medium A19 100w |  | 5 | No | [14 empty] | 0 | [12 empty] | 122.98 | 245.96 | 368.94 | D:26'' H:22 7/8'' O:96 1/2'' | 11.33 | 26 |  |  | 22.875 | Center Lock-Up |  |  | 96.5 |  |  |  | No |  | No | [20 empty] | D:5'' H:7/8'' Round |  |  |  |  | 120 | Brown | 72 |  | Hardwired | 0 | 0 | 0 | 0 | 1 | 0 | 0 | 1 | 1 | 0 | 0 | 785652057557 | 26.5 | 24.25 | 9.25 | 16.1 | 3.44 | 175 | Yes | [9 empty] | cETL Damp | FRANPORT 5L CHAND-710 | Five Light Chandelier |  | 3128905-710.png | 3128905.jpg
3128905-962 | Five Light Chandelier | Modernist influences abound in the Franport Collection. Shades with sharp lines and simplified bases showcase the minimalist approach with a twist. Franport has fixtures for all parts of the property. Available in both Burnt Sienna and Brushed Nickel finish choices as well as Nickel for bath fixtures. With fixtures in various sizes and configurations, the Franport Collection will coordinate the same design theme across several different rooms. Its assortment includes three-, five-, nine- and fifteen-light chandeliers; and one- two-, three- and four- light bath vanity fixtures. The Franport collection pars wonderfully with Sea Gull Lighting Geary ceiling fixtures. Incandescent and ENERGY STAR-qualified LED lamping are available; all fixtures are California Title 24 compliant. | CHANDELIERS | Franport | Chandeliers | Brushed Nickel | 962 | Steel | Etched / White Inside Glass | D:4.25" H:5.75" |  |  | 5 Medium A19 100w |  | 5 | No | [14 empty] | 0 | [12 empty] | 122.98 | 245.96 | 368.94 | D:26'' H:22 7/8'' O:96 1/2'' | 11.33 | 26 |  |  | 22.875 | Center Lock-Up |  |  | 96.5 |  |  |  | No |  | No | [20 empty] | D:5'' H:7/8'' Round |  |  |  |  | 120 | Clear Silver | 72 |  | Hardwired | 0 | 0 | 0 | 0 | 1 | 0 | 0 | 1 | 1 | 0 | 0 | 785652057564 | 26.5 | 24.25 | 9.25 | 16.1 | 3.44 | 175 | Yes | [9 empty] | cETL Damp | FRANPORT 5L CHAND-962 | Five Light Chandelier |  | 3128905-962.png | 3128905.jpg
3128905EN3-710 | Five Light Chandelier | Modernist influences abound in the Franport Collection. Shades with sharp lines and simplified bases showcase the minimalist approach with a twist. Franport has fixtures for all parts of the property. Available in both Burnt Sienna and Brushed Nickel finish choices as well as Nickel for bath fixtures. With fixtures in various sizes and configurations, the Franport Collection will coordinate the same design theme across several different rooms. Its assortment includes three-, five-, nine- and fifteen-light chandeliers; and one- two-, three- and four- light bath vanity fixtures. The Franport collection pars wonderfully with Sea Gull Lighting Geary ceiling fixtures. Incandescent and ENERGY STAR-qualified LED lamping are available; all fixtures are California Title 24 compliant. | CHANDELIERS | Franport | Chandeliers | Burnt Sienna | 710 | Steel | Etched / White Inside Glass | D:4.25" H:5.75" |  |  | 5 Medium A19 9.3w |  | 5 | Yes | [14 empty] | 0 | [12 empty] | 149.98 | 299.96 | 449.94 | D:26'' H:22 7/8'' O:96 1/2'' | 11.33 | 26 |  |  | 22.875 | Center Lock-Up |  |  | 96.5 |  |  |  | No |  | No | [20 empty] | D:5'' H:7/8'' Round |  |  |  |  | 120 | Brown | 72 |  | Hardwired | 0 | 0 | 0 | 1 | 1 | 0 | 0 | 0 | 1 | 0 | 0 | 785652058387 | 26.5 | 24.25 | 9.25 | 16.1 | 3.44 | 175 | Yes | [9 empty] | cETL Damp | FRANPORT 5L CHAND-710 | Five Light Chandelier |  | 3128905EN3-710.png | 3128905EN3.jpg
3128905EN3-962 | Five Light Chandelier | Modernist influences abound in the Franport Collection. Shades with sharp lines and simplified bases showcase the minimalist approach with a twist. Franport has fixtures for all parts of the property. Available in both Burnt Sienna and Brushed Nickel finish choices as well as Nickel for bath fixtures. With fixtures in various sizes and configurations, the Franport Collection will coordinate the same design theme across several different rooms. Its assortment includes three-, five-, nine- and fifteen-light chandeliers; and one- two-, three- and four- light bath vanity fixtures. The Franport collection pars wonderfully with Sea Gull Lighting Geary ceiling fixtures. Incandescent and ENERGY STAR-qualified LED lamping are available; all fixtures are California Title 24 compliant. | CHANDELIERS | Franport | Chandeliers | Brushed Nickel | 962 | Steel | Etched / White Inside Glass | D:4.25" H:5.75" |  |  | 5 Medium A19 9.3w |  | 5 | Yes | [14 empty] | 0 | [12 empty] | 149.98 | 299.96 | 449.94 | D:26'' H:22 7/8'' O:96 1/2'' | 11.33 | 26 |  |  | 22.875 | Center Lock-Up |  |  | 96.5 |  |  |  | No |  | No | [20 empty] | D:5'' H:7/8'' Round |  |  |  |  | 120 | Clear Silver | 72 |  | Hardwired | 0 | 0 | 0 | 1 | 1 | 0 | 0 | 0 | 1 | 0 | 0 | 785652058394 | 26.5 | 24.25 | 9.25 | 16.1 | 3.44 | 175 | Yes | [9 empty] | cETL Damp | FRANPORT 5L CHAND-962 | Five Light Chandelier |  | 3128905EN3-962.png | 3128905EN3.jpg
3128909-710 | Nine Light Chandelier | Modernist influences abound in the Franport Collection. Shades with sharp lines and simplified bases showcase the minimalist approach with a twist. Franport has fixtures for all parts of the property. Available in both Burnt Sienna and Brushed Nickel finish choices as well as Nickel for bath fixtures. With fixtures in various sizes and configurations, the Franport Collection will coordinate the same design theme across several different rooms. Its assortment includes three-, five-, nine- and fifteen-light chandeliers; and one- two-, three- and four- light bath vanity fixtures. The Franport collection pars wonderfully with Sea Gull Lighting Geary ceiling fixtures. Incandescent and ENERGY STAR-qualified LED lamping are available; all fixtures are California Title 24 compliant. | CHANDELIERS | Franport | Chandeliers | Burnt Sienna | 710 | Steel | Etched / White Inside Glass | D:4.25" H:5.75" |  |  | 9 Medium A19 100w |  | 9 | No | [14 empty] | 0 | [12 empty] | 244.98 | 489.96 | 734.94 | D:30'' H:27 5/8'' O:101 7/8'' | 20.09 | 30 |  |  | 27.625 | Center Lock-Up |  |  | 101.875 |  |  |  | No |  | No | [20 empty] | D:5'' H:7/8'' Round |  |  |  |  | 120 | Brown | 72 |  | Hardwired | 0 | 0 | 0 | 0 | 1 | 0 | 0 | 1 | 1 | 0 | 0 | 785652057571 | 31 | 28.75 | 12.5 | 28.4 | 6.447 | 175 | Yes | [9 empty] | cETL Damp | FRANPORT 9L CHAND-710 | Nine Light Chandelier |  | 3128909-710.png | 3128909.jpg
3128909-962 | Nine Light Chandelier | Modernist influences abound in the Franport Collection. Shades with sharp lines and simplified bases showcase the minimalist approach with a twist. Franport has fixtures for all parts of the property. Available in both Burnt Sienna and Brushed Nickel finish choices as well as Nickel for bath fixtures. With fixtures in various sizes and configurations, the Franport Collection will coordinate the same design theme across several different rooms. Its assortment includes three-, five-, nine- and fifteen-light chandeliers; and one- two-, three- and four- light bath vanity fixtures. The Franport collection pars wonderfully with Sea Gull Lighting Geary ceiling fixtures. Incandescent and ENERGY STAR-qualified LED lamping are available; all fixtures are California Title 24 compliant. | CHANDELIERS | Franport | Chandeliers | Brushed Nickel | 962 | Steel | Etched / White Inside Glass | D:4.25" H:5.75" |  |  | 9 Medium A19 100w |  | 9 | No | [14 empty] | 0 | [12 empty] | 244.98 | 489.96 | 734.94 | D:30'' H:27 5/8'' O:101 7/8'' | 20.09 | 30 |  |  | 27.625 | Center Lock-Up |  |  | 101.875 |  |  |  | No |  | No | [20 empty] | D:5'' H:7/8'' Round |  |  |  |  | 120 | Clear Silver | 72 |  | Hardwired | 0 | 0 | 0 | 0 | 1 | 0 | 0 | 1 | 1 | 0 | 0 | 785652057588 | 31 | 28.75 | 12.5 | 28.4 | 6.447 | 175 | Yes | [9 empty] | cETL Damp | FRANPORT 9L CHAND-962 | Nine Light Chandelier |  | 3128909-962.png | 3128909.jpg
3128909EN3-710 | Nine Light Chandelier | Modernist influences abound in the Franport Collection. Shades with sharp lines and simplified bases showcase the minimalist approach with a twist. Franport has fixtures for all parts of the property. Available in both Burnt Sienna and Brushed Nickel finish choices as well as Nickel for bath fixtures. With fixtures in various sizes and configurations, the Franport Collection will coordinate the same design theme across several different rooms. Its assortment includes three-, five-, nine- and fifteen-light chandeliers; and one- two-, three- and four- light bath vanity fixtures. The Franport collection pars wonderfully with Sea Gull Lighting Geary ceiling fixtures. Incandescent and ENERGY STAR-qualified LED lamping are available; all fixtures are California Title 24 compliant. | CHANDELIERS | Franport | Chandeliers | Burnt Sienna | 710 | Steel | Etched / White Inside Glass | D:4.25" H:5.75" |  |  | 9 Medium A19 9.3w |  | 9 | Yes | [14 empty] | 0 | [12 empty] | 299.98 | 599.96 | 899.94 | D:30'' H:27 5/8'' O:101 7/8'' | 20.09 | 30 |  |  | 27.625 | Center Lock-Up |  |  | 101.875 |  |  |  | No |  | No | [20 empty] | D:5'' H:7/8'' Round |  |  |  |  | 120 | Brown | 72 |  | Hardwired | 0 | 0 | 0 | 1 | 1 | 0 | 0 | 0 | 1 | 0 | 0 | 785652058400 | 31 | 28.75 | 12.5 | 28.4 | 6.447 | 175 | Yes | [9 empty] | cETL Damp | FRANPORT 9L CHAND-710 | Nine Light Chandelier |  | 3128909EN3-710.png | 3128909EN3.jpg
3128909EN3-962 | Nine Light Chandelier | Modernist influences abound in the Franport Collection. Shades with sharp lines and simplified bases showcase the minimalist approach with a twist. Franport has fixtures for all parts of the property. Available in both Burnt Sienna and Brushed Nickel finish choices as well as Nickel for bath fixtures. With fixtures in various sizes and configurations, the Franport Collection will coordinate the same design theme across several different rooms. Its assortment includes three-, five-, nine- and fifteen-light chandeliers; and one- two-, three- and four- light bath vanity fixtures. The Franport collection pars wonderfully with Sea Gull Lighting Geary ceiling fixtures. Incandescent and ENERGY STAR-qualified LED lamping are available; all fixtures are California Title 24 compliant. | CHANDELIERS | Franport | Chandeliers | Brushed Nickel | 962 | Steel | Etched / White Inside Glass | D:4.25" H:5.75" |  |  | 9 Medium A19 9.3w |  | 9 | Yes | [14 empty] | 0 | [12 empty] | 299.98 | 599.96 | 899.94 | D:30'' H:27 5/8'' O:101 7/8'' | 20.09 | 30 |  |  | 27.625 | Center Lock-Up |  |  | 101.875 |  |  |  | No |  | No | [20 empty] | D:5'' H:7/8'' Round |  |  |  |  | 120 | Clear Silver | 72 |  | Hardwired | 0 | 0 | 0 | 1 | 1 | 0 | 0 | 0 | 1 | 0 | 0 | 785652058417 | 31 | 28.75 | 12.5 | 28.4 | 6.447 | 175 | Yes | [9 empty] | cETL Damp | FRANPORT 9L CHAND-962 | Nine Light Chandelier |  | 3128909EN3-962.png | 3128909EN3.jpg
3128915-710 | Fifteen Light Chandelier | Modernist influences abound in the Franport Collection. Shades with sharp lines and simplified bases showcase the minimalist approach with a twist. Franport has fixtures for all parts of the property. Available in both Burnt Sienna and Brushed Nickel finish choices as well as Nickel for bath fixtures. With fixtures in various sizes and configurations, the Franport Collection will coordinate the same design theme across several different rooms. Its assortment includes three-, five-, nine- and fifteen-light chandeliers; and one- two-, three- and four- light bath vanity fixtures. The Franport collection pars wonderfully with Sea Gull Lighting Geary ceiling fixtures. Incandescent and ENERGY STAR-qualified LED lamping are available; all fixtures are California Title 24 compliant. | CHANDELIERS | Franport | Chandeliers | Burnt Sienna | 710 | Steel | Etched / White Inside Glass | D:4.25" H:5.75" |  |  | 15 Medium A19 60w |  | 15 | No | [14 empty] | 0 | [12 empty] | 462.48 | 924.96 | 1387.44 | D:42 1/2'' H:35 5/8'' O:109 5/8'' | 32.82 | 42.5 |  |  | 35.625 | Center Lock-Up |  |  | 109.625 |  |  |  | No |  | No | [20 empty] | D:5'' H:7/8'' Round |  |  |  |  | 120 | Brown | 72 |  | Hardwired | 0 | 0 | 0 | 0 | 1 | 0 | 0 | 1 | 1 | 0 | 0 | 785652057595 | 45.5 | 36.25 | 16 | 48.5 | 15.272 | 250 | Yes | [9 empty] | cETL Damp | FRANPORT 15L CHAND-710 | Fifteen Light Chandelier |  | 3128915-710.png | 3128915.jpg
3128915-962 | Fifteen Light Chandelier | Modernist influences abound in the Franport Collection. Shades with sharp lines and simplified bases showcase the minimalist approach with a twist. Franport has fixtures for all parts of the property. Available in both Burnt Sienna and Brushed Nickel finish choices as well as Nickel for bath fixtures. With fixtures in various sizes and configurations, the Franport Collection will coordinate the same design theme across several different rooms. Its assortment includes three-, five-, nine- and fifteen-light chandeliers; and one- two-, three- and four- light bath vanity fixtures. The Franport collection pars wonderfully with Sea Gull Lighting Geary ceiling fixtures. Incandescent and ENERGY STAR-qualified LED lamping are available; all fixtures are California Title 24 compliant. | CHANDELIERS | Franport | Chandeliers | Brushed Nickel | 962 | Steel | Etched / White Inside Glass | D:4.25" H:5.75" |  |  | 15 Medium A19 60w |  | 15 | No | [14 empty] | 0 | [12 empty] | 462.48 | 924.96 | 1387.44 | D:42 1/2'' H:35 5/8'' O:109 5/8'' | 32.82 | 42.5 |  |  | 35.625 | Center Lock-Up |  |  | 109.625 |  |  |  | No |  | No | [20 empty] | D:5'' H:7/8'' Round |  |  |  |  | 120 | Clear Silver | 72 |  | Hardwired | 0 | 0 | 0 | 0 | 1 | 0 | 0 | 1 | 1 | 0 | 0 | 785652057601 | 45.5 | 36.25 | 16 | 48.5 | 15.272 | 250 | Yes | [9 empty] | cETL Damp | FRANPORT 15L CHAND-962 | Fifteen Light Chandelier |  | 3128915-962.png | 3128915.jpg
3128915EN3-710 | Fifteen Light Chandelier | Modernist influences abound in the Franport Collection. Shades with sharp lines and simplified bases showcase the minimalist approach with a twist. Franport has fixtures for all parts of the property. Available in both Burnt Sienna and Brushed Nickel finish choices as well as Nickel for bath fixtures. With fixtures in various sizes and configurations, the Franport Collection will coordinate the same design theme across several different rooms. Its assortment includes three-, five-, nine- and fifteen-light chandeliers; and one- two-, three- and four- light bath vanity fixtures. The Franport collection pars wonderfully with Sea Gull Lighting Geary ceiling fixtures. Incandescent and ENERGY STAR-qualified LED lamping are available; all fixtures are California Title 24 compliant. | CHANDELIERS | Franport | Chandeliers | Burnt Sienna | 710 | Steel | Etched / White Inside Glass | D:4.25" H:5.75" |  |  | 15 Medium A19 9.3w |  | 15 | Yes | [14 empty] | 0 | [12 empty] | 549.98 | 1099.96 | 1649.94 | D:42 1/2'' H:35 5/8'' O:109 5/8'' | 32.82 | 42.5 |  |  | 35.625 | Center Lock-Up |  |  | 109.625 |  |  |  | No |  | No | [20 empty] | D:5'' H:7/8'' Round |  |  |  |  | 120 | Brown | 72 |  | Hardwired | 0 | 0 | 0 | 1 | 1 | 0 | 0 | 0 | 1 | 0 | 0 | 785652058424 | 45.5 | 36.25 | 16 | 48.5 | 15.272 | 250 | Yes | [9 empty] | cETL Damp | FRANPORT 15L CHAND-710 | Fifteen Light Chandelier |  | 3128915EN3-710.png | 3128915EN3.jpg
3128915EN3-962 | Fifteen Light Chandelier | Modernist influences abound in the Franport Collection. Shades with sharp lines and simplified bases showcase the minimalist approach with a twist. Franport has fixtures for all parts of the property. Available in both Burnt Sienna and Brushed Nickel finish choices as well as Nickel for bath fixtures. With fixtures in various sizes and configurations, the Franport Collection will coordinate the same design theme across several different rooms. Its assortment includes three-, five-, nine- and fifteen-light chandeliers; and one- two-, three- and four- light bath vanity fixtures. The Franport collection pars wonderfully with Sea Gull Lighting Geary ceiling fixtures. Incandescent and ENERGY STAR-qualified LED lamping are available; all fixtures are California Title 24 compliant. | CHANDELIERS | Franport | Chandeliers | Brushed Nickel | 962 | Steel | Etched / White Inside Glass | D:4.25" H:5.75" |  |  | 15 Medium A19 9.3w |  | 15 | Yes | [14 empty] | 0 | [12 empty] | 549.98 | 1099.96 | 1649.94 | D:42 1/2'' H:35 5/8'' O:109 5/8'' | 32.82 | 42.5 |  |  | 35.625 | Center Lock-Up |  |  | 109.625 |  |  |  | No |  | No | [20 empty] | D:5'' H:7/8'' Round |  |  |  |  | 120 | Clear Silver | 72 |  | Hardwired | 0 | 0 | 0 | 1 | 1 | 0 | 0 | 0 | 1 | 0 | 0 | 785652058431 | 45.5 | 36.25 | 16 | 48.5 | 15.272 | 250 | Yes | [9 empty] | cETL Damp | FRANPORT 15L CHAND-962 | Fifteen Light Chandelier |  | 3128915EN3-962.png | 3128915EN3.jpg
3130703-112 | Three Light Chandelier |  | CHANDELIERS | Kemal | Chandeliers | Midnight Black | 112 | Steel | Etched / White Inside Glass | D:4" H:5.5" |  |  | 3 Medium A19 75w |  | 3 | No | [14 empty] | 0 | [12 empty] | 94.5 | 189 | 283.5 | D:18 5/8'' H:19'' O:58'' |  | 18.625 |  |  | 19 | Center Lock-Up |  |  | 58 |  |  |  | No |  | No | [20 empty] | D:5'' H:7/8'' Round |  |  |  |  | 72 | Black | 36 |  | Hardwired | 0 | 0 | 0 | 0 | 1 | 0 | 0 | 1 | 1 | 0 | 0 | 785652075414 | [16 empty] | cETL Damp | KEMAL 3L CHAND-112 | Three Light Chandelier |  | 3130703-112.jpg | 3130703.jpg
3130703-710 | Three Light Chandelier |  | CHANDELIERS | Kemal | Chandeliers | Burnt Sienna | 710 | Steel | Etched / White Inside Glass | D:4" H:5.5" |  |  | 3 Medium A19 75w |  | 3 | No | [14 empty] | 0 | [12 empty] | 94.5 | 189 | 283.5 | D:18 5/8'' H:19'' O:58'' |  | 18.625 |  |  | 19 | Center Lock-Up |  |  | 58 |  |  |  | No |  | No | [20 empty] | D:5'' H:7/8'' Round |  |  |  |  | 72 | Brown | 36 |  | Hardwired | 0 | 0 | 0 | 0 | 1 | 0 | 0 | 1 | 1 | 0 | 0 | 785652075421 | [16 empty] | cETL Damp | KEMAL 3L CHAND-710 | Three Light Chandelier |  | 3130703-710.jpg | 3130703.jpg
3130703-962 | Three Light Chandelier |  | CHANDELIERS | Kemal | Chandeliers | Brushed Nickel | 962 | Steel | Etched / White Inside Glass | D:4" H:5.5" |  |  | 3 Medium A19 75w |  | 3 | No | [14 empty] | 0 | [12 empty] | 94.5 | 189 | 283.5 | D:18 5/8'' H:19'' O:58'' |  | 18.625 |  |  | 19 | Center Lock-Up |  |  | 58 |  |  |  | No |  | No | [20 empty] | D:5'' H:7/8'' Round |  |  |  |  | 72 | Clear Silver | 36 |  | Hardwired | 0 | 0 | 0 | 0 | 1 | 0 | 0 | 1 | 1 | 0 | 0 | 785652075438 | [16 empty] | cETL Damp | KEMAL 3L CHAND-962 | Three Light Chandelier |  | 3130703-962.jpg | 3130703.jpg
3130703EN3-112 | Three Light Chandelier |  | CHANDELIERS | Kemal | Chandeliers | Midnight Black | 112 | Steel | Etched / White Inside Glass | D:4" H:5.5" |  |  | 3 Medium A19 9.3w |  | 3 | Yes | [14 empty] | 0 | [12 empty] | 109.5 | 219 | 328.5 | D:18 5/8'' H:19'' O:58'' |  | 18.625 |  |  | 19 | Center Lock-Up |  |  | 58 |  |  |  | No |  | No | [20 empty] | D:5'' H:7/8'' Round |  |  |  |  | 72 | Black | 36 |  | Hardwired | 0 | 0 | 0 | 1 | 1 | 0 | 0 | 0 | 1 | 0 | 0 | 785652079894 | [16 empty] | cETL Damp | KEMAL 3L CHAND-112 | Three Light Chandelier |  | 3130703EN3-112.jpg | 3130703EN3.jpg
3130703EN3-710 | Three Light Chandelier |  | CHANDELIERS | Kemal | Chandeliers | Burnt Sienna | 710 | Steel | Etched / White Inside Glass | D:4" H:5.5" |  |  | 3 Medium A19 9.3w |  | 3 | Yes | [14 empty] | 0 | [12 empty] | 109.5 | 219 | 328.5 | D:18 5/8'' H:19'' O:58'' |  | 18.625 |  |  | 19 | Center Lock-Up |  |  | 58 |  |  |  | No |  | No | [20 empty] | D:5'' H:7/8'' Round |  |  |  |  | 72 | Brown | 36 |  | Hardwired | 0 | 0 | 0 | 1 | 1 | 0 | 0 | 0 | 1 | 0 | 0 | 785652079900 | [16 empty] | cETL Damp | KEMAL 3L CHAND-710 | Three Light Chandelier |  | 3130703EN3-710.jpg | 3130703EN3.jpg
3130703EN3-962 | Three Light Chandelier |  | CHANDELIERS | Kemal | Chandeliers | Brushed Nickel | 962 | Steel | Etched / White Inside Glass | D:4" H:5.5" |  |  | 3 Medium A19 9.3w |  | 3 | Yes | [14 empty] | 0 | [12 empty] | 109.5 | 219 | 328.5 | D:18 5/8'' H:19'' O:58'' |  | 18.625 |  |  | 19 | Center Lock-Up |  |  | 58 |  |  |  | No |  | No | [20 empty] | D:5'' H:7/8'' Round |  |  |  |  | 72 | Clear Silver | 36 |  | Hardwired | 0 | 0 | 0 | 1 | 1 | 0 | 0 | 0 | 1 | 0 | 0 | 785652079917 | [16 empty] | cETL Damp | KEMAL 3L CHAND-962 | Three Light Chandelier |  | 3130703EN3-962.jpg | 3130703EN3.jpg
3130705-112 | Five Light Chandelier |  | CHANDELIERS | Kemal | Chandeliers | Midnight Black | 112 | Steel | Etched / White Inside Glass | D:4" H:5.5" |  |  | 5 Medium A19 75w |  | 5 | No | [14 empty] | 0 | [12 empty] | 139.5 | 279 | 418.5 | D:24'' H:24'' O:63'' |  | 24 |  |  | 24 | Center Lock-Up |  |  | 63 |  |  |  | No |  | No | [20 empty] | D:5'' H:7/8'' Round |  |  |  |  | 72 | Black | 36 |  | Hardwired | 0 | 0 | 0 | 0 | 1 | 0 | 0 | 1 | 1 | 0 | 0 | 785652075445 | [16 empty] | cETL Damp | KEMAL 5L CHAND-112 | Five Light Chandelier |  | 3130705-112.jpg | 3130705.jpg
3130705-710 | Five Light Chandelier |  | CHANDELIERS | Kemal | Chandeliers | Burnt Sienna | 710 | Steel | Etched / White Inside Glass | D:4" H:5.5" |  |  | 5 Medium A19 75w |  | 5 | No | [14 empty] | 0 | [12 empty] | 139.5 | 279 | 418.5 | D:24'' H:24'' O:63'' |  | 24 |  |  | 24 | Center Lock-Up |  |  | 63 |  |  |  | No |  | No | [20 empty] | D:5'' H:7/8'' Round |  |  |  |  | 72 | Brown | 36 |  | Hardwired | 0 | 0 | 0 | 0 | 1 | 0 | 0 | 1 | 1 | 0 | 0 | 785652075452 | 25.25 | 15.75 | 25.75 | 17.1 | 5.926 | 250 | Yes | [9 empty] | cETL Damp | KEMAL 5L CHAND-710 | Five Light Chandelier |  | 3130705-710.jpg | 3130705.jpg
3130705-962 | Five Light Chandelier |  | CHANDELIERS | Kemal | Chandeliers | Brushed Nickel | 962 | Steel | Etched / White Inside Glass | D:4" H:5.5" |  |  | 5 Medium A19 75w |  | 5 | No | [14 empty] | 0 | [12 empty] | 139.5 | 279 | 418.5 | D:24'' H:24'' O:63'' |  | 24 |  |  | 24 | Center Lock-Up |  |  | 63 |  |  |  | No |  | No | [20 empty] | D:5'' H:7/8'' Round |  |  |  |  | 72 | Clear Silver | 36 |  | Hardwired | 0 | 0 | 0 | 0 | 1 | 0 | 0 | 1 | 1 | 0 | 0 | 785652075469 | [16 empty] | cETL Damp | KEMAL 5L CHAND-962 | Five Light Chandelier |  | 3130705-962.jpg | 3130705.jpg
3130705EN3-112 | Five Light Chandelier |  | CHANDELIERS | Kemal | Chandeliers | Midnight Black | 112 | Steel | Etched / White Inside Glass | D:4" H:5.5" |  |  | 5 Medium A19 9.3w |  | 5 | Yes | [14 empty] | 0 | [12 empty] | 164.5 | 329 | 493.5 | D:24'' H:24'' O:63'' |  | 24 |  |  | 24 | Center Lock-Up |  |  | 63 |  |  |  | No |  | No | [20 empty] | D:5'' H:7/8'' Round |  |  |  |  | 72 | Black | 36 |  | Hardwired | 0 | 0 | 0 | 1 | 1 | 0 | 0 | 0 | 1 | 0 | 0 | 785652079924 | [16 empty] | cETL Damp | KEMAL 5L CHAND-112 | Five Light Chandelier |  | 3130705EN3-112.jpg | 3130705EN3.jpg
3130705EN3-710 | Five Light Chandelier |  | CHANDELIERS | Kemal | Chandeliers | Burnt Sienna | 710 | Steel | Etched / White Inside Glass | D:4" H:5.5" |  |  | 5 Medium A19 9.3w |  | 5 | Yes | [14 empty] | 0 | [12 empty] | 164.5 | 329 | 493.5 | D:24'' H:24'' O:63'' |  | 24 |  |  | 24 | Center Lock-Up |  |  | 63 |  |  |  | No |  | No | [20 empty] | D:5'' H:7/8'' Round |  |  |  |  | 72 | Brown | 36 |  | Hardwired | 0 | 0 | 0 | 1 | 1 | 0 | 0 | 0 | 1 | 0 | 0 | 785652079931 | [16 empty] | cETL Damp | KEMAL 5L CHAND-710 | Five Light Chandelier |  | 3130705EN3-710.jpg | 3130705EN3.jpg
3130705EN3-962 | Five Light Chandelier |  | CHANDELIERS | Kemal | Chandeliers | Brushed Nickel | 962 | Steel | Etched / White Inside Glass | D:4" H:5.5" |  |  | 5 Medium A19 9.3w |  | 5 | Yes | [14 empty] | 0 | [12 empty] | 164.5 | 329 | 493.5 | D:24'' H:24'' O:63'' |  | 24 |  |  | 24 | Center Lock-Up |  |  | 63 |  |  |  | No |  | No | [20 empty] | D:5'' H:7/8'' Round |  |  |  |  | 72 | Clear Silver | 36 |  | Hardwired | 0 | 0 | 0 | 1 | 1 | 0 | 0 | 0 | 1 | 0 | 0 | 785652079948 | [16 empty] | cETL Damp | KEMAL 5L CHAND-962 | Five Light Chandelier |  | 3130705EN3-962.jpg | 3130705EN3.jpg
3130709-112 | Nine Light Chandelier |  | CHANDELIERS | Kemal | Chandeliers | Midnight Black | 112 | Steel | Etched / White Inside Glass | D:4" H:5.5" |  |  | 9 Medium A19 75w |  | 9 | No | [14 empty] | 0 | [12 empty] | 279.5 | 559 | 838.5 | D:30'' H:29'' O:104'' |  | 30 |  |  | 29 | Center Lock-Up |  |  | 104 |  |  |  | No |  | No | [20 empty] | D:5'' H:7/8'' Round |  |  |  |  | 120 | Black | 72 |  | Hardwired | 0 | 0 | 0 | 0 | 1 | 0 | 0 | 1 | 1 | 0 | 0 | 785652075476 | [16 empty] | cETL Damp | KEMAL 9L CHAND-112 | Nine Light Chandelier |  | 3130709-112.jpg | 3130709.jpg
3130709-710 | Nine Light Chandelier |  | CHANDELIERS | Kemal | Chandeliers | Burnt Sienna | 710 | Steel | Etched / White Inside Glass | D:4" H:5.5" |  |  | 9 Medium A19 75w |  | 9 | No | [14 empty] | 0 | [12 empty] | 279.5 | 559 | 838.5 | D:30'' H:29'' O:104'' |  | 30 |  |  | 29 | Center Lock-Up |  |  | 104 |  |  |  | No |  | No | [20 empty] | D:5'' H:7/8'' Round |  |  |  |  | 120 | Brown | 72 |  | Hardwired | 0 | 0 | 0 | 0 | 1 | 0 | 0 | 1 | 1 | 0 | 0 | 785652075483 | [16 empty] | cETL Damp | KEMAL 9L CHAND-710 | Nine Light Chandelier |  | 3130709-710.jpg | 3130709.jpg
3130709-962 | Nine Light Chandelier |  | CHANDELIERS | Kemal | Chandeliers | Brushed Nickel | 962 | Steel | Etched / White Inside Glass | D:4" H:5.5" |  |  | 9 Medium A19 75w |  | 9 | No | [14 empty] | 0 | [12 empty] | 279.5 | 559 | 838.5 | D:30'' H:29'' O:104'' |  | 30 |  |  | 29 | Center Lock-Up |  |  | 104 |  |  |  | No |  | No | [20 empty] | D:5'' H:7/8'' Round |  |  |  |  | 120 | Clear Silver | 72 |  | Hardwired | 0 | 0 | 0 | 0 | 1 | 0 | 0 | 1 | 1 | 0 | 0 | 785652075490 | 32 | 20 | 32 | 32.2 | 11.852 | 250 | Yes | [9 empty] | cETL Damp | KEMAL 9L CHAND-962 | Nine Light Chandelier |  | 3130709-962.jpg | 3130709.jpg
3130709EN3-112 | Nine Light Chandelier |  | CHANDELIERS | Kemal | Chandeliers | Midnight Black | 112 | Steel | Etched / White Inside Glass | D:4" H:5.5" |  |  | 9 Medium A19 9.3w |  | 9 | Yes | [14 empty] | 0 | [12 empty] | 324.5 | 649 | 973.5 | D:30'' H:29'' O:104'' |  | 30 |  |  | 29 | Center Lock-Up |  |  | 104 |  |  |  | No |  | No | [20 empty] | D:5'' H:7/8'' Round |  |  |  |  | 120 | Black | 72 |  | Hardwired | 0 | 0 | 0 | 1 | 1 | 0 | 0 | 0 | 1 | 0 | 0 | 785652079955 | [16 empty] | cETL Damp | KEMAL 9L CHAND-112 | Nine Light Chandelier |  | 3130709EN3-112.jpg | 3130709EN3.jpg
3130709EN3-710 | Nine Light Chandelier |  | CHANDELIERS | Kemal | Chandeliers | Burnt Sienna | 710 | Steel | Etched / White Inside Glass | D:4" H:5.5" |  |  | 9 Medium A19 9.3w |  | 9 | Yes | [14 empty] | 0 | [12 empty] | 324.5 | 649 | 973.5 | D:30'' H:29'' O:104'' |  | 30 |  |  | 29 | Center Lock-Up |  |  | 104 |  |  |  | No |  | No | [20 empty] | D:5'' H:7/8'' Round |  |  |  |  | 120 | Brown | 72 |  | Hardwired | 0 | 0 | 0 | 1 | 1 | 0 | 0 | 0 | 1 | 0 | 0 | 785652079962 | [16 empty] | cETL Damp | KEMAL 9L CHAND-710 | Nine Light Chandelier |  | 3130709EN3-710.jpg | 3130709EN3.jpg
3130709EN3-962 | Nine Light Chandelier |  | CHANDELIERS | Kemal | Chandeliers | Brushed Nickel | 962 | Steel | Etched / White Inside Glass | D:4" H:5.5" |  |  | 9 Medium A19 9.3w |  | 9 | Yes | [14 empty] | 0 | [12 empty] | 324.5 | 649 | 973.5 | D:30'' H:29'' O:104'' |  | 30 |  |  | 29 | Center Lock-Up |  |  | 104 |  |  |  | No |  | No | [20 empty] | D:5'' H:7/8'' Round |  |  |  |  | 120 | Clear Silver | 72 |  | Hardwired | 0 | 0 | 0 | 1 | 1 | 0 | 0 | 0 | 1 | 0 | 0 | 785652079979 | [16 empty] | cETL Damp | KEMAL 9L CHAND-962 | Nine Light Chandelier |  | 3130709EN3-962.jpg | 3130709EN3.jpg
31317-710 | Five Light Chandelier | With classic proportions and minimalist glass accents, the Lemont lighting collection by Sea Gull Lighting offers transitional style in a beautiful profile. The design features just enough flourish to create a soft, romantic figure. For those looking for simple elegance, Lemont is a perfect choice. Offered in Antique Brushed Nickel finish with Etched White Alabaster glass or Burnt Sienna finish with Café Tint glass. The assortment includes nine-light, six-light, five-light and three-light chandeliers, pendants in five sizes, both flush and semi-flush ceiling fixtures, as well as one-light, two-light, three-light and four-light wall/bath fixtures. Both incandescent lamping and ENERGY STAR-qualified LED lamping are available. All fixtures are California Title 24 compliant. | CHANDELIERS | Lemont | Chandeliers | Burnt Sienna | 710 | Steel | Cafe Tint Glass | D:5" H:5" | D:5" |  | 5 Medium A19 100w |  | 5 | No | [14 empty] | 0 | [12 empty] | 115 | 230 | 345 | D:23'' H:24 1/4'' O:147 1/4'' | 11.9 | 23 |  |  | 24.25 | Center Lock-Up |  |  | 147.25 |  |  |  | No |  | No | [20 empty] | D:5'' H:1'' Round |  |  |  |  | 144 | Brown | 120 |  | Hardwired | 0 | 0 | 0 | 0 | 1 | 0 | 0 | 1 | 1 | 0 | 0 | 785652225543 | 25.25 | 22.25 | 9.25 | 16.5 | 3.007 | 175 | Yes | [8 empty] | UL Dry | cUL Dry | LEMONT 5L CHAND-710 | Five Light Chandelier |  | 31317-710.jpg | 31317.jpg
31317EN3-710 | Five Light Chandelier | With classic proportions and minimalist glass accents, the Lemont lighting collection by Sea Gull Lighting offers transitional style in a beautiful profile. The design features just enough flourish to create a soft, romantic figure. For those looking for simple elegance, Lemont is a perfect choice. Offered in Antique Brushed Nickel finish with Etched White Alabaster glass or Burnt Sienna finish with Café Tint glass. The assortment includes nine-light, six-light, five-light and three-light chandeliers, pendants in five sizes, both flush and semi-flush ceiling fixtures, as well as one-light, two-light, three-light and four-light wall/bath fixtures. Both incandescent lamping and ENERGY STAR-qualified LED lamping are available. All fixtures are California Title 24 compliant. | CHANDELIERS | Lemont | Chandeliers | Burnt Sienna | 710 | Steel | Cafe Tint Glass | D:5" H:5" |  |  | 5 Medium A19 9.3w |  | 5 | Yes | [14 empty] | 0 | [12 empty] | 138 | 276 | 414 | D:23'' H:24 1/4'' O:147 1/4'' | 11.9 | 23 |  |  | 24.25 | Center Lock-Up |  |  | 147.25 |  |  |  | No |  | No | [20 empty] | D:5'' H:1'' Round |  |  |  |  | 144 | Brown | 120 |  | Hardwired | 0 | 0 | 0 | 1 | 1 | 0 | 0 | 0 | 1 | 0 | 0 | 785652053764 | 25.25 | 22.25 | 9.25 | 16.4 | 3.007 | 175 | Yes | [8 empty] | C-UL-US Dry |  | LEMONT 5L CHAND-710 | Five Light Chandelier |  | 31317EN3-710.jpg | 31317.jpg
31319-710 | Nine Light Chandelier | With classic proportions and minimalist glass accents, the Lemont lighting collection by Sea Gull Lighting offers transitional style in a beautiful profile. The design features just enough flourish to create a soft, romantic figure. For those looking for simple elegance, Lemont is a perfect choice. Offered in Antique Brushed Nickel finish with Etched White Alabaster glass or Burnt Sienna finish with Café Tint glass. The assortment includes nine-light, six-light, five-light and three-light chandeliers, pendants in five sizes, both flush and semi-flush ceiling fixtures, as well as one-light, two-light, three-light and four-light wall/bath fixtures. Both incandescent lamping and ENERGY STAR-qualified LED lamping are available. All fixtures are California Title 24 compliant. | CHANDELIERS | Lemont | Chandeliers | Burnt Sienna | 710 | Steel | Clear Glass |  |  |  | 9 Candelabra Torpedo 60w |  | 9 | No | [14 empty] | 0 | [12 empty] | 198 | 396 | 594 | D:34'' H:37 1/2'' O:160 1/2'' | 14.2 | 34 |  |  | 37.5 | Center Lock-Up |  |  | 160.5 |  |  |  | No |  | No | [20 empty] | D:5'' H:1'' Round |  |  |  |  | 144 | Brown | 120 |  | Hardwired | 0 | 0 | 0 | 0 | 1 | 0 | 0 | 0 | 1 | 0 | 0 | 785652225567 | 32.25 | 8.5 | 38.25 | 18.8 | 6.068 | 250 | Yes | [8 empty] | UL Dry | cUL Dry | LEMONT 9L CHAND-710 | Nine Light Chandelier |  | 31319-710.jpg | 31319.jpg
31319EN-710 | Nine Light Chandelier | With classic proportions and minimalist glass accents, the Lemont lighting collection by Sea Gull Lighting offers transitional style in a beautiful profile. The design features just enough flourish to create a soft, romantic figure. For those looking for simple elegance, Lemont is a perfect choice. Offered in Antique Brushed Nickel finish with Etched White Alabaster glass or Burnt Sienna finish with Café Tint glass. The assortment includes nine-light, six-light, five-light and three-light chandeliers, pendants in five sizes, both flush and semi-flush ceiling fixtures, as well as one-light, two-light, three-light and four-light wall/bath fixtures. Both incandescent lamping and ENERGY STAR-qualified LED lamping are available. All fixtures are California Title 24 compliant. | CHANDELIERS | Lemont | Chandeliers | Burnt Sienna | 710 | Steel | Undefined Glass |  |  |  | 9 Candelabra Torpedo 3.5w |  | 9 | Yes | [14 empty] | 0 | [12 empty] | 240 | 480 | 720 | D:34'' H:37 1/2'' O:160 1/2'' | 14.2 | 34 |  |  | 37.5 | Center Lock-Up |  |  | 160.5 |  |  |  | No |  | No | [20 empty] | D:5'' H:1'' Round |  |  |  |  | 144 | Brown | 120 |  | Hardwired | 0 | 0 | 0 | 1 | 1 | 0 | 0 | 0 | 1 | 0 | 0 | 785652028717 | 38.25 | 8.5 | 32.25 | 18.8 | 6.068 | 250 | Yes | [8 empty] | UL Dry | cUL Dry | LEMONT 9L CHAND-710 | Nine Light Chandelier |  | 31319EN-710.jpg | 31319.jpg
31349EN3-965 | Three Light Chandelier | With the Laurel Leaf lighting collection by Sea Gull Lighting, the focus is on the beauty of the structure. Sweeping arms that reach out to hold generously shaped ripple glass shades with a soft contemporary finish transitions comfortably for today's lifestyles. Offered in Antique Brushed Nickel finish or Estate Bronze finish, both with Etched Ripple glass. The assortment includes 15-light, nine-light, five-light and three-light chandeliers, pendants in six sizes, both flush and semi-flush ceiling fixtures, as well as one-light, two-light, three-light and four-light wall/bath fixtures. Incandescent and ENERGY STAR-qualified LED lamping are available; all fixtures are California Title 24 compliant. | CHANDELIERS | Laurel Leaf | Chandeliers | Antique Brushed Nickel | 965 | Steel | Etched Ripple Glass | D:5.5625" |  |  | 3 Medium A19 9.3w |  | 3 | Yes | [14 empty] | 0 | [12 empty] | 179.5 | 359 | 538.5 | D:17 1/2'' H:21 1/4'' O:144 3/4'' | 10.2 | 17.5 |  |  | 21.25 | Center Lock-Up |  |  | 144.75 |  |  |  | No |  | No | 5 | 13 |  |  | 188.0 X 20.0 mm | [15 empty] | D:5 3/4'' DP:1 7/8'' Round |  |  |  |  | 144 | Clear | 120 | N/A | Hardwired | 0 | 0 | 0 | 1 | 1 | 0 | 0 | 0 | 1 | 0 | 0 | 785652053795 | 14 | 10 | 20 | 11.35 | 1.62 | 125 | Yes | [8 empty] | UL Dry | cUL Dry | LAUREL LEAF 3L CHAND-965 | Three Light Chandelier |  | 31349EN3-965.jpg | 31349.jpg
3137303-782 | Three Light Chandelier | Elmwood Park by Sea Gull Collection has clear glass tube shades with an inner white glass element that softens the light and helps cast an even glow. A cylinder of etched glass is centered within a larger cylinder of clear glass which encircles each light bulb to create this stunning visual effect. The full assortment includes three-, five-and nine-light chandeliers, a four-light linear, one-light mini pendant, a three-light pendant, a two-light semi flush which is convertible into a pendant, and one-, two-, three- and four-light bath fixtures. All fixtures offered in either a Brushed Nickel or Brushed Oil Rubbed Bronze. Incandescent and ENERGY STAR-qualified LED lamping are available; all fixtures are California Title 24 compliant. | CHANDELIERS | Elmwood Park | Chandeliers | Heirloom Bronze | 782 | Steel | Satin Etched Glass | D:3.125" H:5.5" |  |  | 3 Medium A19 75w |  | 3 | No | [14 empty] | 0 | [12 empty] | 99.98 | 199.96 | 299.94 | D:20 1/2'' H:21'' O:94 3/4'' | 8.4 | 20.5 |  |  | 21 | Screw Collar - Chain |  |  | 94.75 |  |  |  | No |  | No | [20 empty] | D:5'' H:3/4'' Round |  |  |  |  | 72 | Brown | 36 |  | Hardwired | 0 | 0 | 0 | 0 | 1 | 0 | 0 | 1 | 1 | 0 | 0 | 785652069802 | 22.5 | 12.75 | 12.75 | 10.5 | 2.117 | 175 | Yes | [9 empty] | cETL Damp | ELMWOOD PARK 3L CHAND-782 | Three Light Chandelier |  | 3137303-782.jpg | 3137303.jpg
3137303-962 | Three Light Chandelier | Elmwood Park by Sea Gull Collection has clear glass tube shades with an inner white glass element that softens the light and helps cast an even glow. A cylinder of etched glass is centered within a larger cylinder of clear glass which encircles each light bulb to create this stunning visual effect. The full assortment includes three-, five-and nine-light chandeliers, a four-light linear, one-light mini pendant, a three-light pendant, a two-light semi flush which is convertible into a pendant, and one-, two-, three- and four-light bath fixtures. All fixtures offered in either a Brushed Nickel or Brushed Oil Rubbed Bronze. Incandescent and ENERGY STAR-qualified LED lamping are available; all fixtures are California Title 24 compliant. | CHANDELIERS | Elmwood Park | Chandeliers | Brushed Nickel | 962 | Steel | Clear Glass | D:4.375" H:5.875" |  |  | 3 Medium A19 75w |  | 3 | No | [14 empty] | 0 | [12 empty] | 99.98 | 199.96 | 299.94 | D:20 1/2'' H:21'' O:94 3/4'' | 8.4 | 20.5 |  |  | 21 | Screw Collar - Chain |  |  | 94.75 |  |  |  | No |  | No | [20 empty] | D:5'' H:3/4'' Round |  |  |  |  | 72 | Clear Silver | 36 |  | Hardwired | 0 | 0 | 0 | 0 | 1 | 0 | 0 | 1 | 1 | 0 | 0 | 785652069819 | 22.5 | 12.75 | 12.75 | 10.5 | 2.117 | 175 | Yes | [9 empty] | cETL Damp | ELMWOOD PARK 3L CHAND-962 | Three Light Chandelier |  | 3137303-962.jpg | 3137303.jpg
3137303EN3-782 | Three Light Chandelier | Elmwood Park by Sea Gull Collection has clear glass tube shades with an inner white glass element that softens the light and helps cast an even glow. A cylinder of etched glass is centered within a larger cylinder of clear glass which encircles each light bulb to create this stunning visual effect. The full assortment includes three-, five-and nine-light chandeliers, a four-light linear, one-light mini pendant, a three-light pendant, a two-light semi flush which is convertible into a pendant, and one-, two-, three- and four-light bath fixtures. All fixtures offered in either a Brushed Nickel or Brushed Oil Rubbed Bronze. Incandescent and ENERGY STAR-qualified LED lamping are available; all fixtures are California Title 24 compliant. | CHANDELIERS | Elmwood Park | Chandeliers | Heirloom Bronze | 782 | Steel | Satin Etched Glass | D:3.125" H:5.5" |  |  | 3 Medium A19 9.3w |  | 3 | Yes | [14 empty] | 0 | [12 empty] | 117.98 | 235.96 | 353.94 | D:20 1/2'' H:21'' O:94 3/4'' | 8.4 | 20.5 |  |  | 21 | Screw Collar - Chain |  |  | 94.75 |  |  |  | No |  | No | [20 empty] | D:5'' H:3/4'' Round |  |  |  |  | 72 | Brown | 36 |  | Hardwired | 0 | 0 | 0 | 1 | 1 | 0 | 0 | 0 | 1 | 0 | 0 | 785652071577 | 22.5 | 22.25 | 12.5 | 10.7 | 3.621 | 250 | Yes | [9 empty] | cETL Damp | ELMWOOD PRK 3L LED CHAND-782 | Three Light Chandelier |  | 3137303EN3-782.jpg | 3137303EN3.jpg
3137303EN3-962 | Three Light Chandelier | Elmwood Park by Sea Gull Collection has clear glass tube shades with an inner white glass element that softens the light and helps cast an even glow. A cylinder of etched glass is centered within a larger cylinder of clear glass which encircles each light bulb to create this stunning visual effect. The full assortment includes three-, five-and nine-light chandeliers, a four-light linear, one-light mini pendant, a three-light pendant, a two-light semi flush which is convertible into a pendant, and one-, two-, three- and four-light bath fixtures. All fixtures offered in either a Brushed Nickel or Brushed Oil Rubbed Bronze. Incandescent and ENERGY STAR-qualified LED lamping are available; all fixtures are California Title 24 compliant. | CHANDELIERS | Elmwood Park | Chandeliers | Brushed Nickel | 962 | Steel | Clear Glass | D:4.375" H:5.875" |  |  | 3 Medium A19 9.3w |  | 3 | Yes | [14 empty] | 0 | [12 empty] | 117.98 | 235.96 | 353.94 | D:20 1/2'' H:21'' O:94 3/4'' | 8.4 | 20.5 |  |  | 21 | Screw Collar - Chain |  |  | 94.75 |  |  |  | No |  | No | [20 empty] | D:5'' H:3/4'' Round |  |  |  |  | 72 | Clear Silver | 36 |  | Hardwired | 0 | 0 | 0 | 1 | 1 | 0 | 0 | 0 | 1 | 0 | 0 | 785652071584 | 23 | 12.78 | 12.38 | 10.7 | 2.106 | 175 | Yes | [9 empty] | cETL Damp | ELMWOOD PRK 3L LED CHAND-962 | Three Light Chandelier |  | 3137303EN3-962.jpg | 3137303EN3.jpg
3137305-782 | Five Light Chandelier | Elmwood Park by Sea Gull Collection has clear glass tube shades with an inner white glass element that softens the light and helps cast an even glow. A cylinder of etched glass is centered within a larger cylinder of clear glass which encircles each light bulb to create this stunning visual effect. The full assortment includes three-, five-and nine-light chandeliers, a four-light linear, one-light mini pendant, a three-light pendant, a two-light semi flush which is convertible into a pendant, and one-, two-, three- and four-light bath fixtures. All fixtures offered in either a Brushed Nickel or Brushed Oil Rubbed Bronze. Incandescent and ENERGY STAR-qualified LED lamping are available; all fixtures are California Title 24 compliant. | CHANDELIERS | Elmwood Park | Chandeliers | Heirloom Bronze | 782 | Steel | Satin Etched Glass | D:3.125" H:5.5" |  |  | 5 Medium A19 75w |  | 5 | No | [14 empty] | 0 | [12 empty] | 157.98 | 315.96 | 473.94 | D:26'' H:24 1/8'' O:62 1/2'' | 13.6 | 26 |  |  | 24.125 | Screw Collar - Chain |  |  | 62.5 |  |  |  | No |  | No | [20 empty] | D:5'' H:3/4'' Round |  |  |  |  | 144 | Brown | 72 |  | Hardwired | 0 | 0 | 0 | 0 | 1 | 0 | 0 | 1 | 1 | 0 | 0 | 785652069826 | 27 | 26.25 | 12.58 | 18.5 | 5.16 | 250 | Yes | [9 empty] | cETL Damp | ELMWOOD PARK 5L CHAND-782 | Five Light Chandelier |  | 3137305-782.jpg | 3137305.jpg
3137305-962 | Five Light Chandelier | Elmwood Park by Sea Gull Collection has clear glass tube shades with an inner white glass element that softens the light and helps cast an even glow. A cylinder of etched glass is centered within a larger cylinder of clear glass which encircles each light bulb to create this stunning visual effect. The full assortment includes three-, five-and nine-light chandeliers, a four-light linear, one-light mini pendant, a three-light pendant, a two-light semi flush which is convertible into a pendant, and one-, two-, three- and four-light bath fixtures. All fixtures offered in either a Brushed Nickel or Brushed Oil Rubbed Bronze. Incandescent and ENERGY STAR-qualified LED lamping are available; all fixtures are California Title 24 compliant. | CHANDELIERS | Elmwood Park | Chandeliers | Brushed Nickel | 962 | Steel | Clear Glass | D:4.375" H:5.875" |  |  | 5 Medium A19 75w |  | 5 | No | [14 empty] | 0 | [12 empty] | 157.98 | 315.96 | 473.94 | D:26'' H:24 1/8'' O:62 1/2'' | 13.6 | 26 |  |  | 24.125 | Screw Collar - Chain |  |  | 62.5 |  |  |  | No |  | No | [20 empty] | D:5'' H:3/4'' Round |  |  |  |  | 144 | Clear Silver | 72 |  | Hardwired | 0 | 0 | 0 | 0 | 1 | 0 | 0 | 1 | 1 | 0 | 0 | 785652069833 | 27 | 26.25 | 12.58 | 18.3 | 5.16 | 250 | Yes | [9 empty] | cETL Damp | ELMWOOD PARK 5L CHAND-962 | Five Light Chandelier |  | 3137305-962.jpg | 3137305.jpg
3137305EN3-782 | Five Light Chandelier | Elmwood Park by Sea Gull Collection has clear glass tube shades with an inner white glass element that softens the light and helps cast an even glow. A cylinder of etched glass is centered within a larger cylinder of clear glass which encircles each light bulb to create this stunning visual effect. The full assortment includes three-, five-and nine-light chandeliers, a four-light linear, one-light mini pendant, a three-light pendant, a two-light semi flush which is convertible into a pendant, and one-, two-, three- and four-light bath fixtures. All fixtures offered in either a Brushed Nickel or Brushed Oil Rubbed Bronze. Incandescent and ENERGY STAR-qualified LED lamping are available; all fixtures are California Title 24 compliant. | CHANDELIERS | Elmwood Park | Chandeliers | Heirloom Bronze | 782 | Steel | Satin Etched Glass | D:3.125" H:5.5" |  |  | 5 Medium A19 9.3w |  | 5 | Yes | [14 empty] | 0 | [12 empty] | 186.48 | 372.96 | 559.44 | D:26'' H:24 1/8'' O:62 1/2'' | 13.6 | 26 |  |  | 24.125 | Screw Collar - Chain |  |  | 62.5 |  |  |  | No |  | No | [20 empty] | D:5'' H:3/4'' Round |  |  |  |  | 144 | Brown | 72 |  | Hardwired | 0 | 0 | 0 | 1 | 1 | 0 | 0 | 0 | 1 | 0 | 0 | 785652071591 | 27 | 26.25 | 12.58 | 18.5 | 5.16 | 250 | Yes | [9 empty] | cETL Damp | ELMWOOD PRK 5L LED CHAND-782 | Five Light Chandelier |  | 3137305EN3-782.jpg | 3137305EN3.jpg
3137305EN3-962 | Five Light Chandelier | Elmwood Park by Sea Gull Collection has clear glass tube shades with an inner white glass element that softens the light and helps cast an even glow. A cylinder of etched glass is centered within a larger cylinder of clear glass which encircles each light bulb to create this stunning visual effect. The full assortment includes three-, five-and nine-light chandeliers, a four-light linear, one-light mini pendant, a three-light pendant, a two-light semi flush which is convertible into a pendant, and one-, two-, three- and four-light bath fixtures. All fixtures offered in either a Brushed Nickel or Brushed Oil Rubbed Bronze. Incandescent and ENERGY STAR-qualified LED lamping are available; all fixtures are California Title 24 compliant. | CHANDELIERS | Elmwood Park | Chandeliers | Brushed Nickel | 962 | Steel | Clear Glass | D:4.375" H:5.875" |  |  | 5 Medium A19 9.3w |  | 5 | Yes | [14 empty] | 0 | [12 empty] | 186.48 | 372.96 | 559.44 | D:26'' H:24 1/8'' O:62 1/2'' | 13.6 | 26 |  |  | 24.125 | Screw Collar - Chain |  |  | 62.5 |  |  |  | No |  | No | [20 empty] | D:5'' H:3/4'' Round |  |  |  |  | 144 | Clear Silver | 72 |  | Hardwired | 0 | 0 | 0 | 1 | 1 | 0 | 0 | 0 | 1 | 0 | 0 | 785652071607 | 27 | 26.25 | 12.58 | 18.3 | 5.16 | 250 | Yes | [9 empty] | cETL Damp | ELMWOOD PRK 5L LED CHAND-962 | Five Light Chandelier |  | 3137305EN3-962.jpg | 3137305EN3.jpg
3137309-782 | Nine Light Chandelier | Elmwood Park by Sea Gull Collection has clear glass tube shades with an inner white glass element that softens the light and helps cast an even glow. A cylinder of etched glass is centered within a larger cylinder of clear glass which encircles each light bulb to create this stunning visual effect. The full assortment includes three-, five-and nine-light chandeliers, a four-light linear, one-light mini pendant, a three-light pendant, a two-light semi flush which is convertible into a pendant, and one-, two-, three- and four-light bath fixtures. All fixtures offered in either a Brushed Nickel or Brushed Oil Rubbed Bronze. Incandescent and ENERGY STAR-qualified LED lamping are available; all fixtures are California Title 24 compliant. | CHANDELIERS | Elmwood Park | Chandeliers | Heirloom Bronze | 782 | Steel | Satin Etched Glass | D:3.125" H:5.5" |  |  | 9 Medium A19 75w |  | 9 | No | [14 empty] | 0 | [12 empty] | 269.98 | 539.96 | 809.94 | D:32'' H:27 5/8'' O:102'' | 21.4 | 32 |  |  | 27.625 | Screw Collar - Chain |  |  | 102 |  |  |  | No |  | No | [20 empty] | D:5'' H:3/4'' Round |  |  |  |  | 144 | Brown | 72 |  | Hardwired | 0 | 0 | 0 | 0 | 1 | 0 | 0 | 1 | 1 | 0 | 0 | 785652069840 | 33.2 | 13 | 29.25 | 28.2 | 7.306 | 250 | Yes | [9 empty] | cETL Damp | ELMWOOD PARK 9L CHAND-782 | Nine Light Chandelier |  | 3137309-782.jpg | 3137309.jpg
3137309-962 | Nine Light Chandelier | Elmwood Park by Sea Gull Collection has clear glass tube shades with an inner white glass element that softens the light and helps cast an even glow. A cylinder of etched glass is centered within a larger cylinder of clear glass which encircles each light bulb to create this stunning visual effect. The full assortment includes three-, five-and nine-light chandeliers, a four-light linear, one-light mini pendant, a three-light pendant, a two-light semi flush which is convertible into a pendant, and one-, two-, three- and four-light bath fixtures. All fixtures offered in either a Brushed Nickel or Brushed Oil Rubbed Bronze. Incandescent and ENERGY STAR-qualified LED lamping are available; all fixtures are California Title 24 compliant. | CHANDELIERS | Elmwood Park | Chandeliers | Brushed Nickel | 962 | Steel | Clear Glass | D:4.375" H:5.875" |  |  | 9 Medium A19 75w |  | 9 | No | [14 empty] | 0 | [12 empty] | 269.98 | 539.96 | 809.94 | D:32'' H:27 5/8'' O:102'' | 21.4 | 32 |  |  | 27.625 | Screw Collar - Chain |  |  | 102 |  |  |  | No |  | No | [20 empty] | D:5'' H:3/4'' Round |  |  |  |  | 144 | Clear Silver | 72 |  | Hardwired | 0 | 0 | 0 | 0 | 1 | 0 | 0 | 1 | 1 | 0 | 0 | 785652069857 | 29.25 | 33 | 13.5 | 28.3 | 7.541 | 250 | Yes | [9 empty] | cETL Damp | ELMWOOD PARK 9L CHAND-962 | Nine Light Chandelier |  | 3137309-962.jpg | 3137309.jpg
3137309EN3-782 | Nine Light Chandelier | Elmwood Park by Sea Gull Collection has clear glass tube shades with an inner white glass element that softens the light and helps cast an even glow. A cylinder of etched glass is centered within a larger cylinder of clear glass which encircles each light bulb to create this stunning visual effect. The full assortment includes three-, five-and nine-light chandeliers, a four-light linear, one-light mini pendant, a three-light pendant, a two-light semi flush which is convertible into a pendant, and one-, two-, three- and four-light bath fixtures. All fixtures offered in either a Brushed Nickel or Brushed Oil Rubbed Bronze. Incandescent and ENERGY STAR-qualified LED lamping are available; all fixtures are California Title 24 compliant. | CHANDELIERS | Elmwood Park | Chandeliers | Heirloom Bronze | 782 | Steel | Satin Etched Glass | D:3.125" H:5.5" |  |  | 9 Medium A19 9.3w |  | 9 | Yes | [14 empty] | 0 | [12 empty] | 324.98 | 649.96 | 974.94 | D:32'' H:27 5/8'' O:102'' | 21.4 | 32 |  |  | 27.625 | Screw Collar - Chain |  |  | 102 |  |  |  | No |  | No | [20 empty] | D:5'' H:3/4'' Round |  |  |  |  | 144 | Brown | 72 |  | Hardwired | 0 | 0 | 0 | 1 | 1 | 0 | 0 | 0 | 1 | 0 | 0 | 785652071614 | 33.2 | 13 | 29.25 | 28.2 | 7.306 | 250 | Yes | [9 empty] | cETL Damp | ELMWOOD PRK 9L LED CHAND-782 | Nine Light Chandelier |  | 3137309EN3-782.jpg | 3137309EN3.jpg
3137309EN3-962 | Nine Light Chandelier | Elmwood Park by Sea Gull Collection has clear glass tube shades with an inner white glass element that softens the light and helps cast an even glow. A cylinder of etched glass is centered within a larger cylinder of clear glass which encircles each light bulb to create this stunning visual effect. The full assortment includes three-, five-and nine-light chandeliers, a four-light linear, one-light mini pendant, a three-light pendant, a two-light semi flush which is convertible into a pendant, and one-, two-, three- and four-light bath fixtures. All fixtures offered in either a Brushed Nickel or Brushed Oil Rubbed Bronze. Incandescent and ENERGY STAR-qualified LED lamping are available; all fixtures are California Title 24 compliant. | CHANDELIERS | Elmwood Park | Chandeliers | Brushed Nickel | 962 | Steel | Clear Glass | D:4.375" H:5.875" |  |  | 9 Medium A19 9.3w |  | 9 | Yes | [14 empty] | 0 | [12 empty] | 324.98 | 649.96 | 974.94 | D:32'' H:27 5/8'' O:102'' | 21.4 | 32 |  |  | 27.625 | Screw Collar - Chain |  |  | 102 |  |  |  | No |  | No | [20 empty] | D:5'' H:3/4'' Round |  |  |  |  | 144 | Clear Silver | 72 |  | Hardwired | 0 | 0 | 0 | 1 | 1 | 0 | 0 | 0 | 1 | 0 | 0 | 785652071621 | 29.25 | 33 | 13.5 | 28.3 | 7.541 | 250 | Yes | [9 empty] | cETL Damp | ELMWOOD PRK 9L LED CHAND-962 | Nine Light Chandelier |  | 3137309EN3-962.jpg | 3137309EN3.jpg
31375EN3-965 | Three Light Chandelier | The Somerton lighting collection from Sea Gull Lighting mixes modern and traditional lines in harmony to create the perfect coupling of transitional contemporary styling. Bold angles are balanced with flowing curves, and a minimalist glass design. Offered in Antique Brushed Nickel finish with Satin Etched glass or textured Blacksmith finish with Café Tint glass. The assortment includes 9-light, 5-light and 3-light chandeliers, pendants in six sizes (two of which are perfect for the foyer), both flush and semi-flush ceiling fixtures, as well as one-light, two-light, three-light and four-light wall/bath fixtures. Both incandescent lamping and ENERGY STAR-qualified LED lamping are available. Most of these fixtures easily convert to LED by purchasing LED replacement lamps sold separately. | CHANDELIERS | Somerton | Chandeliers | Antique Brushed Nickel | 965 | Steel | Satin Etched Glass | D:5.5" |  |  | 3 Medium A19 9.3w |  | 3 | Yes | [14 empty] | 0 | [12 empty] | 132.85 | 265.7 | 398.55 | D:20'' H:19'' O:141 1/2'' | 8.4 | 20 |  |  | 19 | Center Lock-Up |  |  | 141.5 |  |  |  | No |  | No | 5 | 13 |  |  | 188.0 X 20.0 mm | [15 empty] | D:5 1/2'' H:1'' Round |  |  |  |  | 144 | Clear | 120 | N/A | Hardwired | 0 | 0 | 0 | 1 | 1 | 0 | 0 | 0 | 1 | 0 | 0 | 785652053870 | 12.58 | 10.18 | 17.5 | 10.45 | 1.297 | 100 | Yes | [8 empty] | UL Dry | cUL Dry | SOMERTON 3L CHAND-965 | Three Light Chandelier |  | 31375EN3-965.jpg | 31375.jpg
3139003-782 | Three Light Chandelier | The Emmons lighting collection by Sea Gull Lighting combines form and function in a traditional empire silhouette. Trumpeted Satin Etched glass shades and a circular finial further enhance the design. Cluster three sizes together in a multi-fixture installation to make a beautifully dramatic statement in the living room, foyer, entryway or family room. The Emmons collection comes in two finishes: Brushed Nickel and Heirloom Bronze. Its assortment includes three-, five- and nine-light chandeliers; one-light mini pendant, three-light pendant, two-light semi-flush mount; one-light wall sconce; and two-, three- and four- light bath vanity fixtures. Incandescent and ENERGY STAR-qualified LED lamping are available; all fixtures are California Title 24 compliant. | CHANDELIERS | Emmons | Chandeliers | Heirloom Bronze | 782 | Steel | Satin Etched Glass | D:5.875" H:5.125" |  |  | 3 Medium A19 100w |  | 3 | No | [14 empty] | 0 | [12 empty] | 99.98 | 199.96 | 299.94 | D:19 1/2'' H:22 1/2'' O:61 1/2'' | 6.4 | 19.5 |  |  | 22.5 | Center Lock-Up |  |  | 61.5 |  |  |  | No |  | No | [20 empty] | D:5 1/2'' H:1 1/4'' Round |  |  |  |  | 72 | Brown | 36 |  | Hardwired | 0 | 0 | 0 | 0 | 1 | 0 | 0 | 1 | 1 | 0 | 0 | 785652002724 | 20 | 14 | 12 | 9.2 | 1.944 | 175 | Yes | [9 empty] | cETL Damp | EMMONS 3L CHAND-782 | Three Light Chandelier |  | 3139003-782.jpg | 3139003.jpg
3139003-962 | Three Light Chandelier | The Emmons lighting collection by Sea Gull Lighting combines form and function in a traditional empire silhouette. Trumpeted Satin Etched glass shades and a circular finial further enhance the design. Cluster three sizes together in a multi-fixture installation to make a beautifully dramatic statement in the living room, foyer, entryway or family room. The Emmons collection comes in two finishes: Brushed Nickel and Heirloom Bronze. Its assortment includes three-, five- and nine-light chandeliers; one-light mini pendant, three-light pendant, two-light semi-flush mount; one-light wall sconce; and two-, three- and four- light bath vanity fixtures. Incandescent and ENERGY STAR-qualified LED lamping are available; all fixtures are California Title 24 compliant. | CHANDELIERS | Emmons | Chandeliers | Brushed Nickel | 962 | Steel | Satin Etched Glass | D:5.875" H:5.125" |  |  | 3 Medium A19 100w |  | 3 | No | [14 empty] | 0 | [12 empty] | 99.98 | 199.96 | 299.94 | D:19 1/2'' H:22 1/2'' O:61 1/2'' | 6.4 | 19.5 |  |  | 22.5 | Center Lock-Up |  |  | 61.5 |  |  |  | No |  | No | [20 empty] | D:5 1/2'' H:1 1/4'' Round |  |  |  |  | 72 | Clear Silver | 36 |  | Hardwired | 0 | 0 | 0 | 0 | 1 | 0 | 0 | 1 | 1 | 0 | 0 | 785652002748 | 20 | 14 | 12 | 9.2 | 1.944 | 175 | Yes | [9 empty] | cETL Damp | EMMONS 3L CHAND-962 | Three Light Chandelier |  | 3139003-962.jpg | 3139003.jpg
3139003EN3-782 | Three Light Chandelier | The Emmons lighting collection by Sea Gull Lighting combines form and function in a traditional empire silhouette. Trumpeted Satin Etched glass shades and a circular finial further enhance the design. Cluster three sizes together in a multi-fixture installation to make a beautifully dramatic statement in the living room, foyer, entryway or family room. The Emmons collection comes in two finishes: Brushed Nickel and Heirloom Bronze. Its assortment includes three-, five- and nine-light chandeliers; one-light mini pendant, three-light pendant, two-light semi-flush mount; one-light wall sconce; and two-, three- and four- light bath vanity fixtures. Incandescent and ENERGY STAR-qualified LED lamping are available; all fixtures are California Title 24 compliant. | CHANDELIERS | Emmons | Chandeliers | Heirloom Bronze | 782 | Steel | Satin Etched Glass | D:5.875" H:5.125" |  |  | 3 Medium A19 9.3w |  | 3 | Yes | [14 empty] | 0 | [12 empty] | 122.98 | 245.96 | 368.94 | D:19 1/2'' H:22 1/2'' O:61 1/2'' | 6.4 | 19.5 |  |  | 22.5 | Center Lock-Up |  |  | 61.5 |  |  |  | No |  | No | [20 empty] | D:5 1/2'' H:1 1/4'' Round |  |  |  |  | 72 | Brown | 36 |  | Hardwired | 0 | 0 | 0 | 1 | 1 | 0 | 0 | 0 | 1 | 0 | 0 | 785652048371 | 20 | 14 | 12 | 9.2 | 1.944 | 175 | Yes | [9 empty] | cETL Damp | EMMONS 3L CHAND-782 | Three Light Chandelier |  | 3139003EN3-782.jpg | 313900.jpg
3139003EN3-962 | Three Light Chandelier | The Emmons lighting collection by Sea Gull Lighting combines form and function in a traditional empire silhouette. Trumpeted Satin Etched glass shades and a circular finial further enhance the design. Cluster three sizes together in a multi-fixture installation to make a beautifully dramatic statement in the living room, foyer, entryway or family room. The Emmons collection comes in two finishes: Brushed Nickel and Heirloom Bronze. Its assortment includes three-, five- and nine-light chandeliers; one-light mini pendant, three-light pendant, two-light semi-flush mount; one-light wall sconce; and two-, three- and four- light bath vanity fixtures. Incandescent and ENERGY STAR-qualified LED lamping are available; all fixtures are California Title 24 compliant. | CHANDELIERS | Emmons | Chandeliers | Brushed Nickel | 962 | Steel | Satin Etched Glass | D:5.875" H:5.125" |  |  | 3 Medium A19 9.3w |  | 3 | Yes | [14 empty] | 0 | [12 empty] | 122.98 | 245.96 | 368.94 | D:19 1/2'' H:22 1/2'' O:61 1/2'' | 6.4 | 19.5 |  |  | 22.5 | Center Lock-Up |  |  | 61.5 |  |  |  | No |  | No | [20 empty] | D:5 1/2'' H:1 1/4'' Round |  |  |  |  | 72 | Clear Silver | 36 |  | Hardwired | 0 | 0 | 0 | 1 | 1 | 0 | 0 | 0 | 1 | 0 | 0 | 785652048388 | 20 | 14 | 12 | 9.2 | 1.944 | 175 | Yes | [9 empty] | cETL Damp | EMMONS 3L CHAND-962 | Three Light Chandelier |  | 3139003EN3-962.jpg | 3139003.jpg
3139005-782 | Five Light Chandelier | The Emmons lighting collection by Sea Gull Lighting combines form and function in a traditional empire silhouette. Trumpeted Satin Etched glass shades and a circular finial further enhance the design. Cluster three sizes together in a multi-fixture installation to make a beautifully dramatic statement in the living room, foyer, entryway or family room. The Emmons collection comes in two finishes: Brushed Nickel and Heirloom Bronze. Its assortment includes three-, five- and nine-light chandeliers; one-light mini pendant, three-light pendant, two-light semi-flush mount; one-light wall sconce; and two-, three- and four- light bath vanity fixtures. Incandescent and ENERGY STAR-qualified LED lamping are available; all fixtures are California Title 24 compliant. | CHANDELIERS | Emmons | Chandeliers | Heirloom Bronze | 782 | Steel | Satin Etched Glass | D:5.875" H:5.125" |  |  | 5 Medium A19 100w |  | 5 | No | [14 empty] | 0 | [12 empty] | 144.98 | 289.96 | 434.94 | D:23 7/8'' H:26 3/4'' O:98 3/4'' | 9.5 | 23.875 |  |  | 26.75 | Center Lock-Up |  |  | 98.75 |  |  |  | No |  | No | [20 empty] | D:5 1/2'' H:1 1/4'' Round |  |  |  |  | 120 | Brown | 72 |  | Hardwired | 0 | 0 | 0 | 0 | 1 | 0 | 0 | 1 | 1 | 0 | 0 | 785652002755 | 23.5 | 23.5 | 13.5 | 14.6 | 4.314 | 250 | Yes | [9 empty] | cETL Damp | EMMONS 5L CHAND-782 | Five Light Chandelier |  | 3139005-782.jpg | 3139005.jpg
3139005-962 | Five Light Chandelier | The Emmons lighting collection by Sea Gull Lighting combines form and function in a traditional empire silhouette. Trumpeted Satin Etched glass shades and a circular finial further enhance the design. Cluster three sizes together in a multi-fixture installation to make a beautifully dramatic statement in the living room, foyer, entryway or family room. The Emmons collection comes in two finishes: Brushed Nickel and Heirloom Bronze. Its assortment includes three-, five- and nine-light chandeliers; one-light mini pendant, three-light pendant, two-light semi-flush mount; one-light wall sconce; and two-, three- and four- light bath vanity fixtures. Incandescent and ENERGY STAR-qualified LED lamping are available; all fixtures are California Title 24 compliant. | CHANDELIERS | Emmons | Chandeliers | Brushed Nickel | 962 | Steel | Satin Etched Glass | D:5.875" H:5.125" |  |  | 5 Medium A19 100w |  | 5 | No | [14 empty] | 0 | [12 empty] | 144.98 | 289.96 | 434.94 | D:23 7/8'' H:26 3/4'' O:98 3/4'' | 9.5 | 23.875 |  |  | 26.75 | Center Lock-Up |  |  | 98.75 |  |  |  | No |  | No | [20 empty] | D:5 1/2'' H:1 1/4'' Round |  |  |  |  | 120 | Clear Silver | 72 |  | Hardwired | 0 | 0 | 0 | 0 | 1 | 0 | 0 | 1 | 1 | 0 | 0 | 785652002762 | 23.5 | 23.5 | 13.5 | 14.6 | 4.314 | 250 | Yes | [9 empty] | cETL Damp | EMMONS 5L CHAND-962 | Five Light Chandelier |  | 3139005-962.jpg | 3139005.jpg
3139005EN3-782 | Five Light Chandelier | The Emmons lighting collection by Sea Gull Lighting combines form and function in a traditional empire silhouette. Trumpeted Satin Etched glass shades and a circular finial further enhance the design. Cluster three sizes together in a multi-fixture installation to make a beautifully dramatic statement in the living room, foyer, entryway or family room. The Emmons collection comes in two finishes: Brushed Nickel and Heirloom Bronze. Its assortment includes three-, five- and nine-light chandeliers; one-light mini pendant, three-light pendant, two-light semi-flush mount; one-light wall sconce; and two-, three- and four- light bath vanity fixtures. Incandescent and ENERGY STAR-qualified LED lamping are available; all fixtures are California Title 24 compliant. | CHANDELIERS | Emmons | Chandeliers | Heirloom Bronze | 782 | Steel | Satin Etched Glass | D:5.875" H:5.125" |  |  | 5 Medium A19 9.3w |  | 5 | Yes | [14 empty] | 0 | [12 empty] | 174.98 | 349.96 | 524.94 | D:23 7/8'' H:26 3/4'' O:98 3/4'' | 9.5 | 23.875 |  |  | 26.75 | Center Lock-Up |  |  | 98.75 |  |  |  | No |  | No | [20 empty] | D:5 1/2'' H:1 1/4'' Round |  |  |  |  | 120 | Brown | 72 |  | Hardwired | 0 | 0 | 0 | 1 | 1 | 0 | 0 | 0 | 1 | 0 | 0 | 785652048395 | 23.5 | 23.5 | 13.5 | 14.6 | 4.314 | 250 | Yes | [9 empty] | cETL Damp | EMMONS 5L CHAND-782 | Five Light Chandelier |  | 3139005EN3-782.jpg | 3139005.jpg
3139005EN3-962 | Five Light Chandelier | The Emmons lighting collection by Sea Gull Lighting combines form and function in a traditional empire silhouette. Trumpeted Satin Etched glass shades and a circular finial further enhance the design. Cluster three sizes together in a multi-fixture installation to make a beautifully dramatic statement in the living room, foyer, entryway or family room. The Emmons collection comes in two finishes: Brushed Nickel and Heirloom Bronze. Its assortment includes three-, five- and nine-light chandeliers; one-light mini pendant, three-light pendant, two-light semi-flush mount; one-light wall sconce; and two-, three- and four- light bath vanity fixtures. Incandescent and ENERGY STAR-qualified LED lamping are available; all fixtures are California Title 24 compliant. | CHANDELIERS | Emmons | Chandeliers | Brushed Nickel | 962 | Steel | Satin Etched Glass | D:5.875" H:5.125" |  |  | 5 Medium A19 9.3w |  | 5 | Yes | [14 empty] | 0 | [12 empty] | 174.98 | 349.96 | 524.94 | D:23 7/8'' H:26 3/4'' O:98 3/4'' | 9.5 | 23.875 |  |  | 26.75 | Center Lock-Up |  |  | 98.75 |  |  |  | No |  | No | [20 empty] | D:5 1/2'' H:1 1/4'' Round |  |  |  |  | 120 | Clear Silver | 72 |  | Hardwired | 0 | 0 | 0 | 1 | 1 | 0 | 0 | 0 | 1 | 0 | 0 | 785652048401 | 23.5 | 23.5 | 13.5 | 14.6 | 4.314 | 250 | Yes | [9 empty] | cETL Damp | EMMONS 5L CHAND-962 | Five Light Chandelier |  | 3139005EN3-962.jpg | 3139005.jpg
3139009-782 | Nine Light Chandelier | The Emmons lighting collection by Sea Gull Lighting combines form and function in a traditional empire silhouette. Trumpeted Satin Etched glass shades and a circular finial further enhance the design. Cluster three sizes together in a multi-fixture installation to make a beautifully dramatic statement in the living room, foyer, entryway or family room. The Emmons collection comes in two finishes: Brushed Nickel and Heirloom Bronze. Its assortment includes three-, five- and nine-light chandeliers; one-light mini pendant, three-light pendant, two-light semi-flush mount; one-light wall sconce; and two-, three- and four- light bath vanity fixtures. Incandescent and ENERGY STAR-qualified LED lamping are available; all fixtures are California Title 24 compliant. | CHANDELIERS | Emmons | Chandeliers | Heirloom Bronze | 782 | Steel | Satin Etched Glass | D:5.875" H:5.125" |  |  | 9 Medium A19 75w |  | 9 | No | [14 empty] | 0 | [12 empty] | 299.98 | 599.96 | 899.94 | D:35'' H:35'' O:110'' | 20.4 | 35 |  |  | 35 | Center Lock-Up |  |  | 110 |  |  |  | No |  | No | [20 empty] | D:5 1/2'' H:1 1/4'' Round |  |  |  |  | 120 | Brown | 72 |  | Hardwired | 0 | 0 | 0 | 0 | 1 | 0 | 0 | 1 | 1 | 0 | 0 | 785652001109 | 36.25 | 34.75 | 21 | 31.3 | 15.309 | 250 | Yes | [9 empty] | cETL Damp | EMMONS 9L CHAND-782 | Nine Light Chandelier |  | 3139009-782.jpg | 3139009.jpg
3139009-962 | Nine Light Chandelier | The Emmons lighting collection by Sea Gull Lighting combines form and function in a traditional empire silhouette. Trumpeted Satin Etched glass shades and a circular finial further enhance the design. Cluster three sizes together in a multi-fixture installation to make a beautifully dramatic statement in the living room, foyer, entryway or family room. The Emmons collection comes in two finishes: Brushed Nickel and Heirloom Bronze. Its assortment includes three-, five- and nine-light chandeliers; one-light mini pendant, three-light pendant, two-light semi-flush mount; one-light wall sconce; and two-, three- and four- light bath vanity fixtures. Incandescent and ENERGY STAR-qualified LED lamping are available; all fixtures are California Title 24 compliant. | CHANDELIERS | Emmons | Chandeliers | Brushed Nickel | 962 | Steel | Satin Etched Glass | D:5.875" H:5.125" |  |  | 9 Medium A19 75w |  | 9 | No | [14 empty] | 0 | [12 empty] | 299.98 | 599.96 | 899.94 | D:35'' H:35'' O:110'' | 20.4 | 35 |  |  | 35 | Center Lock-Up |  |  | 110 |  |  |  | No |  | No | [20 empty] | D:5 1/2'' H:1 1/4'' Round |  |  |  |  | 120 | Clear Silver | 72 |  | Hardwired | 0 | 0 | 0 | 0 | 1 | 0 | 0 | 1 | 1 | 0 | 0 | 785652002779 | 36.25 | 34.75 | 21 | 31.3 | 15.309 | 250 | Yes | [9 empty] | cETL Damp | EMMONS 9L CHAND-962 | Nine Light Chandelier |  | 3139009-962.jpg | 3139009.jpg
3139009EN3-782 | Nine Light Chandelier | The Emmons lighting collection by Sea Gull Lighting combines form and function in a traditional empire silhouette. Trumpeted Satin Etched glass shades and a circular finial further enhance the design. Cluster three sizes together in a multi-fixture installation to make a beautifully dramatic statement in the living room, foyer, entryway or family room. The Emmons collection comes in two finishes: Brushed Nickel and Heirloom Bronze. Its assortment includes three-, five- and nine-light chandeliers; one-light mini pendant, three-light pendant, two-light semi-flush mount; one-light wall sconce; and two-, three- and four- light bath vanity fixtures. Incandescent and ENERGY STAR-qualified LED lamping are available; all fixtures are California Title 24 compliant. | CHANDELIERS | Emmons | Chandeliers | Heirloom Bronze | 782 | Steel | Satin Etched Glass | D:5.875" H:5.125" |  |  | 9 Medium A19 9.3w |  | 9 | Yes | [14 empty] | 0 | [12 empty] | 346.45 | 692.9 | 1039.35 | D:35'' H:35'' O:110'' | 20.4 | 35 |  |  | 35 | Center Lock-Up |  |  | 110 |  |  |  | No |  | No | [20 empty] | D:5 1/2'' H:1 1/4'' Round |  |  |  |  | 120 | Brown | 72 |  | Hardwired | 0 | 0 | 0 | 1 | 1 | 0 | 0 | 0 | 1 | 0 | 0 | 785652048418 | 36.25 | 34.75 | 21 | 31.3 | 15.309 | 250 | No | [9 empty] | cETL Damp | EMMONS 9L CHAND-782 | Nine Light Chandelier |  | 3139009EN3-782.jpg | 3139009.jpg
3139009EN3-962 | Nine Light Chandelier | The Emmons lighting collection by Sea Gull Lighting combines form and function in a traditional empire silhouette. Trumpeted Satin Etched glass shades and a circular finial further enhance the design. Cluster three sizes together in a multi-fixture installation to make a beautifully dramatic statement in the living room, foyer, entryway or family room. The Emmons collection comes in two finishes: Brushed Nickel and Heirloom Bronze. Its assortment includes three-, five- and nine-light chandeliers; one-light mini pendant, three-light pendant, two-light semi-flush mount; one-light wall sconce; and two-, three- and four- light bath vanity fixtures. Incandescent and ENERGY STAR-qualified LED lamping are available; all fixtures are California Title 24 compliant. | CHANDELIERS | Emmons | Chandeliers | Brushed Nickel | 962 | Steel | Satin Etched Glass | D:5.875" H:5.125" |  |  | 9 Medium A19 9.3w |  | 9 | Yes | [14 empty] | 0 | [12 empty] | 360.48 | 720.96 | 1081.44 | D:35'' H:35'' O:110'' | 20.4 | 35 |  |  | 35 | Center Lock-Up |  |  | 110 |  |  |  | No |  | No | [20 empty] | D:5 1/2'' H:1 1/4'' Round |  |  |  |  | 120 | Clear Silver | 72 |  | Hardwired | 0 | 0 | 0 | 1 | 1 | 0 | 0 | 0 | 1 | 0 | 0 | 785652048425 | 36.25 | 34.75 | 21 | 31.3 | 15.309 | 250 | Yes | [9 empty] | cETL Damp | EMMONS 9L CHAND-962 | Nine Light Chandelier |  | 3139009EN3-962.jpg | 3139009.jpg
3139012-782 | Twelve Light Chandelier | The Emmons lighting collection by Sea Gull Lighting combines form and function in a traditional empire silhouette. Trumpeted Satin Etched glass shades and a circular finial further enhance the design. Cluster three sizes together in a multi-fixture installation to make a beautifully dramatic statement in the living room, foyer, entryway or family room. The Emmons collection comes in two finishes: Brushed Nickel and Heirloom Bronze. Its assortment includes three-, five- and nine-light chandeliers; one-light mini pendant, three-light pendant, two-light semi-flush mount; one-light wall sconce; and two-, three- and four- light bath vanity fixtures. Incandescent and ENERGY STAR-qualified LED lamping are available; all fixtures are California Title 24 compliant. | CHANDELIERS | Emmons | Chandeliers | Heirloom Bronze | 782 | Steel | Satin Etched Glass | D:5.875" H:5.125" |  |  | 12 Medium A19 60w |  | 12 | No | [14 empty] | 0 | [12 empty] | 449.5 | 899 | 1348.5 | D:44 1/2'' H:44'' O:167 1/2'' |  | 44.5 |  |  | 44 | Center Lock-Up |  |  | 167.5 |  |  |  | No |  | No | [20 empty] | D:5 1/2'' H:1 1/4'' Round |  |  |  |  | 144 | Brown | 120 |  | Hardwired | 0 | 0 | 0 | 0 | 1 | 0 | 0 | 1 | 1 | 0 | 0 | 785652077753 | [16 empty] | cETL Damp | EMMONS 12L CHAND-782 | Twelve Light Chandelier |  | 3139012-782.jpg | 3139012.jpg
3139012-962 | Twelve Light Chandelier | The Emmons lighting collection by Sea Gull Lighting combines form and function in a traditional empire silhouette. Trumpeted Satin Etched glass shades and a circular finial further enhance the design. Cluster three sizes together in a multi-fixture installation to make a beautifully dramatic statement in the living room, foyer, entryway or family room. The Emmons collection comes in two finishes: Brushed Nickel and Heirloom Bronze. Its assortment includes three-, five- and nine-light chandeliers; one-light mini pendant, three-light pendant, two-light semi-flush mount; one-light wall sconce; and two-, three- and four- light bath vanity fixtures. Incandescent and ENERGY STAR-qualified LED lamping are available; all fixtures are California Title 24 compliant. | CHANDELIERS | Emmons | Chandeliers | Brushed Nickel | 962 | Steel | Satin Etched Glass | D:5.875" H:5.125" |  |  | 12 Medium A19 60w |  | 12 | No | [14 empty] | 0 | [12 empty] | 449.5 | 899 | 1348.5 | D:44 1/2'' H:44'' O:167 1/2'' |  | 44.5 |  |  | 44 | Center Lock-Up |  |  | 167.5 |  |  |  | No |  | No | [20 empty] | D:5 1/2'' H:1 1/4'' Round |  |  |  |  | 144 | Clear Silver | 120 |  | Hardwired | 0 | 0 | 0 | 0 | 1 | 0 | 0 | 1 | 1 | 0 | 0 | 785652077760 | [16 empty] | cETL Damp | EMMONS 12L CHAND-962 | Twelve Light Chandelier |  | 3139012-962.jpg | 3139012.jpg
3139012EN3-782 | Twelve Light Chandelier | The Emmons lighting collection by Sea Gull Lighting combines form and function in a traditional empire silhouette. Trumpeted Satin Etched glass shades and a circular finial further enhance the design. Cluster three sizes together in a multi-fixture installation to make a beautifully dramatic statement in the living room, foyer, entryway or family room. The Emmons collection comes in two finishes: Brushed Nickel and Heirloom Bronze. Its assortment includes three-, five- and nine-light chandeliers; one-light mini pendant, three-light pendant, two-light semi-flush mount; one-light wall sconce; and two-, three- and four- light bath vanity fixtures. Incandescent and ENERGY STAR-qualified LED lamping are available; all fixtures are California Title 24 compliant. | CHANDELIERS | Emmons | Chandeliers | Heirloom Bronze | 782 | Steel | Satin Etched Glass | D:5.875" H:5.125" |  |  | 12 Medium A19 9.3w |  | 12 | Yes | [14 empty] | 0 | [12 empty] | 509.5 | 1019 | 1528.5 | D:44 1/2'' H:44'' O:167 1/2'' |  | 44.5 |  |  | 44 | Center Lock-Up |  |  | 167.5 |  |  |  | No |  | No | [20 empty] | D:5 1/2'' H:1 1/4'' Round |  |  |  |  | 144 | Brown | 120 |  | Hardwired | 0 | 0 | 0 | 1 | 1 | 0 | 0 | 0 | 1 | 0 | 0 | 785652081224 | [16 empty] | cETL Damp | EMMONS 12L CHAND-782 | Twelve Light Chandelier |  | 3139012EN3-782.jpg | 3139012EN3.jpg
3139012EN3-962 | Twelve Light Chandelier | The Emmons lighting collection by Sea Gull Lighting combines form and function in a traditional empire silhouette. Trumpeted Satin Etched glass shades and a circular finial further enhance the design. Cluster three sizes together in a multi-fixture installation to make a beautifully dramatic statement in the living room, foyer, entryway or family room. The Emmons collection comes in two finishes: Brushed Nickel and Heirloom Bronze. Its assortment includes three-, five- and nine-light chandeliers; one-light mini pendant, three-light pendant, two-light semi-flush mount; one-light wall sconce; and two-, three- and four- light bath vanity fixtures. Incandescent and ENERGY STAR-qualified LED lamping are available; all fixtures are California Title 24 compliant. | CHANDELIERS | Emmons | Chandeliers | Brushed Nickel | 962 | Steel | Satin Etched Glass | D:5.875" H:5.125" |  |  | 12 Medium A19 9.3w |  | 12 | Yes | [14 empty] | 0 | [12 empty] | 509.5 | 1019 | 1528.5 | D:44 1/2'' H:44'' O:167 1/2'' |  | 44.5 |  |  | 44 | Center Lock-Up |  |  | 167.5 |  |  |  | No |  | No | [20 empty] | D:5 1/2'' H:1 1/4'' Round |  |  |  |  | 144 | Clear Silver | 120 |  | Hardwired | 0 | 0 | 0 | 1 | 1 | 0 | 0 | 0 | 1 | 0 | 0 | 785652081231 | [16 empty] | cETL Damp | EMMONS 12L CHAND-962 | Twelve Light Chandelier |  | 3139012EN3-962.jpg | 3139012EN3.jpg
3139106-710 | Six Light Chandelier | The Hettinger lighting collection by Sea Gull Lighting combines a traditional look with chic, modern charm. The minimalism of the tubular glass shades balances with the unique, outward-curve of the semi-circular arm detail. It’s available in three finishes - Burnt Sienna and Brushed Nickel for the whole collection, and Chrome for the bath vanities. The assortment includes six- and nine-light chandeliers; a one-light wall sconce; two-, three- and four-light bath vanity fixtures; a three-light pendant and two- light semi-flush convertible pendant. Incandescent and ENERGY STAR-qualified LED lamping are available; all fixtures are California Title 24 compliant. | CHANDELIERS | Hettinger | Chandeliers | Burnt Sienna | 710 | Steel | Etched / White Inside Glass | D:3.5" H:6.125" |  |  | 6 Medium A19 100w |  | 6 | No | [14 empty] | 0 | [12 empty] | 194.98 | 389.96 | 584.94 | D:24 1/2'' H:18 1/4'' O:92'' | 11.1 | 24.5 |  |  | 18.25 | Center Lock-Up |  |  | 92 |  |  |  | No |  | No | [20 empty] | D:5 1/8'' H:3/4'' Round |  |  |  |  | 120 | Brown | 72 |  | Hardwired | 0 | 0 | 0 | 0 | 1 | 0 | 0 | 1 | 1 | 0 | 0 | 785652002007 | 23.5 | 20.5 | 20.25 | 16.4 | 5.646 | 250 | Yes | [9 empty] | cETL Damp | HETTINGER 6L CHAND-710 | Six Light Chandelier |  | 3139106-710.jpg | 3139106.jpg
3139106-962 | Six Light Chandelier | The Hettinger lighting collection by Sea Gull Lighting combines a traditional look with chic, modern charm. The minimalism of the tubular glass shades balances with the unique, outward-curve of the semi-circular arm detail. It’s available in three finishes - Burnt Sienna and Brushed Nickel for the whole collection, and Chrome for the bath vanities. The assortment includes six- and nine-light chandeliers; a one-light wall sconce; two-, three- and four-light bath vanity fixtures; a three-light pendant and two- light semi-flush convertible pendant. Incandescent and ENERGY STAR-qualified LED lamping are available; all fixtures are California Title 24 compliant. | CHANDELIERS | Hettinger | Chandeliers | Brushed Nickel | 962 | Steel | Etched / White Inside Glass | D:3.5" H:6.125" |  |  | 6 Medium A19 100w |  | 6 | No | [14 empty] | 0 | [12 empty] | 194.98 | 389.96 | 584.94 | D:24 1/2'' H:18 1/4'' O:92'' | 11.1 | 24.5 |  |  | 18.25 | Center Lock-Up |  |  | 92 |  |  |  | No |  | No | [20 empty] | D:5 1/8'' H:3/4'' Round |  |  |  |  | 120 | Clear Silver | 72 |  | Hardwired | 0 | 0 | 0 | 0 | 1 | 0 | 0 | 1 | 1 | 0 | 0 | 785652001222 | 23.5 | 20.5 | 20.25 | 13.7 | 5.646 | 250 | Yes | [9 empty] | cETL Damp | HETTINGER 6L CHAND-962 | Six Light Chandelier |  | 3139106-962.jpg | 3139106.jpg
3139106EN3-710 | Six Light Chandelier | The Hettinger lighting collection by Sea Gull Lighting combines a traditional look with chic, modern charm. The minimalism of the tubular glass shades balances with the unique, outward-curve of the semi-circular arm detail. It’s available in three finishes - Burnt Sienna and Brushed Nickel for the whole collection, and Chrome for the bath vanities. The assortment includes six- and nine-light chandeliers; a one-light wall sconce; two-, three- and four-light bath vanity fixtures; a three-light pendant and two- light semi-flush convertible pendant. Incandescent and ENERGY STAR-qualified LED lamping are available; all fixtures are California Title 24 compliant. | CHANDELIERS | Hettinger | Chandeliers | Burnt Sienna | 710 | Steel | Etched / White Inside Glass | D:3.5" H:6.125" |  |  | 6 Medium A19 9.3w |  | 6 | Yes | [14 empty] | 0 | [12 empty] | 224.98 | 449.96 | 674.94 | D:24 1/2'' H:18 1/4'' O:92'' | 11.1 | 24.5 |  |  | 18.25 | Center Lock-Up |  |  | 92 |  |  |  | No |  | No | [20 empty] | D:5 1/8'' H:3/4'' Round |  |  |  |  | 120 | Brown | 72 |  | Hardwired | 0 | 0 | 0 | 1 | 1 | 0 | 0 | 0 | 1 | 0 | 0 | 785652048432 | 23.5 | 20.5 | 20.25 | 16.4 | 5.646 | 250 | Yes | [9 empty] | cETL Damp | HETTINGER 6L CHAND-710 | Six Light Chandelier |  | 3139106EN3-710.jpg | 3139106.jpg
3139106EN3-962 | Six Light Chandelier | The Hettinger lighting collection by Sea Gull Lighting combines a traditional look with chic, modern charm. The minimalism of the tubular glass shades balances with the unique, outward-curve of the semi-circular arm detail. It’s available in three finishes - Burnt Sienna and Brushed Nickel for the whole collection, and Chrome for the bath vanities. The assortment includes six- and nine-light chandeliers; a one-light wall sconce; two-, three- and four-light bath vanity fixtures; a three-light pendant and two- light semi-flush convertible pendant. Incandescent and ENERGY STAR-qualified LED lamping are available; all fixtures are California Title 24 compliant. | CHANDELIERS | Hettinger | Chandeliers | Brushed Nickel | 962 | Steel | Etched / White Inside Glass | D:3.5" H:6.125" |  |  | 6 Medium A19 9.3w |  | 6 | Yes | [14 empty] | 0 | [12 empty] | 224.98 | 449.96 | 674.94 | D:24 1/2'' H:18 1/4'' O:92'' | 11.1 | 24.5 |  |  | 18.25 | Center Lock-Up |  |  | 92 |  |  |  | No |  | No | [20 empty] | D:5 1/8'' H:3/4'' Round |  |  |  |  | 120 | Clear Silver | 72 |  | Hardwired | 0 | 0 | 0 | 1 | 1 | 0 | 0 | 0 | 1 | 0 | 0 | 785652048449 | 23.5 | 20.5 | 20.25 | 13.7 | 5.646 | 250 | Yes | [9 empty] | cETL Damp | HETTINGER 6L CHAND-962 | Six Light Chandelier |  | 3139106EN3-962.jpg | 3139106.jpg
3139109-710 | Nine Light Chandelier | The Hettinger lighting collection by Sea Gull Lighting combines a traditional look with chic, modern charm. The minimalism of the tubular glass shades balances with the unique, outward-curve of the semi-circular arm detail. It’s available in three finishes - Burnt Sienna and Brushed Nickel for the whole collection, and Chrome for the bath vanities. The assortment includes six- and nine-light chandeliers; a one-light wall sconce; two-, three- and four-light bath vanity fixtures; a three-light pendant and two- light semi-flush convertible pendant. Incandescent and ENERGY STAR-qualified LED lamping are available; all fixtures are California Title 24 compliant. | CHANDELIERS | Hettinger | Chandeliers | Burnt Sienna | 710 | Steel | Etched / White Inside Glass | D:3.5" H:6.125" |  |  | 9 Medium A19 60w |  | 9 | No | [14 empty] | 0 | [12 empty] | 294.98 | 589.96 | 884.94 | D:30'' H:24 5/8'' O:99 1/2'' | 16.6 | 30 |  |  | 24.625 | Center Lock-Up |  |  | 99.5 |  |  |  | No |  | No | [20 empty] | D:5 1/8'' H:3/4'' Round |  |  |  |  | 120 | Brown | 72 |  | Hardwired | 0 | 0 | 0 | 0 | 1 | 0 | 0 | 1 | 1 | 0 | 0 | 785652002014 | 28.5 | 25.25 | 20 | 21.2 | 8.329 | 250 | Yes | [9 empty] | cETL Damp | HETTINGER 9L CHAND-710 | Nine Light Chandelier |  | 3139109-710.jpg | 3139109.jpg
3139109-962 | Nine Light Chandelier | The Hettinger lighting collection by Sea Gull Lighting combines a traditional look with chic, modern charm. The minimalism of the tubular glass shades balances with the unique, outward-curve of the semi-circular arm detail. It’s available in three finishes - Burnt Sienna and Brushed Nickel for the whole collection, and Chrome for the bath vanities. The assortment includes six- and nine-light chandeliers; a one-light wall sconce; two-, three- and four-light bath vanity fixtures; a three-light pendant and two- light semi-flush convertible pendant. Incandescent and ENERGY STAR-qualified LED lamping are available; all fixtures are California Title 24 compliant. | CHANDELIERS | Hettinger | Chandeliers | Brushed Nickel | 962 | Steel | Etched / White Inside Glass | D:3.5" H:6.125" |  |  | 9 Medium A19 60w |  | 9 | No | [14 empty] | 0 | [12 empty] | 294.98 | 589.96 | 884.94 | D:30'' H:24 5/8'' O:99 1/2'' | 16.6 | 30 |  |  | 24.625 | Center Lock-Up |  |  | 99.5 |  |  |  | No |  | No | [20 empty] | D:5 1/8'' H:3/4'' Round |  |  |  |  | 120 | Clear Silver | 72 |  | Hardwired | 0 | 0 | 0 | 0 | 1 | 0 | 0 | 1 | 1 | 0 | 0 | 785652002021 | 28.5 | 25.25 | 20 | 21.2 | 8.329 | 250 | Yes | [9 empty] | cETL Damp | HETTINGER 9L CHAND-962 | Nine Light Chandelier |  | 3139109-962.jpg | 3139109.jpg
3139109EN3-710 | Nine Light Chandelier | The Hettinger lighting collection by Sea Gull Lighting combines a traditional look with chic, modern charm. The minimalism of the tubular glass shades balances with the unique, outward-curve of the semi-circular arm detail. It’s available in three finishes - Burnt Sienna and Brushed Nickel for the whole collection, and Chrome for the bath vanities. The assortment includes six- and nine-light chandeliers; a one-light wall sconce; two-, three- and four-light bath vanity fixtures; a three-light pendant and two- light semi-flush convertible pendant. Incandescent and ENERGY STAR-qualified LED lamping are available; all fixtures are California Title 24 compliant. | CHANDELIERS | Hettinger | Chandeliers | Burnt Sienna | 710 | Steel | Etched / White Inside Glass | D:3.5" H:6.125" |  |  | 9 Medium A19 9.3w |  | 9 | Yes | [14 empty] | 0 | [12 empty] | 349.98 | 699.96 | 1049.94 | D:30'' H:24 5/8'' O:99 1/2'' | 16.6 | 30 |  |  | 24.625 | Center Lock-Up |  |  | 99.5 |  |  |  | No |  | No | [20 empty] | D:5 1/8'' H:3/4'' Round |  |  |  |  | 120 | Brown | 72 |  | Hardwired | 0 | 0 | 0 | 1 | 1 | 0 | 0 | 0 | 1 | 0 | 0 | 785652048456 | 28.5 | 25.25 | 20 | 21.2 | 8.329 | 250 | Yes | [9 empty] | cETL Damp | HETTINGER 9L CHAND-710 | Nine Light Chandelier |  | 3139109EN3-710.jpg | 3139109.jpg
3139109EN3-962 | Nine Light Chandelier | The Hettinger lighting collection by Sea Gull Lighting combines a traditional look with chic, modern charm. The minimalism of the tubular glass shades balances with the unique, outward-curve of the semi-circular arm detail. It’s available in three finishes - Burnt Sienna and Brushed Nickel for the whole collection, and Chrome for the bath vanities. The assortment includes six- and nine-light chandeliers; a one-light wall sconce; two-, three- and four-light bath vanity fixtures; a three-light pendant and two- light semi-flush convertible pendant. Incandescent and ENERGY STAR-qualified LED lamping are available; all fixtures are California Title 24 compliant. | CHANDELIERS | Hettinger | Chandeliers | Brushed Nickel | 962 | Steel | Etched / White Inside Glass | D:3.5" H:6.125" |  |  | 9 Medium A19 9.3w |  | 9 | Yes | [14 empty] | 0 | [12 empty] | 349.98 | 699.96 | 1049.94 | D:30'' H:24 5/8'' O:99 1/2'' | 16.6 | 30 |  |  | 24.625 | Center Lock-Up |  |  | 99.5 |  |  |  | No |  | No | [20 empty] | D:5 1/8'' H:3/4'' Round |  |  |  |  | 120 | Clear Silver | 72 |  | Hardwired | 0 | 0 | 0 | 1 | 1 | 0 | 0 | 0 | 1 | 0 | 0 | 785652048463 | 28.5 | 25.25 | 20 | 21.2 | 8.329 | 250 | Yes | [9 empty] | cETL Damp | HETTINGER 9L CHAND-962 | Nine Light Chandelier |  | 3139109EN3-962.jpg | 3139109.jpg
3139803-710 | Three Light Chandelier |  | CHANDELIERS | Norwood | Chandeliers | Burnt Sienna | 710 | Steel | Clear Highlighted Satin Etched Glass | D:4.375" H:5.25" |  |  | 3 Medium A19 75w |  | 3 | No | [14 empty] | 0 | [12 empty] | 89.5 | 179 | 268.5 | D:20'' H:14'' O:58 1/2'' |  | 20 |  |  | 14 | Screw Collar - Stem |  |  | 58.5 |  |  |  | No |  | No | [20 empty] | D:5'' H:3/4'' Round |  |  |  |  | 72 | Brown |  |  | Hardwired | 0 | 0 | 0 | 0 | 1 | 0 | 0 | 1 | 0 | 0 | 0 | 785652075919 | [16 empty] | cETL Damp | NORWOOD 3L CHAND-710 | Three Light Chandelier |  | 3139803-710.jpg | 3139803.jpg
3139803-962 | Three Light Chandelier |  | CHANDELIERS | Norwood | Chandeliers | Brushed Nickel | 962 | Steel | Clear Highlighted Satin Etched Glass | D:4.375" H:5.25" |  |  | 3 Medium A19 75w |  | 3 | No | [14 empty] | 0 | [12 empty] | 89.5 | 179 | 268.5 | D:20'' H:14'' O:58 1/2'' |  | 20 |  |  | 14 | Screw Collar - Stem |  |  | 58.5 |  |  |  | No |  | No | [20 empty] | D:5'' H:3/4'' Round |  |  |  |  | 72 | Clear Silver |  |  | Hardwired | 0 | 0 | 0 | 0 | 1 | 0 | 0 | 1 | 0 | 0 | 0 | 785652075926 | [16 empty] | cETL Damp | NORWOOD 3L CHAND-962 | Three Light Chandelier |  | 3139803-962.jpg | 3139803.jpg
3139803EN3-710 | Three Light Chandelier |  | CHANDELIERS | Norwood | Chandeliers | Burnt Sienna | 710 | Steel | Clear Highlighted Satin Etched Glass | D:4.375" H:5.25" |  |  | 3 Medium A19 9.3w |  | 3 | Yes | [14 empty] | 0 | [12 empty] | 104.5 | 209 | 313.5 | D:20'' H:14'' O:58 1/2'' |  | 20 |  |  | 14 | Screw Collar - Stem |  |  | 58.5 |  |  |  | No |  | No | [20 empty] | D:5'' H:3/4'' Round |  |  |  |  | 72 | Brown |  |  | Hardwired | 0 | 0 | 0 | 1 | 1 | 0 | 0 | 0 | 0 | 0 | 0 | 785652080159 | [16 empty] | cETL Damp | NORWOOD 3L CHAND-710 | Three Light Chandelier |  | 3139803EN3-710.jpg | 3139803EN3.jpg
3139803EN3-962 | Three Light Chandelier |  | CHANDELIERS | Norwood | Chandeliers | Brushed Nickel | 962 | Steel | Clear Highlighted Satin Etched Glass | D:4.375" H:5.25" |  |  | 3 Medium A19 9.3w |  | 3 | Yes | [14 empty] | 0 | [12 empty] | 104.5 | 209 | 313.5 | D:20'' H:14'' O:58 1/2'' |  | 20 |  |  | 14 | Screw Collar - Stem |  |  | 58.5 |  |  |  | No |  | No | [20 empty] | D:5'' H:3/4'' Round |  |  |  |  | 72 | Clear Silver |  |  | Hardwired | 0 | 0 | 0 | 1 | 1 | 0 | 0 | 0 | 0 | 0 | 0 | 785652080166 | [16 empty] | cETL Damp | NORWOOD 3L CHAND-962 | Three Light Chandelier |  | 3139803EN3-962.jpg | 3139803EN3.jpg
3139805-710 | Five Light Chandelier |  | CHANDELIERS | Norwood | Chandeliers | Burnt Sienna | 710 | Steel | Clear Highlighted Satin Etched Glass | D:4.375" H:5.25" |  |  | 5 Medium A19 75w |  | 5 | No | [14 empty] | 0 | [12 empty] | 119.5 | 239 | 358.5 | D:24 1/2'' H:20'' O:64 1/2'' |  | 24.5 |  |  | 20 | Screw Collar - Stem |  |  | 64.5 |  |  |  | No |  | No | [20 empty] | D:5'' H:3/4'' Round |  |  |  |  | 72 | Brown |  |  | Hardwired | 0 | 0 | 0 | 0 | 1 | 0 | 0 | 1 | 0 | 0 | 0 | 785652075933 | [16 empty] | cETL Damp | NORWOOD 5L CHAND-710 | Five Light Chandelier |  | 3139805-710.jpg | 3139805.jpg
3139805-962 | Five Light Chandelier |  | CHANDELIERS | Norwood | Chandeliers | Brushed Nickel | 962 | Steel | Clear Highlighted Satin Etched Glass | D:4.375" H:5.25" |  |  | 5 Medium A19 75w |  | 5 | No | [14 empty] | 0 | [12 empty] | 119.5 | 239 | 358.5 | D:24 1/2'' H:20'' O:64 1/2'' |  | 24.5 |  |  | 20 | Screw Collar - Stem |  |  | 64.5 |  |  |  | No |  | No | [20 empty] | D:5'' H:3/4'' Round |  |  |  |  | 72 | Clear Silver |  |  | Hardwired | 0 | 0 | 0 | 0 | 1 | 0 | 0 | 1 | 0 | 0 | 0 | 785652075957 | 23.75 | 28.25 | 11.25 | 12.9 | 4.368 | 250 | Yes | [9 empty] | cETL Damp | NORWOOD 5L CHAND-962 | Fivee Light Chandelier |  | 3139805-962.jpg | 3139805.jpg
3139805EN3-710 | Five Light Chandelier |  | CHANDELIERS | Norwood | Chandeliers | Burnt Sienna | 710 | Steel | Clear Highlighted Satin Etched Glass | D:4.375" H:5.25" |  |  | 5 Medium A19 9.3w |  | 5 | Yes | [14 empty] | 0 | [12 empty] | 144.5 | 289 | 433.5 | D:24 1/2'' H:20'' O:64 1/2'' |  | 24.5 |  |  | 20 | Screw Collar - Stem |  |  | 64.5 |  |  |  | No |  | No | [20 empty] | D:5'' H:3/4'' Round |  |  |  |  | 72 | Brown |  |  | Hardwired | 0 | 0 | 0 | 1 | 1 | 0 | 0 | 0 | 0 | 0 | 0 | 785652080173 | 1 | 1 | 1000 | 1 | 0.579 | 300 | No | [9 empty] | cETL Damp | NORWOOD 5L CHAND-710 | Five Light Chandelier |  | 3139805EN3-710.jpg | 3139805EN3.jpg
3139805EN3-962 | Five Light Chandelier |  | CHANDELIERS | Norwood | Chandeliers | Brushed Nickel | 962 | Steel | Clear Highlighted Satin Etched Glass | D:4.375" H:5.25" |  |  | 5 Medium A19 9.3w |  | 5 | Yes | [14 empty] | 0 | [12 empty] | 144.5 | 289 | 433.5 | D:24 1/2'' H:20'' O:64 1/2'' |  | 24.5 |  |  | 20 | Screw Collar - Stem |  |  | 64.5 |  |  |  | No |  | No | [20 empty] | D:5'' H:3/4'' Round |  |  |  |  | 72 | Clear Silver |  |  | Hardwired | 0 | 0 | 0 | 1 | 1 | 0 | 0 | 0 | 0 | 0 | 0 | 785652080180 | [16 empty] | cETL Damp | NORWOOD 5L CHAND-962 | Five Light Chandelier |  | 3139805EN3-962.jpg | 3139805EN3.jpg
3139809-710 | Nine Light Chandelier |  | CHANDELIERS | Norwood | Chandeliers | Burnt Sienna | 710 | Steel | Clear Highlighted Satin Etched Glass | D:4.375" H:5.25" |  |  | 9 Medium A19 75w |  | 9 | No | [14 empty] | 0 | [12 empty] | 209.5 | 419 | 628.5 | D:28'' H:24 5/8'' O:69 1/8'' |  | 28 |  |  | 24.625 | Screw Collar - Stem |  |  | 69.125 |  |  |  | No |  | No | [20 empty] | D:5'' H:3/4'' Round |  |  |  |  | 120 | Brown |  |  | Hardwired | 0 | 0 | 0 | 0 | 1 | 0 | 0 | 1 | 0 | 0 | 0 | 785652076008 | [16 empty] | cETL Damp | NORWOOD 9L CHAND-710 | Nine Light Chandelier |  | 3139809-710.jpg | 3139809.jpg
3139809-962 | Nine Light Chandelier |  | CHANDELIERS | Norwood | Chandeliers | Brushed Nickel | 962 | Steel | Clear Highlighted Satin Etched Glass | D:4.375" H:5.25" |  |  | 9 Medium A19 75w |  | 9 | No | [14 empty] | 0 | [12 empty] | 209.5 | 419 | 628.5 | D:28'' H:24 5/8'' O:69 1/8'' |  | 28 |  |  | 24.625 | Screw Collar - Stem |  |  | 69.125 |  |  |  | No |  | No | [20 empty] | D:5'' H:3/4'' Round |  |  |  |  | 120 | Clear Silver |  |  | Hardwired | 0 | 0 | 0 | 0 | 1 | 0 | 0 | 1 | 0 | 0 | 0 | 785652076015 | [16 empty] | cETL Damp | NORWOOD 9L CHAND-962 | Nine Light Chandelier |  | 3139809-962.jpg | 3139809.jpg
3139809EN3-710 | Nine Light Chandelier |  | CHANDELIERS | Norwood | Chandeliers | Burnt Sienna | 710 | Steel | Clear Highlighted Satin Etched Glass | D:4.375" H:5.25" |  |  | 9 Medium A19 9.3w |  | 9 | Yes | [14 empty] | 0 | [12 empty] | 254.5 | 509 | 763.5 | D:28'' H:24 5/8'' O:69 1/8'' |  | 28 |  |  | 24.625 | Screw Collar - Stem |  |  | 69.125 |  |  |  | No |  | No | [20 empty] | D:5'' H:3/4'' Round |  |  |  |  | 120 | Brown |  |  | Hardwired | 0 | 0 | 0 | 1 | 1 | 0 | 0 | 0 | 0 | 0 | 0 | 785652080197 | [16 empty] | cETL Damp | NORWOOD 9L CHAND-710 | Nine Light Chandelier |  | 3139809EN3-710.jpg | 3139809EN3.jpg
3139809EN3-962 | Nine Light Chandelier |  | CHANDELIERS | Norwood | Chandeliers | Brushed Nickel | 962 | Steel | Clear Highlighted Satin Etched Glass | D:4.375" H:5.25" |  |  | 9 Medium A19 9.3w |  | 9 | Yes | [14 empty] | 0 | [12 empty] | 254.5 | 509 | 763.5 | D:28'' H:24 5/8'' O:69 1/8'' |  | 28 |  |  | 24.625 | Screw Collar - Stem |  |  | 69.125 |  |  |  | No |  | No | [20 empty] | D:5'' H:3/4'' Round |  |  |  |  | 120 | Clear Silver |  |  | Hardwired | 0 | 0 | 0 | 1 | 1 | 0 | 0 | 0 | 0 | 0 | 0 | 785652080203 | [16 empty] | cETL Damp | NORWOOD 9L CHAND-962 | Nine Light Chandelier |  | 3139809EN3-962.jpg | 3139809EN3.jpg
3139812-710 | Twelve Light Chandelier |  | CHANDELIERS | Norwood | Chandeliers | Burnt Sienna | 710 | Steel | Clear Highlighted Satin Etched Glass | D:4.375" H:5.25" |  |  | 12 Medium A19 75w |  | 12 | No | [14 empty] | 0 | [12 empty] | 264.5 | 529 | 793.5 | D:36'' H:36'' O:110 1/2'' |  | 36 |  |  | 36 | Screw Collar - Chain |  |  | 110.5 |  |  |  | No |  | No | [20 empty] | D:5'' H:3/4'' Round |  |  |  |  | 120 | Brown | 72 |  | Hardwired | 0 | 0 | 0 | 0 | 1 | 0 | 0 | 1 | 1 | 0 | 0 | 785652076022 | 42 | 18 | 29.5 | 31.3 | 12.906 | 250 | Yes | [9 empty] | cETL Damp | NORWOOD 12L CHAND-710 | Twelve Light Chandelier |  | 3139812-710.jpg | 3139812.jpg
3139812-962 | Twelve Light Chandelier |  | CHANDELIERS | Norwood | Chandeliers | Brushed Nickel | 962 | Steel | Clear Highlighted Satin Etched Glass | D:4.375" H:5.25" |  |  | 12 Medium A19 75w |  | 12 | No | [14 empty] | 0 | [12 empty] | 264.5 | 529 | 793.5 | D:36'' H:36'' O:110 1/2'' |  | 36 |  |  | 36 | Screw Collar - Chain |  |  | 110.5 |  |  |  | No |  | No | [20 empty] | D:5'' H:3/4'' Round |  |  |  |  | 120 | Clear Silver | 72 |  | Hardwired | 0 | 0 | 0 | 0 | 1 | 0 | 0 | 1 | 1 | 0 | 0 | 785652076060 | [16 empty] | cETL Damp | NORWOOD 12L CHAND-962 | Twelve Light Chandelier |  | 3139812-962.jpg | 3139812.jpg
3139812EN3-710 | Twelve Light Chandelier |  | CHANDELIERS | Norwood | Chandeliers | Burnt Sienna | 710 | Steel | Clear Highlighted Satin Etched Glass | D:4.375" H:5.25" |  |  | 12 Medium A19 9.3w |  | 12 | Yes | [14 empty] | 0 | [12 empty] | 324.5 | 649 | 973.5 | D:36'' H:36'' O:110 1/2'' |  | 36 |  |  | 36 | Screw Collar - Chain |  |  | 110.5 |  |  |  | No |  | No | [20 empty] | D:5'' H:3/4'' Round |  |  |  |  | 120 | Brown | 72 |  | Hardwired | 0 | 0 | 0 | 1 | 1 | 0 | 0 | 0 | 1 | 0 | 0 | 785652080210 | [16 empty] | cETL Damp | NORWOOD 12L CHAND-710 | Twelve Light Chandelier |  | 3139812EN3-710.jpg | 3139812EN3.jpg
3139812EN3-962 | Twelve Light Chandelier |  | CHANDELIERS | Norwood | Chandeliers | Brushed Nickel | 962 | Steel | Clear Highlighted Satin Etched Glass | D:4.375" H:5.25" |  |  | 12 Medium A19 9.3w |  | 12 | Yes | [14 empty] | 0 | [12 empty] | 324.5 | 649 | 973.5 | D:36'' H:36'' O:110 1/2'' |  | 36 |  |  | 36 | Screw Collar - Chain |  |  | 110.5 |  |  |  | No |  | No | [20 empty] | D:5'' H:3/4'' Round |  |  |  |  | 120 | Clear Silver | 72 |  | Hardwired | 0 | 0 | 0 | 1 | 1 | 0 | 0 | 0 | 1 | 0 | 0 | 785652080227 | [16 empty] | cETL Damp | NORWOOD 12L CHAND-962 | Twelve Light Chandelier |  | 3139812EN3-962.jpg | 3139812EN3.jpg
3140403-848 | Three Light Chandelier | The 1960’s-inspired Driscoll collection by Sea Gull Lighting features the clean lines of tapered stems and glass shades. Simplicity combined with sophistication creates this strikingly modern look. Offered in a Brushed Nickel finish in addition to the Chrome finish also offered for wall/bath fixtures – all of which feature Etched White glass shades. The assortment includes nine-light, five-light and three-light chandeliers, a mini pendant, as well as one-light, two-light, three-light and four-light wall/bath fixtures. Both incandescent lamping and ENERGY STAR-qualified LED lamping are available; all fixtures are California Title 24 compliant. | CHANDELIERS | Driscoll | Chandeliers | Satin Bronze | 848 | Steel | Cased Opal Etched Glass | D:5.15625" H:6.5" | L:3.6875" |  | 3 Medium A19 100w |  | 3 | No | [14 empty] | 0 | [12 empty] | 124.98 | 249.96 | 374.94 | D:20 1/2'' H:16 3/4'' O:55'' | 6.9 | 20.5 |  |  | 16.75 | Screw Collar - Chain |  |  | 55 |  |  |  | No |  | No | [20 empty] | D:5 1/2'' H:1 1/4'' Round |  |  |  |  | 120 | Gold | 36 |  | Hardwired | 0 | 0 | 0 | 0 | 1 | 0 | 0 | 1 | 1 | 0 | 0 | 785652239540 | 18 | 18.25 | 10.5 | 9.2 | 1.996 | 175 | Yes | [8 empty] | ETL Dry |  | DRISCOLL 3L CHAND-848 | Three Light Chandelier |  | 3140403-848.jpg | 3140403.jpg
3140403-962 | Three Light Chandelier | The 1960’s-inspired Driscoll collection by Sea Gull Lighting features the clean lines of tapered stems and glass shades. Simplicity combined with sophistication creates this strikingly modern look. Offered in a Brushed Nickel finish in addition to the Chrome finish also offered for wall/bath fixtures – all of which feature Etched White glass shades. The assortment includes nine-light, five-light and three-light chandeliers, a mini pendant, as well as one-light, two-light, three-light and four-light wall/bath fixtures. Both incandescent lamping and ENERGY STAR-qualified LED lamping are available; all fixtures are California Title 24 compliant. | CHANDELIERS | Driscoll | Chandeliers | Brushed Nickel | 962 | Steel | Cased Opal Etched Glass | D:5.15625" H:6.5" | L:3.6875" |  | 3 Medium A19 100w |  | 3 | No | [14 empty] | 0 | [12 empty] | 124.98 | 249.96 | 374.94 | D:20 1/2'' H:16 3/4'' O:55'' | 6.9 | 20.5 |  |  | 16.75 | Screw Collar - Chain |  |  | 55 |  |  |  | No |  | No | [20 empty] | D:5 1/2'' H:1 1/4'' Round |  |  |  |  | 120 | Clear | 36 |  | Hardwired | 0 | 0 | 0 | 0 | 1 | 0 | 0 | 1 | 1 | 0 | 0 | 785652242977 | 18.25 | 18.25 | 10 | 9.3 | 1.927 | 175 | Yes | [8 empty] | ETL Dry |  | DRISCOLL 3L CHAND-962 | Three Light Chandelier |  | 3140403-962.jpg | 3140403.jpg
3140403EN3-848 | Three Light Chandelier | The 1960’s-inspired Driscoll collection by Sea Gull Lighting features the clean lines of tapered stems and glass shades. Simplicity combined with sophistication creates this strikingly modern look. Offered in a Brushed Nickel finish in addition to the Chrome finish also offered for wall/bath fixtures – all of which feature Etched White glass shades. The assortment includes nine-light, five-light and three-light chandeliers, a mini pendant, as well as one-light, two-light, three-light and four-light wall/bath fixtures. Both incandescent lamping and ENERGY STAR-qualified LED lamping are available; all fixtures are California Title 24 compliant. | CHANDELIERS | Driscoll | Chandeliers | Satin Bronze | 848 | Steel | Cased Opal Etched Glass | D:5.15625" H:6.5" | L:3.6875" |  | 3 Medium A19 9.3w |  | 3 | Yes | [14 empty] | 0 | [12 empty] | 140.48 | 280.96 | 421.44 | D:20 1/2'' H:16 3/4'' O:55'' | 6.9 | 20.5 |  |  | 16.75 | Screw Collar - Chain |  |  | 55 |  |  |  | No |  | No | [20 empty] | D:5 1/2'' H:1 1/4'' Round |  |  |  |  | 120 | Gold | 36 |  | Hardwired | 0 | 0 | 0 | 1 | 1 | 0 | 0 | 0 | 1 | 0 | 0 | 785652048470 | 18 | 18.25 | 10.5 | 9.2 | 1.996 | 175 | Yes | [8 empty] | ETL Dry |  | DRISCOLL 3L CHAND-848 | Three Light Chandelier |  | 3140403EN3-848.jpg | 3140403.jpg
3140403EN3-962 | Three Light Chandelier | The 1960’s-inspired Driscoll collection by Sea Gull Lighting features the clean lines of tapered stems and glass shades. Simplicity combined with sophistication creates this strikingly modern look. Offered in a Brushed Nickel finish in addition to the Chrome finish also offered for wall/bath fixtures – all of which feature Etched White glass shades. The assortment includes nine-light, five-light and three-light chandeliers, a mini pendant, as well as one-light, two-light, three-light and four-light wall/bath fixtures. Both incandescent lamping and ENERGY STAR-qualified LED lamping are available; all fixtures are California Title 24 compliant. | CHANDELIERS | Driscoll | Chandeliers | Brushed Nickel | 962 | Steel | Cased Opal Etched Glass | D:5.15625" H:6.5" | L:3.6875" |  | 3 Medium A19 9.3w |  | 3 | Yes | [14 empty] | 0 | [12 empty] | 140.48 | 280.96 | 421.44 | D:20 1/2'' H:16 3/4'' O:55'' | 6.9 | 20.5 |  |  | 16.75 | Screw Collar - Chain |  |  | 55 |  |  |  | No |  | No | [20 empty] | D:5 1/2'' H:1 1/4'' Round |  |  |  |  | 120 | Clear Silver | 36 |  | Hardwired | 0 | 0 | 0 | 1 | 1 | 0 | 0 | 0 | 1 | 0 | 0 | 785652045431 | 18.25 | 18.25 | 10 | 9.3 | 1.927 | 175 | Yes | [8 empty] | ETL Dry |  | DRISCOLL 3L CHAND-962 | Three Light Chandelier |  | 3140403EN3-962.jpg | 3140403.jpg
3140405-848 | Five Light Chandelier | The 1960’s-inspired Driscoll collection by Sea Gull Lighting features the clean lines of tapered stems and glass shades. Simplicity combined with sophistication creates this strikingly modern look. Offered in a Brushed Nickel finish in addition to the Chrome finish also offered for wall/bath fixtures – all of which feature Etched White glass shades. The assortment includes nine-light, five-light and three-light chandeliers, a mini pendant, as well as one-light, two-light, three-light and four-light wall/bath fixtures. Both incandescent lamping and ENERGY STAR-qualified LED lamping are available; all fixtures are California Title 24 compliant. | CHANDELIERS | Driscoll | Chandeliers | Satin Bronze | 848 | Steel | Cased Opal Etched Glass | D:5.15625" H:6.5" | L:3.6875" |  | 5 Medium A19 100w |  | 5 | No | [14 empty] | 0 | [12 empty] | 149.98 | 299.96 | 449.94 | D:25 1/4'' H:17 3/4'' O:56'' | 10.6 | 25.25 |  |  | 17.75 | Screw Collar - Chain |  |  | 56 |  |  |  | No |  | No | [20 empty] | D:5 1/2'' H:1 1/4'' Round |  |  |  |  | 120 | Gold | 36 |  | Hardwired | 0 | 0 | 0 | 0 | 1 | 0 | 0 | 1 | 1 | 0 | 0 | 785652239564 | 24.75 | 25 | 10 | 14.1 | 3.581 | 250 | Yes | [8 empty] | ETL Dry |  | DRISCOLL 5L CHAND-848 | Five Light Chandelier |  | 3140405-848.jpg | 3140405.jpg
3140405-962 | Five Light Chandelier | The 1960’s-inspired Driscoll collection by Sea Gull Lighting features the clean lines of tapered stems and glass shades. Simplicity combined with sophistication creates this strikingly modern look. Offered in a Brushed Nickel finish in addition to the Chrome finish also offered for wall/bath fixtures – all of which feature Etched White glass shades. The assortment includes nine-light, five-light and three-light chandeliers, a mini pendant, as well as one-light, two-light, three-light and four-light wall/bath fixtures. Both incandescent lamping and ENERGY STAR-qualified LED lamping are available; all fixtures are California Title 24 compliant. | CHANDELIERS | Driscoll | Chandeliers | Brushed Nickel | 962 | Steel | Cased Opal Etched Glass | D:5.15625" H:6.5" | L:3.6875" |  | 5 Medium A19 100w |  | 5 | No | [14 empty] | 0 | [12 empty] | 149.98 | 299.96 | 449.94 | D:25 1/4'' H:17 3/4'' O:56'' | 10.6 | 25.25 |  |  | 17.75 | Screw Collar - Chain |  |  | 56 |  |  |  | No |  | No | [20 empty] | D:5 1/2'' H:1 1/4'' Round |  |  |  |  | 120 | Clear | 36 |  | Hardwired | 0 | 0 | 0 | 0 | 1 | 0 | 0 | 1 | 1 | 0 | 0 | 785652242984 | 25 | 25 | 10 | 14.2 | 3.617 | 250 | Yes | [8 empty] | ETL Dry |  | DRISCOLL 5L CHAND-962 | Five Light Chandelier |  | 3140405-962.jpg | 3140405.jpg
3140405EN3-848 | Five Light Chandelier | The 1960’s-inspired Driscoll collection by Sea Gull Lighting features the clean lines of tapered stems and glass shades. Simplicity combined with sophistication creates this strikingly modern look. Offered in a Brushed Nickel finish in addition to the Chrome finish also offered for wall/bath fixtures – all of which feature Etched White glass shades. The assortment includes nine-light, five-light and three-light chandeliers, a mini pendant, as well as one-light, two-light, three-light and four-light wall/bath fixtures. Both incandescent lamping and ENERGY STAR-qualified LED lamping are available; all fixtures are California Title 24 compliant. | CHANDELIERS | Driscoll | Chandeliers | Satin Bronze | 848 | Steel | Cased Opal Etched Glass | D:5.15625" H:6.5" | L:3.6875" |  | 5 Medium A19 9.3w |  | 5 | Yes | [14 empty] | 0 | [12 empty] | 182.98 | 365.96 | 548.94 | D:25 1/4'' H:17 3/4'' O:56'' | 10.6 | 25.25 |  |  | 17.75 | Screw Collar - Chain |  |  | 56 |  |  |  | No |  | No | [20 empty] | D:5 1/2'' H:1 1/4'' Round |  |  |  |  | 120 | Gold | 36 |  | Hardwired | 0 | 0 | 0 | 1 | 1 | 0 | 0 | 0 | 1 | 0 | 0 | 785652045462 | 24.75 | 25 | 10 | 14.1 | 3.581 | 250 | Yes | [8 empty] | ETL Dry |  | DRISCOLL 5L CHAND-848 | Five Light Chandelier |  | 3140405EN3-848.jpg | 3140405.jpg
3140405EN3-962 | Five Light Chandelier | The 1960’s-inspired Driscoll collection by Sea Gull Lighting features the clean lines of tapered stems and glass shades. Simplicity combined with sophistication creates this strikingly modern look. Offered in a Brushed Nickel finish in addition to the Chrome finish also offered for wall/bath fixtures – all of which feature Etched White glass shades. The assortment includes nine-light, five-light and three-light chandeliers, a mini pendant, as well as one-light, two-light, three-light and four-light wall/bath fixtures. Both incandescent lamping and ENERGY STAR-qualified LED lamping are available; all fixtures are California Title 24 compliant. | CHANDELIERS | Driscoll | Chandeliers | Brushed Nickel | 962 | Steel | Cased Opal Etched Glass | D:5.15625" H:6.5" | L:3.6875" |  | 5 Medium A19 9.3w |  | 5 | Yes | [14 empty] | 0 | [12 empty] | 182.98 | 365.96 | 548.94 | D:25 1/4'' H:17 3/4'' O:56'' | 10.6 | 25.25 |  |  | 17.75 | Screw Collar - Chain |  |  | 56 |  |  |  | No |  | No | [20 empty] | D:5 1/2'' H:1 1/4'' Round |  |  |  |  | 120 | Clear Silver | 36 |  | Hardwired | 0 | 0 | 0 | 1 | 1 | 0 | 0 | 0 | 1 | 0 | 0 | 785652045479 | 25 | 25 | 10 | 14.2 | 3.617 | 250 | Yes | [8 empty] | ETL Dry |  | DRISCOLL 5L CHAND-962 | Five Light Chandelier |  | 3140405EN3-962.jpg | 3140405.jpg
3140409-848 | Nine Light Chandelier | The 1960’s-inspired Driscoll collection by Sea Gull Lighting features the clean lines of tapered stems and glass shades. Simplicity combined with sophistication creates this strikingly modern look. Offered in a Brushed Nickel finish in addition to the Chrome finish also offered for wall/bath fixtures – all of which feature Etched White glass shades. The assortment includes nine-light, five-light and three-light chandeliers, a mini pendant, as well as one-light, two-light, three-light and four-light wall/bath fixtures. Both incandescent lamping and ENERGY STAR-qualified LED lamping are available; all fixtures are California Title 24 compliant. | CHANDELIERS | Driscoll | Chandeliers | Satin Bronze | 848 | Steel | Cased Opal Etched Glass | D:5.15625" H:6.5" | L:3.6875" |  | 9 Medium A19 100w |  | 9 | No | [14 empty] | 0 | [12 empty] | 399.98 | 799.96 | 1199.94 | D:32'' H:29 3/4'' O:68'' | 20.5 | 32 |  |  | 29.75 | Screw Collar - Chain |  |  | 68 |  |  |  | No |  | No | [20 empty] | D:5 1/2'' H:1 1/4'' Round |  |  |  |  | 120 | Gold | 36 |  | Hardwired | 0 | 0 | 0 | 0 | 1 | 0 | 0 | 1 | 1 | 0 | 0 | 785652239588 | 32.625 | 28.375 | 17.75 | 27.3 | 9.509 | 250 | Yes | [8 empty] | ETL Dry |  | DRISCOLL 9L CHAND-848 | Nine Light Chandelier |  | 3140409-848.jpg | 3140409.jpg
3140409-962 | Nine Light Chandelier | The 1960’s-inspired Driscoll collection by Sea Gull Lighting features the clean lines of tapered stems and glass shades. Simplicity combined with sophistication creates this strikingly modern look. Offered in a Brushed Nickel finish in addition to the Chrome finish also offered for wall/bath fixtures – all of which feature Etched White glass shades. The assortment includes nine-light, five-light and three-light chandeliers, a mini pendant, as well as one-light, two-light, three-light and four-light wall/bath fixtures. Both incandescent lamping and ENERGY STAR-qualified LED lamping are available; all fixtures are California Title 24 compliant. | CHANDELIERS | Driscoll | Chandeliers | Brushed Nickel | 962 | Steel | Cased Opal Etched Glass | D:5.15625" H:6.5" | L:3.6875" |  | 9 Medium A19 100w |  | 9 | No | [14 empty] | 0 | [12 empty] | 399.98 | 799.96 | 1199.94 | D:32'' H:29 3/4'' O:68'' | 20.5 | 32 |  |  | 29.75 | Screw Collar - Chain |  |  | 68 |  |  |  | No |  | No | [20 empty] | D:5 1/2'' H:1 1/4'' Round |  |  |  |  | 120 | Clear | 36 |  | Hardwired | 0 | 0 | 0 | 0 | 1 | 0 | 0 | 1 | 1 | 0 | 0 | 785652242991 | 32.4 | 28.75 | 18.25 | 26.9 | 9.838 | 250 | Yes | [8 empty] | ETL Dry |  | DRISCOLL 9L CHAND-962 | Nine Light Chandelier |  | 3140409-962.jpg | 3140409.jpg
3140409EN3-848 | Nine Light Chandelier | The 1960’s-inspired Driscoll collection by Sea Gull Lighting features the clean lines of tapered stems and glass shades. Simplicity combined with sophistication creates this strikingly modern look. Offered in a Brushed Nickel finish in addition to the Chrome finish also offered for wall/bath fixtures – all of which feature Etched White glass shades. The assortment includes nine-light, five-light and three-light chandeliers, a mini pendant, as well as one-light, two-light, three-light and four-light wall/bath fixtures. Both incandescent lamping and ENERGY STAR-qualified LED lamping are available; all fixtures are California Title 24 compliant. | CHANDELIERS | Driscoll | Chandeliers | Satin Bronze | 848 | Steel | Cased Opal Etched Glass | D:5.15625" H:6.5" | L:3.6875" |  | 9 Medium A19 9.3w |  | 9 | Yes | [14 empty] | 0 | [12 empty] | 449.98 | 899.96 | 1349.94 | D:32'' H:29 3/4'' O:68'' | 20.5 | 32 |  |  | 29.75 | Screw Collar - Chain |  |  | 68 |  |  |  | No |  | No | [20 empty] | D:5 1/2'' H:1 1/4'' Round |  |  |  |  | 120 | Gold | 36 |  | Hardwired | 0 | 0 | 0 | 1 | 1 | 0 | 0 | 0 | 1 | 0 | 0 | 785652048487 | 32.625 | 28.375 | 17.75 | 27.3 | 9.509 | 250 | Yes | [8 empty] | ETL Dry |  | DRISCOLL 9L CHAND-848 | Nine Light Chandelier |  | 3140409EN3-848.jpg | 3140409.jpg
3140409EN3-962 | Nine Light Chandelier | The 1960’s-inspired Driscoll collection by Sea Gull Lighting features the clean lines of tapered stems and glass shades. Simplicity combined with sophistication creates this strikingly modern look. Offered in a Brushed Nickel finish in addition to the Chrome finish also offered for wall/bath fixtures – all of which feature Etched White glass shades. The assortment includes nine-light, five-light and three-light chandeliers, a mini pendant, as well as one-light, two-light, three-light and four-light wall/bath fixtures. Both incandescent lamping and ENERGY STAR-qualified LED lamping are available; all fixtures are California Title 24 compliant. | CHANDELIERS | Driscoll | Chandeliers | Brushed Nickel | 962 | Steel | Cased Opal Etched Glass | D:5.15625" H:6.5" | L:3.6875" |  | 9 Medium A19 9.3w |  | 9 | Yes | [14 empty] | 0 | [12 empty] | 449.98 | 899.96 | 1349.94 | D:32'' H:29 3/4'' O:68'' | 20.5 | 32 |  |  | 29.75 | Screw Collar - Chain |  |  | 68 |  |  |  | No |  | No | [20 empty] | D:5 1/2'' H:1 1/4'' Round |  |  |  |  | 120 | Clear Silver | 36 |  | Hardwired | 0 | 0 | 0 | 1 | 1 | 0 | 0 | 0 | 1 | 0 | 0 | 785652045486 | 32.625 | 28.375 | 17.75 | 27.3 | 9.509 | 250 | Yes | [8 empty] | ETL Dry |  | DRISCOLL 9L CHAND-962 | Nine Light Chandelier |  | 3140409EN3-962.jpg | 3140409.jpg
3140503-71 | Three Light Chandelier | The Chatauqua lighting collection by Sea Gull Lighting exudes a retro-industrial style via the striking beveled edges inspired by raw steel girders, finished with functioning corner-connection details. In contrast, the cylindrical, white glass shades add a modern touch. Available in a remarkable Antique Bronze or Stardust finish that creates the look of a traditional wooden box that would be at home in either a rustic lodge or a modern loft. The retro-industrial design comes to life with distressed gold metal accents. The assortment includes five-light chandeliers; three-light foyer pendants; one-light mini pendants; and four-light island pendants. Incandescent and ENERGY STAR-qualified LED lamping are available; all fixtures are California Title 24 compliant. | CHANDELIERS | Chatauqua | Chandeliers | Antique Bronze | 71 | Steel | Etched / White Inside Glass | D:3.875" H:6.5" |  |  | 3 Medium A19 100w |  | 3 | No | [14 empty] | 0 | [12 empty] | 184.48 | 368.96 | 553.44 | L:17 3/8'' W:17 3/8'' H:12 1/2'' O:58 1/2'' | 19.4 |  | 17.375 | 17.375 | 12.5 | Center Lock-Up |  |  | 58.5 |  |  |  | No |  | No | [20 empty] | D:5'' H:3/4'' Round |  |  |  |  | 120 | Brown |  |  | Hardwired | 0 | 0 | 0 | 0 | 1 | 0 | 0 | 1 | 0 | 0 | 0 | 785652059483 | 20.5 | 15.5 | 19 | 22.9 | 3.494 | 125 | Yes | [9 empty] | cETL Damp | CHATAUQUA 3L CHAND-71 | Three Light Chandelier |  | 3140503-71_ALT.png | 3140503.jpg
3140503-846 | Three Light Chandelier | The Chatauqua lighting collection by Sea Gull Lighting exudes a retro-industrial style via the striking beveled edges inspired by raw steel girders, finished with functioning corner-connection details. In contrast, the cylindrical, white glass shades add a modern touch. Available in a remarkable Antique Bronze or Stardust finish that creates the look of a traditional wooden box that would be at home in either a rustic lodge or a modern loft. The retro-industrial design comes to life with distressed gold metal accents. The assortment includes five-light chandeliers; three-light foyer pendants; one-light mini pendants; and four-light island pendants. Incandescent and ENERGY STAR-qualified LED lamping are available; all fixtures are California Title 24 compliant. | CHANDELIERS | Chatauqua | Chandeliers | Stardust / Satin Bronze | 846 / 848 | Steel | Etched / White Inside Glass | D:3.875" H:6.5" |  |  | 3 Medium A19 100w |  | 3 | No | [14 empty] | 0 | [12 empty] | 184.48 | 368.96 | 553.44 | L:17 3/8'' W:17 3/8'' H:12 1/2'' O:58 1/2'' | 19.4 |  | 17.375 | 17.375 | 12.5 | Center Lock-Up |  |  | 58.5 |  |  |  | No |  | No | [20 empty] | D:5'' H:3/4'' Round |  |  |  |  | 120 | Black |  |  | Hardwired | 0 | 0 | 0 | 0 | 1 | 0 | 0 | 1 | 0 | 0 | 0 | 785652059490 | 20.25 | 19 | 15.5 | 22.8 | 3.451 | 125 | Yes | [9 empty] | cETL Damp | CHATAUQUA 3L CHAND-846 | Three Light Chandelier |  | 3140503-846.png | 3140503.jpg
3140503EN3-71 | Three Light Chandelier | The Chatauqua lighting collection by Sea Gull Lighting exudes a retro-industrial style via the striking beveled edges inspired by raw steel girders, finished with functioning corner-connection details. In contrast, the cylindrical, white glass shades add a modern touch. Available in a remarkable Antique Bronze or Stardust finish that creates the look of a traditional wooden box that would be at home in either a rustic lodge or a modern loft. The retro-industrial design comes to life with distressed gold metal accents. The assortment includes five-light chandeliers; three-light foyer pendants; one-light mini pendants; and four-light island pendants. Incandescent and ENERGY STAR-qualified LED lamping are available; all fixtures are California Title 24 compliant. | CHANDELIERS | Chatauqua | Chandeliers | Antique Bronze | 71 | Steel | Etched / White Inside Glass | D:3.875" H:6.5" |  |  | 3 Medium A19 9.3w |  | 3 | Yes | [14 empty] | 0 | [12 empty] | 199.98 | 399.96 | 599.94 | L:17 3/8'' W:17 3/8'' H:12 1/2'' O:58 1/2'' | 19.4 |  | 17.375 | 17.375 | 12.5 | Center Lock-Up |  |  | 58.5 |  |  |  | No |  | No | [20 empty] | D:5'' H:3/4'' Round |  |  |  |  | 120 | Brown |  |  | Hardwired | 0 | 0 | 0 | 1 | 1 | 0 | 0 | 0 | 0 | 0 | 0 | 785652065521 | 20.5 | 15.5 | 19 | 22.9 | 3.494 | 125 | Yes | [9 empty] | cETL Damp | CHATAUQUA 3L CHAND-71 | Three Light Chandelier |  | 3140503EN3-71.jpg | 3140503EN3.jpg
3140503EN3-846 | Three Light Chandelier | The Chatauqua lighting collection by Sea Gull Lighting exudes a retro-industrial style via the striking beveled edges inspired by raw steel girders, finished with functioning corner-connection details. In contrast, the cylindrical, white glass shades add a modern touch. Available in a remarkable Antique Bronze or Stardust finish that creates the look of a traditional wooden box that would be at home in either a rustic lodge or a modern loft. The retro-industrial design comes to life with distressed gold metal accents. The assortment includes five-light chandeliers; three-light foyer pendants; one-light mini pendants; and four-light island pendants. Incandescent and ENERGY STAR-qualified LED lamping are available; all fixtures are California Title 24 compliant. | CHANDELIERS | Chatauqua | Chandeliers | Stardust / Satin Bronze | 846 / 848 | Steel | Etched / White Inside Glass | D:3.875" H:6.5" |  |  | 3 Medium A19 9.3w |  | 3 | Yes | [14 empty] | 0 | [12 empty] | 199.98 | 399.96 | 599.94 | L:17 3/8'' W:17 3/8'' H:12 1/2'' O:58 1/2'' | 19.4 |  | 17.375 | 17.375 | 12.5 | Center Lock-Up |  |  | 58.5 |  |  |  | No |  | No | [20 empty] | D:5'' H:3/4'' Round |  |  |  |  | 120 | Black |  |  | Hardwired | 0 | 0 | 0 | 1 | 1 | 0 | 0 | 0 | 0 | 0 | 0 | 785652060038 | 20.25 | 19 | 15.5 | 22.8 | 3.451 | 125 | Yes | [9 empty] | cETL Damp | CHATAUQUA 3L CHAND-846 | Three Light Chandelier |  | 3140503EN3-846.jpg | 3140503EN3.jpg
3140505-71 | Five Light Chandelier | The Chatauqua lighting collection by Sea Gull Lighting exudes a retro-industrial style via the striking beveled edges inspired by raw steel girders, finished with functioning corner-connection details. In contrast, the cylindrical, white glass shades add a modern touch. Available in a remarkable Antique Bronze or Stardust finish that creates the look of a traditional wooden box that would be at home in either a rustic lodge or a modern loft. The retro-industrial design comes to life with distressed gold metal accents. The assortment includes five-light chandeliers; three-light foyer pendants; one-light mini pendants; and four-light island pendants. Incandescent and ENERGY STAR-qualified LED lamping are available; all fixtures are California Title 24 compliant. | CHANDELIERS | Chatauqua | Chandeliers | Antique Bronze | 71 | Steel | Etched / White Inside Glass | D:3.875" H:6.5" |  |  | 5 Medium A19 100w |  | 5 | No | [14 empty] | 0 | [12 empty] | 234.45 | 468.9 | 703.35 | L:22 1/4'' W:22 1/4'' H:12 1/2'' O:58 1/2'' | 22.4 |  | 22.25 | 22.25 | 12.5 | Center Lock-Up |  |  | 58.5 |  |  |  | No |  | No | [20 empty] | D:5'' H:3/4'' Round |  |  |  |  | 120 | Brown |  |  | Hardwired | 0 | 0 | 0 | 0 | 1 | 0 | 0 | 1 | 0 | 0 | 0 | 785652003561 | 25.75 | 25.5 | 17.25 | 29.7 | 6.555 | 175 | Yes | [9 empty] | cETL Damp | CHATAUQUA 5L CHAND-71 | Five Light Chandelier |  | 3140505-71.jpg | 3140505.jpg
3140505-846 | Five Light Chandelier | The Chatauqua lighting collection by Sea Gull Lighting exudes a retro-industrial style via the striking beveled edges inspired by raw steel girders, finished with functioning corner-connection details. In contrast, the cylindrical, white glass shades add a modern touch. Available in a remarkable Antique Bronze or Stardust finish that creates the look of a traditional wooden box that would be at home in either a rustic lodge or a modern loft. The retro-industrial design comes to life with distressed gold metal accents. The assortment includes five-light chandeliers; three-light foyer pendants; one-light mini pendants; and four-light island pendants. Incandescent and ENERGY STAR-qualified LED lamping are available; all fixtures are California Title 24 compliant. | CHANDELIERS | Chatauqua | Chandeliers | Stardust / Satin Bronze | 846 / 848 | Steel | Etched / White Inside Glass | D:3.875" H:6.5" |  |  | 5 Medium A19 100w |  | 5 | No | [14 empty] | 0 | [12 empty] | 234.45 | 468.9 | 703.35 | L:22 1/4'' W:22 1/4'' H:12 1/2'' O:58 1/2'' | 22.4 |  | 22.25 | 22.25 | 12.5 | Center Lock-Up |  |  | 58.5 |  |  |  | No |  | No | [20 empty] | D:5'' H:3/4'' Round |  |  |  |  | 120 | Black |  |  | Hardwired | 0 | 0 | 0 | 0 | 1 | 0 | 0 | 1 | 0 | 0 | 0 | 785652003080 | 26 | 19 | 18 | 30 | 5.146 | 175 | Yes | [9 empty] | cETL Damp | CHATAUQUA 5L CHAND-846 | Five Light Chandelier |  | 3140505-846.jpg | 3140505.jpg
3140505EN3-71 | Five Light Chandelier | The Chatauqua lighting collection by Sea Gull Lighting exudes a retro-industrial style via the striking beveled edges inspired by raw steel girders, finished with functioning corner-connection details. In contrast, the cylindrical, white glass shades add a modern touch. Available in a remarkable Antique Bronze or Stardust finish that creates the look of a traditional wooden box that would be at home in either a rustic lodge or a modern loft. The retro-industrial design comes to life with distressed gold metal accents. The assortment includes five-light chandeliers; three-light foyer pendants; one-light mini pendants; and four-light island pendants. Incandescent and ENERGY STAR-qualified LED lamping are available; all fixtures are California Title 24 compliant. | CHANDELIERS | Chatauqua | Chandeliers | Antique Bronze | 71 | Steel | Etched / White Inside Glass | D:3.875" H:6.5" |  |  | 5 Medium A19 9.3w |  | 5 | Yes | [14 empty] | 0 | [12 empty] | 263.95 | 527.9 | 791.85 | L:22 1/4'' W:22 1/4'' H:12 1/2'' O:58 1/2'' | 22.4 |  | 22.25 | 22.25 | 12.5 | Center Lock-Up |  |  | 58.5 |  |  |  | No |  | No | [20 empty] | D:5'' H:3/4'' Round |  |  |  |  | 120 | Brown |  |  | Hardwired | 0 | 0 | 0 | 1 | 1 | 0 | 0 | 0 | 0 | 0 | 0 | 785652044878 | 25.75 | 25.5 | 17.25 | 29.7 | 6.555 | 175 | Yes | [9 empty] | cETL Damp | CHATAUQUA 5L CHAND-71 | Five Light Chandelier |  | 3140505EN3-71.jpg | 3140505.jpg
3140505EN3-846 | Five Light Chandelier | The Chatauqua lighting collection by Sea Gull Lighting exudes a retro-industrial style via the striking beveled edges inspired by raw steel girders, finished with functioning corner-connection details. In contrast, the cylindrical, white glass shades add a modern touch. Available in a remarkable Antique Bronze or Stardust finish that creates the look of a traditional wooden box that would be at home in either a rustic lodge or a modern loft. The retro-industrial design comes to life with distressed gold metal accents. The assortment includes five-light chandeliers; three-light foyer pendants; one-light mini pendants; and four-light island pendants. Incandescent and ENERGY STAR-qualified LED lamping are available; all fixtures are California Title 24 compliant. | CHANDELIERS | Chatauqua | Chandeliers | Stardust / Satin Bronze | 846 / 848 | Steel | Etched / White Inside Glass | D:3.875" H:6.5" |  |  | 5 Medium A19 9.3w |  | 5 | Yes | [14 empty] | 0 | [12 empty] | 263.95 | 527.9 | 791.85 | L:22 1/4'' W:22 1/4'' H:12 1/2'' O:58 1/2'' | 22.4 |  | 22.25 | 22.25 | 12.5 | Center Lock-Up |  |  | 58.5 |  |  |  | No |  | No | [20 empty] | D:5'' H:3/4'' Round |  |  |  |  | 120 | Black |  |  | Hardwired | 0 | 0 | 0 | 1 | 1 | 0 | 0 | 0 | 0 | 0 | 0 | 785652044885 | 26 | 19 | 18 | 30 | 5.146 | 175 | Yes | [9 empty] | cETL Damp | CHATAUQUA 5L CHAND-846 | Five Light Chandelier |  | 3140505EN3-846.jpg | 3140505.jpg
3141303-848 | Three Light Chandelier | The Towner lighting collection by Sea Gull Lighting brings mid-century, retro style to the traditional circular silhouette, creating a bold statement that would accent any space in your home. The conical light shades deliver a fun design statement along with the textured cloth cords, which are adjustable for leveling. These fixtures are ideal for dining room lighting, living room lighting and kitchen lighting. The assortment includes three-, five- and seven-light chandeliers, three- and five-light cluster pendants, eight-light island pendants, one-light mini pendants, and one-light wall sconces. The Towner Collection is available in two finishes, Satin Bronze and Brushed Nickel to complete the look. All fixtures are available as ENERGY STAR®-qualified and California Title 24 compliant. | CHANDELIERS | Towner | Chandeliers | Satin Bronze / Black | 848 / 12 | Steel | Black Steel | D:7" H:8" |  |  | 3 Medium A19 60w |  | 3 | No | [14 empty] | 0 | [12 empty] | 134.98 | 269.96 | 404.94 | D:24'' H:22'' O:67 1/4'' | 7.3 | 24 |  |  | 22 | Center Lock-Up |  |  | 67.25 |  |  |  | No |  | No | [20 empty] | D:4 3/4'' H:3/4'' Round |  |  |  |  | 120 | Gold |  |  | Hardwired | 0 | 0 | 0 | 0 | 1 | 0 | 0 | 1 | 0 | 0 | 0 | 785652002311 | 18.25 | 17 | 10.75 | 9.1 | 1.93 | 175 | Yes | [9 empty] | cETL Damp | TOWNER 3L CHAND-848 | Three Light Chandelier |  | 3141303-848.png | 3141303.jpg
3141303-962 | Three Light Chandelier | The Towner lighting collection by Sea Gull Lighting brings mid-century, retro style to the traditional circular silhouette, creating a bold statement that would accent any space in your home. The conical light shades deliver a fun design statement along with the textured cloth cords, which are adjustable for leveling. These fixtures are ideal for dining room lighting, living room lighting and kitchen lighting. The assortment includes three-, five- and seven-light chandeliers, three- and five-light cluster pendants, eight-light island pendants, one-light mini pendants, and one-light wall sconces. The Towner Collection is available in two finishes, Satin Bronze and Brushed Nickel to complete the look. All fixtures are available as ENERGY STAR®-qualified and California Title 24 compliant. | CHANDELIERS | Towner | Chandeliers | Brushed Nickel / Black | 962 / 12 | Steel | Black Steel | D:7" H:8" |  |  | 3 Medium A19 60w |  | 3 | No | [14 empty] | 0 | [12 empty] | 134.98 | 269.96 | 404.94 | D:24'' H:22'' O:67 1/4'' | 7.3 | 24 |  |  | 22 | Center Lock-Up |  |  | 67.25 |  |  |  | No |  | No | [20 empty] | D:4 3/4'' H:3/4'' Round |  |  |  |  | 120 | Clear Silver |  |  | Hardwired | 0 | 0 | 0 | 0 | 1 | 0 | 0 | 1 | 0 | 0 | 0 | 785652002342 | 18.25 | 17 | 10.75 | 9.1 | 1.93 | 175 | Yes | [9 empty] | cETL Damp | TOWNER 3L CHAND-962 | Three Light Chandelier |  | 3141303-962.png | 3141303.jpg
3141303EN3-848 | Three Light Chandelier | The Towner lighting collection by Sea Gull Lighting brings mid-century, retro style to the traditional circular silhouette, creating a bold statement that would accent any space in your home. The conical light shades deliver a fun design statement along with the textured cloth cords, which are adjustable for leveling. These fixtures are ideal for dining room lighting, living room lighting and kitchen lighting. The assortment includes three-, five- and seven-light chandeliers, three- and five-light cluster pendants, eight-light island pendants, one-light mini pendants, and one-light wall sconces. The Towner Collection is available in two finishes, Satin Bronze and Brushed Nickel to complete the look. All fixtures are available as ENERGY STAR®-qualified and California Title 24 compliant. | CHANDELIERS | Towner | Chandeliers | Satin Bronze / Black | 848 / 12 | Steel | Black Steel | D:7" H:8" |  |  | 3 Medium A19 9.3w |  | 3 | Yes | [14 empty] | 0 | [12 empty] | 149.98 | 299.96 | 449.94 | D:24'' H:22'' O:67 1/4'' | 7.3 | 24 |  |  | 22 | Center Lock-Up |  |  | 67.25 |  |  |  | No |  | No | [20 empty] | D:4 3/4'' H:3/4'' Round |  |  |  |  | 120 | Gold |  |  | Hardwired | 0 | 0 | 0 | 1 | 1 | 0 | 0 | 0 | 0 | 0 | 0 | 785652048494 | 18.25 | 17 | 10.75 | 9.1 | 1.93 | 175 | Yes | [9 empty] | cETL Damp | TOWNER 3L CHAND-848 | Three Light Chandelier |  | 3141303EN3-848.jpg | 3141303.jpg
3141303EN3-962 | Three Light Chandelier | The Towner lighting collection by Sea Gull Lighting brings mid-century, retro style to the traditional circular silhouette, creating a bold statement that would accent any space in your home. The conical light shades deliver a fun design statement along with the textured cloth cords, which are adjustable for leveling. These fixtures are ideal for dining room lighting, living room lighting and kitchen lighting. The assortment includes three-, five- and seven-light chandeliers, three- and five-light cluster pendants, eight-light island pendants, one-light mini pendants, and one-light wall sconces. The Towner Collection is available in two finishes, Satin Bronze and Brushed Nickel to complete the look. All fixtures are available as ENERGY STAR®-qualified and California Title 24 compliant. | CHANDELIERS | Towner | Chandeliers | Brushed Nickel / Black | 962 / 12 | Steel | Black Steel | D:7" H:8" |  |  | 3 Medium A19 9.3w |  | 3 | Yes | [14 empty] | 0 | [12 empty] | 149.98 | 299.96 | 449.94 | D:24'' H:22'' O:67 1/4'' | 7.3 | 24 |  |  | 22 | Center Lock-Up |  |  | 67.25 |  |  |  | No |  | No | [20 empty] | D:4 3/4'' H:3/4'' Round |  |  |  |  | 120 | Clear Silver |  |  | Hardwired | 0 | 0 | 0 | 1 | 1 | 0 | 0 | 0 | 0 | 0 | 0 | 785652048500 | 18.25 | 17 | 10.75 | 9.1 | 1.93 | 175 | Yes | [9 empty] | cETL Damp | TOWNER 3L CHAND-962 | Three Light Chandelier |  | 3141303EN3-962.jpg | 3141303.jpg
3141305-848 | Five Light Chandelier | The Towner lighting collection by Sea Gull Lighting brings mid-century, retro style to the traditional circular silhouette, creating a bold statement that would accent any space in your home. The conical light shades deliver a fun design statement along with the textured cloth cords, which are adjustable for leveling. These fixtures are ideal for dining room lighting, living room lighting and kitchen lighting. The assortment includes three-, five- and seven-light chandeliers, three- and five-light cluster pendants, eight-light island pendants, one-light mini pendants, and one-light wall sconces. The Towner Collection is available in two finishes, Satin Bronze and Brushed Nickel to complete the look. All fixtures are available as ENERGY STAR®-qualified and California Title 24 compliant. | CHANDELIERS | Towner | Chandeliers | Satin Bronze / Black | 848 / 12 | Steel | Black Steel | D:7" H:8" |  |  | 5 Medium A19 60w |  | 5 | No | [14 empty] | 0 | [12 empty] | 184.48 | 368.96 | 553.44 | D:29'' H:24 3/4'' O:71'' | 10.6 | 29 |  |  | 24.75 | Center Lock-Up |  |  | 71 |  |  |  | No |  | No | [20 empty] | D:4 3/4'' H:3/4'' Round |  |  |  |  | 120 | Gold |  |  | Hardwired | 0 | 0 | 0 | 0 | 1 | 0 | 0 | 1 | 0 | 0 | 0 | 785652002359 | 23.25 | 19 | 11 | 13.3 | 2.812 | 175 | Yes | [9 empty] | cETL Damp | TOWNER 5L CHAND-848 | Five Light Chandelier |  | 3141305-848.png | 3141305.jpg
3141305-962 | Five Light Chandelier | The Towner lighting collection by Sea Gull Lighting brings mid-century, retro style to the traditional circular silhouette, creating a bold statement that would accent any space in your home. The conical light shades deliver a fun design statement along with the textured cloth cords, which are adjustable for leveling. These fixtures are ideal for dining room lighting, living room lighting and kitchen lighting. The assortment includes three-, five- and seven-light chandeliers, three- and five-light cluster pendants, eight-light island pendants, one-light mini pendants, and one-light wall sconces. The Towner Collection is available in two finishes, Satin Bronze and Brushed Nickel to complete the look. All fixtures are available as ENERGY STAR®-qualified and California Title 24 compliant. | CHANDELIERS | Towner | Chandeliers | Brushed Nickel / Black | 962 / 12 | Steel | Black Steel | D:7" H:8" |  |  | 5 Medium A19 60w |  | 5 | No | [14 empty] | 0 | [12 empty] | 184.48 | 368.96 | 553.44 | D:29'' H:24 3/4'' O:71'' | 10.6 | 29 |  |  | 24.75 | Center Lock-Up |  |  | 71 |  |  |  | No |  | No | [20 empty] | D:4 3/4'' H:3/4'' Round |  |  |  |  | 120 | Clear Silver |  |  | Hardwired | 0 | 0 | 0 | 0 | 1 | 0 | 0 | 1 | 0 | 0 | 0 | 785652002373 | 23.25 | 19 | 11 | 13.3 | 2.812 | 175 | Yes | [9 empty] | cETL Damp | TOWNER 5L CHAND-962 | Five Light Chandelier |  | 3141305-962.png | 3141305.jpg
3141305EN3-848 | Five Light Chandelier | The Towner lighting collection by Sea Gull Lighting brings mid-century, retro style to the traditional circular silhouette, creating a bold statement that would accent any space in your home. The conical light shades deliver a fun design statement along with the textured cloth cords, which are adjustable for leveling. These fixtures are ideal for dining room lighting, living room lighting and kitchen lighting. The assortment includes three-, five- and seven-light chandeliers, three- and five-light cluster pendants, eight-light island pendants, one-light mini pendants, and one-light wall sconces. The Towner Collection is available in two finishes, Satin Bronze and Brushed Nickel to complete the look. All fixtures are available as ENERGY STAR®-qualified and California Title 24 compliant. | CHANDELIERS | Towner | Chandeliers | Satin Bronze / Black | 848 / 12 | Steel | Black Steel | D:7" H:8" |  |  | 5 Medium A19 9.3w |  | 5 | Yes | [14 empty] | 0 | [12 empty] | 215.48 | 430.96 | 646.44 | D:29'' H:24 3/4'' O:71'' | 10.6 | 29 |  |  | 24.75 | Center Lock-Up |  |  | 71 |  |  |  | No |  | No | [20 empty] | D:4 3/4'' H:3/4'' Round |  |  |  |  | 120 | Gold |  |  | Hardwired | 0 | 0 | 0 | 1 | 1 | 0 | 0 | 0 | 0 | 0 | 0 | 785652047336 | 23.25 | 19 | 11 | 13.3 | 2.812 | 175 | Yes | [9 empty] | cETL Damp | TOWNER 5L CHAND-848 | Five Light Chandelier |  | 3141305EN3-848.jpg | 3141305.jpg
3141305EN3-962 | Five Light Chandelier | The Towner lighting collection by Sea Gull Lighting brings mid-century, retro style to the traditional circular silhouette, creating a bold statement that would accent any space in your home. The conical light shades deliver a fun design statement along with the textured cloth cords, which are adjustable for leveling. These fixtures are ideal for dining room lighting, living room lighting and kitchen lighting. The assortment includes three-, five- and seven-light chandeliers, three- and five-light cluster pendants, eight-light island pendants, one-light mini pendants, and one-light wall sconces. The Towner Collection is available in two finishes, Satin Bronze and Brushed Nickel to complete the look. All fixtures are available as ENERGY STAR®-qualified and California Title 24 compliant. | CHANDELIERS | Towner | Chandeliers | Brushed Nickel / Black | 962 / 12 | Steel | Black Steel | D:7" H:8" |  |  | 5 Medium A19 9.3w |  | 5 | Yes | [14 empty] | 0 | [12 empty] | 215.48 | 430.96 | 646.44 | D:29'' H:24 3/4'' O:71'' | 10.6 | 29 |  |  | 24.75 | Center Lock-Up |  |  | 71 |  |  |  | No |  | No | [20 empty] | D:4 3/4'' H:3/4'' Round |  |  |  |  | 120 | Clear Silver |  |  | Hardwired | 0 | 0 | 0 | 1 | 1 | 0 | 0 | 0 | 0 | 0 | 0 | 785652047343 | 23.25 | 19 | 11 | 13.3 | 2.812 | 175 | Yes | [9 empty] | cETL Damp | TOWNER 5L CHAND-962 | Five Light Chandelier |  | 3141305EN3-962.jpg | 3141305.jpg
3141307-848 | Seven Light Chandelier | The Towner lighting collection by Sea Gull Lighting brings mid-century, retro style to the traditional circular silhouette, creating a bold statement that would accent any space in your home. The conical light shades deliver a fun design statement along with the textured cloth cords, which are adjustable for leveling. These fixtures are ideal for dining room lighting, living room lighting and kitchen lighting. The assortment includes three-, five- and seven-light chandeliers, three- and five-light cluster pendants, eight-light island pendants, one-light mini pendants, and one-light wall sconces. The Towner Collection is available in two finishes, Satin Bronze and Brushed Nickel to complete the look. All fixtures are available as ENERGY STAR®-qualified and California Title 24 compliant. | CHANDELIERS | Towner | Chandeliers | Satin Bronze / Black | 848 / 12 | Steel | Black Steel | D:7" H:8" |  |  | 7 Medium A19 60w |  | 7 | No | [14 empty] | 0 | [12 empty] | 244.98 | 489.96 | 734.94 | D:35'' H:27 3/4'' O:74'' | 14.6 | 35 |  |  | 27.75 | Center Lock-Up |  |  | 74 |  |  |  | No |  | No | [20 empty] | D:4 3/4'' H:3/4'' Round |  |  |  |  | 120 | Gold |  |  | Hardwired | 0 | 0 | 0 | 0 | 1 | 0 | 0 | 1 | 0 | 0 | 0 | 785652001215 | 26.75 | 26 | 11 | 18.2 | 4.427 | 175 | Yes | [9 empty] | cETL Damp | TOWNER 7L CHAND-848 | Seven Light Chandelier |  | 3141307-848.png | 3141307.jpg
3141307-962 | Seven Light Chandelier | The Towner lighting collection by Sea Gull Lighting brings mid-century, retro style to the traditional circular silhouette, creating a bold statement that would accent any space in your home. The conical light shades deliver a fun design statement along with the textured cloth cords, which are adjustable for leveling. These fixtures are ideal for dining room lighting, living room lighting and kitchen lighting. The assortment includes three-, five- and seven-light chandeliers, three- and five-light cluster pendants, eight-light island pendants, one-light mini pendants, and one-light wall sconces. The Towner Collection is available in two finishes, Satin Bronze and Brushed Nickel to complete the look. All fixtures are available as ENERGY STAR®-qualified and California Title 24 compliant. | CHANDELIERS | Towner | Chandeliers | Brushed Nickel / Black | 962 / 12 | Steel | Black Steel | D:7" H:8" |  |  | 7 Medium A19 60w |  | 7 | No | [14 empty] | 0 | [12 empty] | 244.98 | 489.96 | 734.94 | D:35'' H:27 3/4'' O:74'' | 14.6 | 35 |  |  | 27.75 | Center Lock-Up |  |  | 74 |  |  |  | No |  | No | [20 empty] | D:4 3/4'' H:3/4'' Round |  |  |  |  | 120 | Clear Silver |  |  | Hardwired | 0 | 0 | 0 | 0 | 1 | 0 | 0 | 1 | 0 | 0 | 0 | 785652002380 | 26.75 | 26 | 11 | 18.2 | 4.427 | 175 | Yes | [9 empty] | cETL Damp | TOWNER 7L CHAND-962 | Seven Light Chandelier |  | 3141307-962.png | 3141307.jpg
3141307EN3-848 | Seven Light Chandelier | The Towner lighting collection by Sea Gull Lighting brings mid-century, retro style to the traditional circular silhouette, creating a bold statement that would accent any space in your home. The conical light shades deliver a fun design statement along with the textured cloth cords, which are adjustable for leveling. These fixtures are ideal for dining room lighting, living room lighting and kitchen lighting. The assortment includes three-, five- and seven-light chandeliers, three- and five-light cluster pendants, eight-light island pendants, one-light mini pendants, and one-light wall sconces. The Towner Collection is available in two finishes, Satin Bronze and Brushed Nickel to complete the look. All fixtures are available as ENERGY STAR®-qualified and California Title 24 compliant. | CHANDELIERS | Towner | Chandeliers | Satin Bronze / Black | 848 / 12 | Steel | Black Steel | D:7" H:8" |  |  | 7 Medium A19 9.3w |  | 7 | Yes | [14 empty] | 0 | [12 empty] | 289.98 | 579.96 | 869.94 | D:35'' H:27 3/4'' O:74'' | 14.6 | 35 |  |  | 27.75 | Center Lock-Up |  |  | 74 |  |  |  | No |  | No | [20 empty] | D:4 3/4'' H:3/4'' Round |  |  |  |  | 120 | Gold |  |  | Hardwired | 0 | 0 | 0 | 1 | 1 | 0 | 0 | 0 | 0 | 0 | 0 | 785652048517 | 26.75 | 26 | 11 | 18.2 | 4.427 | 175 | Yes | [9 empty] | cETL Damp | TOWNER 7L CHAND-848 | Seven Light Chandelier |  | 3141307EN3-848.jpg | 3141307.jpg
3141307EN3-962 | Seven Light Chandelier | The Towner lighting collection by Sea Gull Lighting brings mid-century, retro style to the traditional circular silhouette, creating a bold statement that would accent any space in your home. The conical light shades deliver a fun design statement along with the textured cloth cords, which are adjustable for leveling. These fixtures are ideal for dining room lighting, living room lighting and kitchen lighting. The assortment includes three-, five- and seven-light chandeliers, three- and five-light cluster pendants, eight-light island pendants, one-light mini pendants, and one-light wall sconces. The Towner Collection is available in two finishes, Satin Bronze and Brushed Nickel to complete the look. All fixtures are available as ENERGY STAR®-qualified and California Title 24 compliant. | CHANDELIERS | Towner | Chandeliers | Brushed Nickel / Black | 962 / 12 | Steel | Black Steel | D:7" H:8" |  |  | 7 Medium A19 9.3w |  | 7 | Yes | [14 empty] | 0 | [12 empty] | 289.98 | 579.96 | 869.94 | D:35'' H:27 3/4'' O:74'' | 14.6 | 35 |  |  | 27.75 | Center Lock-Up |  |  | 74 |  |  |  | No |  | No | [20 empty] | D:4 3/4'' H:3/4'' Round |  |  |  |  | 120 | Clear Silver |  |  | Hardwired | 0 | 0 | 0 | 1 | 1 | 0 | 0 | 0 | 0 | 0 | 0 | 785652048524 | 26.75 | 26 | 11 | 18.2 | 4.427 | 175 | Yes | [9 empty] | cETL Damp | TOWNER 7L CHAND-962 | Seven Light Chandelier |  | 3141307EN3-962.jpg | 3141307.jpg
31586-710 | Six Light Chandelier | Imitating the soft glow of beeswax pillar candles, the on-trend Ellington collection by Sea Gull Lighting brings a soothing influence to living spaces. The simple, rustic silhouette of these chandeliers and sconces complements a wide range of decor. And the faux candles, which glow from within, never burn down or drip! Offered in Burnt Sienna finish with Café Tint glass, the assortment includes 18-light, 12-light, nine-light and six-light chandeliers, and a one-light wall/bath fixture. Both incandescent lamping and ENERGY STAR-qualified LED lamping are available; all fixtures are California Title 24 compliant. | CHANDELIERS | Ellington | Chandeliers | Burnt Sienna | 710 | Steel | Cafe Tint with Case White Inside Glass | D:3.125" H:6.25" | D:3.125" |  | 6 Medium A19 60w |  | 6 | No | [14 empty] | 0 | [12 empty] | 249.95 | 499.9 | 749.85 | D:21'' H:20'' O:141'' | 12.1 | 21 |  |  | 20 | Center Lock-Up |  |  | 141 |  |  |  | No |  | No | [20 empty] | D:5 1/2'' H:3/4'' Round |  |  |  |  | 144 |  | 120 |  | Hardwired | 0 | 0 | 0 | 0 | 1 | 0 | 0 | 1 | 1 | 0 | 0 | 785652225482 | 24 | 24 | 10.5 | 19.6 | 3.5 | 175 | Yes | [8 empty] | UL Dry | cUL Dry | ELLINGTON 6L CHAND-710 | Six Light Chandelier |  | 31586-710.jpg | 31586.jpg
31625-782 | Three Light Chandelier | The Wheaton lighting collection by Sea Gull Lighting is a tribute to versatility. The Satin Etched glass can be coupled with either a Brushed Nickel finish for a soft contemporary feel or an Heirloom Bronze finish for a more rustic charm. Wheaton delivers excellent transitional style that can fit within various home decor styles. The assortment includes nine-light, five-light, and three-light chandeliers, pendants in four sizes, both flush and semi-flush ceiling fixtures, as well as one-light, two-light, three-light and four-light wall/bath fixtures. Both incandescent lamping and ENERGY STAR-qualified LED lamping are available. Most of these fixtures easily convert to LED by purchasing LED replacement lamps sold separately. | CHANDELIERS | Wheaton | Chandeliers | Heirloom Bronze | 782 | Steel | Satin Etched Glass | D:6.375" H:4.4375" |  |  | 3 Medium A19 100w |  | 3 | No | [14 empty] | 0 | [12 empty] | 91.48 | 182.96 | 274.44 | D:22'' H:18'' O:142'' | 10 | 22 |  |  | 18 | Center Lock-Up |  |  | 142 |  |  |  | No |  | No | [20 empty] | D:5 1/2'' H:1 1/8'' Round |  |  |  |  | 144 | Brown | 120 | N/A | Hardwired | 0 | 0 | 0 | 0 | 1 | 0 | 0 | 1 | 1 | 0 | 0 | 785652316272 | 20.5 | 9.25 | 16.75 | 12.6 | 1.838 | 125 | Yes | [8 empty] | ETL Dry | cETL Dry | WHEATON 3L CHAND-782 | Three Light Chandelier |  | 31625-782.jpg | 31625.jpg
31625-962 | Three Light Chandelier | The Wheaton lighting collection by Sea Gull Lighting is a tribute to versatility. The Satin Etched glass can be coupled with either a Brushed Nickel finish for a soft contemporary feel or an Heirloom Bronze finish for a more rustic charm. Wheaton delivers excellent transitional style that can fit within various home decor styles. The assortment includes nine-light, five-light, and three-light chandeliers, pendants in four sizes, both flush and semi-flush ceiling fixtures, as well as one-light, two-light, three-light and four-light wall/bath fixtures. Both incandescent lamping and ENERGY STAR-qualified LED lamping are available. Most of these fixtures easily convert to LED by purchasing LED replacement lamps sold separately. | CHANDELIERS | Wheaton | Chandeliers | Brushed Nickel | 962 | Steel | Satin Etched Glass | D:6.375" H:4.4375" |  |  | 3 Medium A19 100w |  | 3 | No | [14 empty] | 0 | [12 empty] | 91.48 | 182.96 | 274.44 | D:22'' H:18'' O:142'' | 10 | 22 |  |  | 18 | Center Lock-Up |  |  | 142 |  |  |  | No |  | No | [20 empty] | D:5 1/2'' H:1 1/8'' Round |  |  |  |  | 144 | Clear | 120 | N/A | Hardwired | 0 | 0 | 0 | 0 | 1 | 0 | 0 | 1 | 1 | 0 | 0 | 785652316203 | 15 | 12.5 | 17.5 | 12 | 1.899 | 125 | Yes | [8 empty] | ETL Dry | cETL Dry | WHEATON 3L CHAND-962 | Three Light Chandelier |  | 31625-962.jpg | 31625.jpg
31625EN3-782 | Three Light Chandelier | The Wheaton lighting collection by Sea Gull Lighting is a tribute to versatility. The Satin Etched glass can be coupled with either a Brushed Nickel finish for a soft contemporary feel or an Heirloom Bronze finish for a more rustic charm. Wheaton delivers excellent transitional style that can fit within various home decor styles. The assortment includes nine-light, five-light, and three-light chandeliers, pendants in four sizes, both flush and semi-flush ceiling fixtures, as well as one-light, two-light, three-light and four-light wall/bath fixtures. Both incandescent lamping and ENERGY STAR-qualified LED lamping are available. Most of these fixtures easily convert to LED by purchasing LED replacement lamps sold separately. | CHANDELIERS | Wheaton | Chandeliers | Heirloom Bronze | 782 | Steel | Satin Etched Glass | D:6.375" H:4.4375" |  |  | 3 Medium A19 9.3w |  | 3 | Yes | [14 empty] | 0 | [12 empty] | 110.48 | 220.96 | 331.44 | D:22'' H:18'' O:142'' | 10 | 22 |  |  | 18 | Center Lock-Up |  |  | 142 |  |  |  | No |  | No | [20 empty] | D:5 1/2'' H:1 1/8'' Round |  |  |  |  | 144 | Brown | 120 | N/A | Hardwired | 0 | 0 | 0 | 1 | 1 | 0 | 0 | 0 | 1 | 0 | 0 | 785652048548 | 20.5 | 9.25 | 16.75 | 12.6 | 1.838 | 125 | Yes | [8 empty] | ETL Dry | cETL Dry | WHEATON 3L CHAND-782 | Three Light Chandelier |  | 31625EN3-782.jpg | 31625.jpg
31625EN3-962 | Three Light Chandelier | The Wheaton lighting collection by Sea Gull Lighting is a tribute to versatility. The Satin Etched glass can be coupled with either a Brushed Nickel finish for a soft contemporary feel or an Heirloom Bronze finish for a more rustic charm. Wheaton delivers excellent transitional style that can fit within various home decor styles. The assortment includes nine-light, five-light, and three-light chandeliers, pendants in four sizes, both flush and semi-flush ceiling fixtures, as well as one-light, two-light, three-light and four-light wall/bath fixtures. Both incandescent lamping and ENERGY STAR-qualified LED lamping are available. Most of these fixtures easily convert to LED by purchasing LED replacement lamps sold separately. | CHANDELIERS | Wheaton | Chandeliers | Brushed Nickel | 962 | Steel | Satin Etched Glass | D:6.375" H:4.4375" |  |  | 3 Medium A19 9.3w |  | 3 | Yes | [14 empty] | 0 | [12 empty] | 110.48 | 220.96 | 331.44 | D:22'' H:18'' O:142'' | 10 | 22 |  |  | 18 | Center Lock-Up |  |  | 142 |  |  |  | No |  | No | [20 empty] | D:5 1/2'' H:1 1/8'' Round |  |  |  |  | 144 | Clear | 120 | N/A | Hardwired | 0 | 0 | 0 | 1 | 1 | 0 | 0 | 0 | 1 | 0 | 0 | 785652048555 | 15 | 12.5 | 17.5 | 12 | 1.899 | 125 | Yes | [8 empty] | ETL Dry | cETL Dry | WHEATON 3L CHAND-962 | Three Light Chandelier |  | 31625EN3-962.jpg | 31625.jpg
31626-782 | Five Light Chandelier | The Wheaton lighting collection by Sea Gull Lighting is a tribute to versatility. The Satin Etched glass can be coupled with either a Brushed Nickel finish for a soft contemporary feel or an Heirloom Bronze finish for a more rustic charm. Wheaton delivers excellent transitional style that can fit within various home decor styles. The assortment includes nine-light, five-light, and three-light chandeliers, pendants in four sizes, both flush and semi-flush ceiling fixtures, as well as one-light, two-light, three-light and four-light wall/bath fixtures. Both incandescent lamping and ENERGY STAR-qualified LED lamping are available. Most of these fixtures easily convert to LED by purchasing LED replacement lamps sold separately. | CHANDELIERS | Wheaton | Chandeliers | Heirloom Bronze | 782 | Steel | Satin Etched Glass | D:6.375" H:4.4375" |  |  | 5 Medium A19 100w |  | 5 | No | [14 empty] | 0 | [12 empty] | 134.48 | 268.96 | 403.44 | D:24'' H:18'' O:142 1/4'' | 12.2 | 24 |  |  | 18 | Center Lock-Up |  |  | 142.25 |  |  |  | No |  | No | [20 empty] | D:5 1/2'' H:1 1/8'' Round |  |  |  |  | 144 | Brown | 120 | N/A | Hardwired | 0 | 0 | 0 | 0 | 1 | 0 | 0 | 1 | 1 | 0 | 0 | 785652316296 | 23 | 10 | 16 | 16 | 2.13 | 125 | Yes | [8 empty] | ETL Dry | cETL Dry | WHEATON 5L CHAND-782 | Five Light Chandelier |  | 31626-782.jpg | 31626.jpg
31626-962 | Five Light Chandelier | The Wheaton lighting collection by Sea Gull Lighting is a tribute to versatility. The Satin Etched glass can be coupled with either a Brushed Nickel finish for a soft contemporary feel or an Heirloom Bronze finish for a more rustic charm. Wheaton delivers excellent transitional style that can fit within various home decor styles. The assortment includes nine-light, five-light, and three-light chandeliers, pendants in four sizes, both flush and semi-flush ceiling fixtures, as well as one-light, two-light, three-light and four-light wall/bath fixtures. Both incandescent lamping and ENERGY STAR-qualified LED lamping are available. Most of these fixtures easily convert to LED by purchasing LED replacement lamps sold separately. | CHANDELIERS | Wheaton | Chandeliers | Brushed Nickel | 962 | Steel | Satin Etched Glass | D:6.375" H:4.4375" |  |  | 5 Medium A19 100w |  | 5 | No | [14 empty] | 0 | [12 empty] | 134.48 | 268.96 | 403.44 | D:24'' H:18'' O:142 1/4'' | 12.2 | 24 |  |  | 18 | Center Lock-Up |  |  | 142.25 |  |  |  | No |  | No | [20 empty] | D:5 1/2'' H:1 1/8'' Round |  |  |  |  | 144 | Clear | 120 | N/A | Hardwired | 0 | 0 | 0 | 0 | 1 | 0 | 0 | 1 | 1 | 0 | 0 | 785652316210 | 23 | 10 | 16 | 16 | 2.13 | 125 | Yes | [8 empty] | ETL Dry | cETL Dry | WHEATON 5L CHAND-962 | Five Light Chandelier |  | 31626-962.jpg | 31626.jpg
31626EN3-782 | Five Light Chandelier | The Wheaton lighting collection by Sea Gull Lighting is a tribute to versatility. The Satin Etched glass can be coupled with either a Brushed Nickel finish for a soft contemporary feel or an Heirloom Bronze finish for a more rustic charm. Wheaton delivers excellent transitional style that can fit within various home decor styles. The assortment includes nine-light, five-light, and three-light chandeliers, pendants in four sizes, both flush and semi-flush ceiling fixtures, as well as one-light, two-light, three-light and four-light wall/bath fixtures. Both incandescent lamping and ENERGY STAR-qualified LED lamping are available. Most of these fixtures easily convert to LED by purchasing LED replacement lamps sold separately. | CHANDELIERS | Wheaton | Chandeliers | Heirloom Bronze | 782 | Steel | Satin Etched Glass | D:6.375" H:4.4375" |  |  | 5 Medium A19 9.3w |  | 5 | Yes | [14 empty] | 0 | [12 empty] | 164.98 | 329.96 | 494.94 | D:24'' H:18'' O:142 1/4'' | 12.2 | 24 |  |  | 18 | Center Lock-Up |  |  | 142.25 |  |  |  | No |  | No | [20 empty] | D:5 1/2'' H:1 1/8'' Round |  |  |  |  | 144 | Brown | 120 | N/A | Hardwired | 0 | 0 | 0 | 1 | 1 | 0 | 0 | 0 | 1 | 0 | 0 | 785652048562 | 23 | 10 | 16 | 16 | 2.13 | 125 | Yes | [8 empty] | ETL Dry | cETL Dry | WHEATON 5L CHAND-782 | Five Light Chandelier |  | 31626EN3-782.jpg | 31626.jpg
31626EN3-962 | Five Light Chandelier | The Wheaton lighting collection by Sea Gull Lighting is a tribute to versatility. The Satin Etched glass can be coupled with either a Brushed Nickel finish for a soft contemporary feel or an Heirloom Bronze finish for a more rustic charm. Wheaton delivers excellent transitional style that can fit within various home decor styles. The assortment includes nine-light, five-light, and three-light chandeliers, pendants in four sizes, both flush and semi-flush ceiling fixtures, as well as one-light, two-light, three-light and four-light wall/bath fixtures. Both incandescent lamping and ENERGY STAR-qualified LED lamping are available. Most of these fixtures easily convert to LED by purchasing LED replacement lamps sold separately. | CHANDELIERS | Wheaton | Chandeliers | Brushed Nickel | 962 | Steel | Satin Etched Glass | D:6.375" H:4.4375" |  |  | 5 Medium A19 9.3w |  | 5 | Yes | [14 empty] | 0 | [12 empty] | 164.98 | 329.96 | 494.94 | D:24'' H:18'' O:142 1/4'' | 12.2 | 24 |  |  | 18 | Center Lock-Up |  |  | 142.25 |  |  |  | No |  | No | [20 empty] | D:5 1/2'' H:1 1/8'' Round |  |  |  |  | 144 | Clear | 120 | N/A | Hardwired | 0 | 0 | 0 | 1 | 1 | 0 | 0 | 0 | 1 | 0 | 0 | 785652048579 | 23 | 10 | 16 | 16 | 2.13 | 125 | Yes | [8 empty] | ETL Dry | cETL Dry | WHEATON 5L CHAND-962 | Five Light Chandelier |  | 31626EN3-962.jpg | 31626.jpg
31627-782 | Nine Light Chandelier | The Wheaton lighting collection by Sea Gull Lighting is a tribute to versatility. The Satin Etched glass can be coupled with either a Brushed Nickel finish for a soft contemporary feel or an Heirloom Bronze finish for a more rustic charm. Wheaton delivers excellent transitional style that can fit within various home decor styles. The assortment includes nine-light, five-light, and three-light chandeliers, pendants in four sizes, both flush and semi-flush ceiling fixtures, as well as one-light, two-light, three-light and four-light wall/bath fixtures. Both incandescent lamping and ENERGY STAR-qualified LED lamping are available. Most of these fixtures easily convert to LED by purchasing LED replacement lamps sold separately. | CHANDELIERS | Wheaton | Chandeliers | Heirloom Bronze | 782 | Steel | Undefined Glass | D:6.375" H:4.4375" |  |  | 9 Medium A19 100w |  | 9 | No | [14 empty] | 0 | [12 empty] | 219.98 | 439.96 | 659.94 | D:31'' H:30 1/4'' O:153'' | 29 | 31 |  |  | 30.25 | Center Lock-Up |  |  | 153 |  |  |  | No |  | No | [20 empty] | D:5 1/2'' H:1 1/8'' Round |  |  |  |  | 144 | Brown | 120 | N/A | Hardwired | 0 | 0 | 0 | 0 | 1 | 0 | 0 | 1 | 1 | 0 | 0 | 785652316142 | 30 | 11 | 29.5 | 36.2 | 5.634 | 125 | Yes | [8 empty] | ETL Dry | cETL Dry | WHEATON 9L CHAND-782 | Nine Light Chandelier |  | 31627-782.jpg | 31627.jpg
31627-962 | Nine Light Chandelier | The Wheaton lighting collection by Sea Gull Lighting is a tribute to versatility. The Satin Etched glass can be coupled with either a Brushed Nickel finish for a soft contemporary feel or an Heirloom Bronze finish for a more rustic charm. Wheaton delivers excellent transitional style that can fit within various home decor styles. The assortment includes nine-light, five-light, and three-light chandeliers, pendants in four sizes, both flush and semi-flush ceiling fixtures, as well as one-light, two-light, three-light and four-light wall/bath fixtures. Both incandescent lamping and ENERGY STAR-qualified LED lamping are available. Most of these fixtures easily convert to LED by purchasing LED replacement lamps sold separately. | CHANDELIERS | Wheaton | Chandeliers | Brushed Nickel | 962 | Steel | Undefined Glass | D:6.375" H:4.4375" |  |  | 9 Medium A19 100w |  | 9 | No | [14 empty] | 0 | [12 empty] | 219.98 | 439.96 | 659.94 | D:31'' H:30 1/4'' O:153'' | 29 | 31 |  |  | 30.25 | Center Lock-Up |  |  | 153 |  |  |  | No |  | No | [20 empty] | D:5 1/2'' H:1 1/8'' Round |  |  |  |  | 144 | Clear | 120 | N/A | Hardwired | 0 | 0 | 0 | 0 | 1 | 0 | 0 | 1 | 1 | 0 | 0 | 785652316135 | 30 | 11 | 29.5 | 36.2 | 5.634 | 125 | Yes | [8 empty] | ETL Dry | cETL Dry | WHEATON 9L CHAND-962 | Nine Light Chandelier |  | 31627-962.jpg | 31627.jpg
31627EN3-782 | Nine Light Chandelier | The Wheaton lighting collection by Sea Gull Lighting is a tribute to versatility. The Satin Etched glass can be coupled with either a Brushed Nickel finish for a soft contemporary feel or an Heirloom Bronze finish for a more rustic charm. Wheaton delivers excellent transitional style that can fit within various home decor styles. The assortment includes nine-light, five-light, and three-light chandeliers, pendants in four sizes, both flush and semi-flush ceiling fixtures, as well as one-light, two-light, three-light and four-light wall/bath fixtures. Both incandescent lamping and ENERGY STAR-qualified LED lamping are available. Most of these fixtures easily convert to LED by purchasing LED replacement lamps sold separately. | CHANDELIERS | Wheaton | Chandeliers | Heirloom Bronze | 782 | Steel | Satin Etched Glass | D:6.375" H:4.4375" |  |  | 9 Medium A19 9.3w |  | 9 | Yes | [14 empty] | 0 | [12 empty] | 269.98 | 539.96 | 809.94 | D:31'' H:30 1/4'' O:153'' | 29 | 31 |  |  | 30.25 | Center Lock-Up |  |  | 153 |  |  |  | No |  | No | [20 empty] | D:5 1/2'' H:1 1/8'' Round |  |  |  |  | 144 | Brown | 120 | N/A | Hardwired | 0 | 0 | 0 | 1 | 1 | 0 | 0 | 0 | 1 | 0 | 0 | 785652048586 | 30 | 11 | 29.5 | 36.2 | 5.634 | 125 | Yes | [8 empty] | ETL Dry | cETL Dry | WHEATON 9L CHAND-782 | Nine Light Chandelier |  | 31627EN3-782.jpg | 31627.jpg
31627EN3-962 | Nine Light Chandelier | The Wheaton lighting collection by Sea Gull Lighting is a tribute to versatility. The Satin Etched glass can be coupled with either a Brushed Nickel finish for a soft contemporary feel or an Heirloom Bronze finish for a more rustic charm. Wheaton delivers excellent transitional style that can fit within various home decor styles. The assortment includes nine-light, five-light, and three-light chandeliers, pendants in four sizes, both flush and semi-flush ceiling fixtures, as well as one-light, two-light, three-light and four-light wall/bath fixtures. Both incandescent lamping and ENERGY STAR-qualified LED lamping are available. Most of these fixtures easily convert to LED by purchasing LED replacement lamps sold separately. | CHANDELIERS | Wheaton | Chandeliers | Brushed Nickel | 962 | Steel | Satin Etched Glass | D:6.375" H:4.4375" |  |  | 9 Medium A19 9.3w |  | 9 | Yes | [14 empty] | 0 | [12 empty] | 269.98 | 539.96 | 809.94 | D:31'' H:30 1/4'' O:153'' | 29 | 31 |  |  | 30.25 | Center Lock-Up |  |  | 153 |  |  |  | No |  | No | [20 empty] | D:5 1/2'' H:1 1/8'' Round |  |  |  |  | 144 | Clear | 120 | N/A | Hardwired | 0 | 0 | 0 | 1 | 1 | 0 | 0 | 0 | 1 | 0 | 0 | 785652048593 | 30 | 11 | 29.5 | 36.2 | 5.634 | 125 | Yes | [8 empty] | ETL Dry | cETL Dry | WHEATON 9L CHAND-962 | Nine Light Chandelier |  | 31627EN3-962.jpg | 31627.jpg
31660-839 | Three Light Chandelier | The Winnetka indoor lighting collection by Sea Gull Lighting has a clean design which lends itself to a modern-mission style. The geometric, cylinder design has subtle ornamentation, while still offering impressive style. The indoor lighting collection is offered in Brushed Nickel or textured Blacksmith finishes, both with Satin Etched glass. The assortment includes 15-light, nine-light, five-light, and three-light chandeliers, pendants in four sizes, both flush and semi-flush ceiling fixtures, as well as one-light, two-light, three-light and four-light wall/bath fixtures. Most of these fixtures easily convert to LED by purchasing LED replacement lamps sold separately. | CHANDELIERS | Winnetka | Chandeliers | Blacksmith | 839 | Steel | Satin Etched Glass | D:4" H:5.75" |  |  | 3 Medium A19 100w |  | 3 | No | [14 empty] | 0 | [12 empty] | 144.98 | 289.96 | 434.94 | D:21'' H:20 1/4'' O:142 1/2'' | 8.9 | 21 |  |  | 20.25 | Center Lock-Up |  |  | 142.5 |  |  |  | No |  | No | [20 empty] | D:6'' H:1 9/16'' Round |  |  |  |  | 144 | Black | 120 | N/A | Hardwired | 0 | 0 | 0 | 0 | 1 | 0 | 0 | 1 | 1 | 0 | 0 | 785652316005 | 20.25 | 9 | 15.5 | 11.5 | 1.635 | 125 | Yes | [8 empty] | ETL Dry | cETL Dry | WINNETKA 3L CHAND-839 | Three Light Chandelier |  | 31660-839.jpg | 31660.jpg
31660-962 | Three Light Chandelier | The Winnetka indoor lighting collection by Sea Gull Lighting has a clean design which lends itself to a modern-mission style. The geometric, cylinder design has subtle ornamentation, while still offering impressive style. The indoor lighting collection is offered in Brushed Nickel or textured Blacksmith finishes, both with Satin Etched glass. The assortment includes 15-light, nine-light, five-light, and three-light chandeliers, pendants in four sizes, both flush and semi-flush ceiling fixtures, as well as one-light, two-light, three-light and four-light wall/bath fixtures. Most of these fixtures easily convert to LED by purchasing LED replacement lamps sold separately. | CHANDELIERS | Winnetka | Chandeliers | Brushed Nickel | 962 | Steel | Satin Etched Glass | D:4" H:5.75" |  |  | 3 Medium A19 100w |  | 3 | No | [14 empty] | 0 | [12 empty] | 144.98 | 289.96 | 434.94 | D:21'' H:20 1/4'' O:142 1/2'' | 8.9 | 21 |  |  | 20.25 | Center Lock-Up |  |  | 142.5 |  |  |  | No |  | No | [20 empty] | D:6'' H:1 9/16'' Round |  |  |  |  | 144 | Clear Silver | 120 | N/A | Hardwired | 0 | 0 | 0 | 0 | 1 | 0 | 0 | 1 | 1 | 0 | 0 | 785652226335 | 20 | 15.5 | 9 | 10.2 | 1.615 | 125 | Yes | [8 empty] | ETL Dry | cETL Dry | WINNETKA 3L CHAND-962 | Three Light Chandelier |  | 31660-962.jpg | 31660.jpg
31660EN3-839 | Three Light Chandelier | The Winnetka indoor lighting collection by Sea Gull Lighting has a clean design which lends itself to a modern-mission style. The geometric, cylinder design has subtle ornamentation, while still offering impressive style. The indoor lighting collection is offered in Brushed Nickel or textured Blacksmith finishes, both with Satin Etched glass. The assortment includes 15-light, nine-light, five-light, and three-light chandeliers, pendants in four sizes, both flush and semi-flush ceiling fixtures, as well as one-light, two-light, three-light and four-light wall/bath fixtures. Most of these fixtures easily convert to LED by purchasing LED replacement lamps sold separately. | CHANDELIERS | Winnetka | Chandeliers | Blacksmith | 839 | Steel | Satin Etched Glass | D:4" H:5.75" |  |  | 3 Medium A19 9.3w |  | 3 | Yes | [14 empty] | 0 | [12 empty] | 158.98 | 317.96 | 476.94 | D:21'' H:20 1/4'' O:142 1/2'' | 8.9 | 21 |  |  | 20.25 | Center Lock-Up |  |  | 142.5 |  |  |  | No |  | No | [20 empty] | D:6'' H:1 9/16'' Round |  |  |  |  | 144 | Black | 120 | N/A | Hardwired | 0 | 0 | 0 | 1 | 1 | 0 | 0 | 0 | 1 | 0 | 0 | 785652047855 | 20.25 | 15.25 | 9.25 | 11 | 1.653 | 125 | Yes | [8 empty] | ETL Dry | cETL Dry | WINNETKA 3L CHAND-839 | Three Light Chandelier |  | 31660EN3-839.jpg | 31660.jpg
31660EN3-962 | Three Light Chandelier | The Winnetka indoor lighting collection by Sea Gull Lighting has a clean design which lends itself to a modern-mission style. The geometric, cylinder design has subtle ornamentation, while still offering impressive style. The indoor lighting collection is offered in Brushed Nickel or textured Blacksmith finishes, both with Satin Etched glass. The assortment includes 15-light, nine-light, five-light, and three-light chandeliers, pendants in four sizes, both flush and semi-flush ceiling fixtures, as well as one-light, two-light, three-light and four-light wall/bath fixtures. Most of these fixtures easily convert to LED by purchasing LED replacement lamps sold separately. | CHANDELIERS | Winnetka | Chandeliers | Brushed Nickel | 962 | Steel | Satin Etched Glass | D:4" H:5.75" |  |  | 3 Medium A19 9.3w |  | 3 | Yes | [14 empty] | 0 | [12 empty] | 158.98 | 317.96 | 476.94 | D:21'' H:20 1/4'' O:142 1/2'' | 8.9 | 21 |  |  | 20.25 | Center Lock-Up |  |  | 142.5 |  |  |  | No |  | No | [20 empty] | D:6'' H:1 9/16'' Round |  |  |  |  | 144 | Clear Silver | 120 | N/A | Hardwired | 0 | 0 | 0 | 1 | 1 | 0 | 0 | 0 | 1 | 0 | 0 | 785652047862 | 20.25 | 15.25 | 9.25 | 11 | 1.653 | 125 | Yes | [8 empty] | ETL Dry | cETL Dry | WINNETKA 3L CHAND-962 | Three Light Chandelier |  | 31660EN3-962.jpg | 31660.jpg
31661-839 | Five Light Chandelier | The Winnetka indoor lighting collection by Sea Gull Lighting has a clean design which lends itself to a modern-mission style. The geometric, cylinder design has subtle ornamentation, while still offering impressive style. The indoor lighting collection is offered in Brushed Nickel or textured Blacksmith finishes, both with Satin Etched glass. The assortment includes 15-light, nine-light, five-light, and three-light chandeliers, pendants in four sizes, both flush and semi-flush ceiling fixtures, as well as one-light, two-light, three-light and four-light wall/bath fixtures. Most of these fixtures easily convert to LED by purchasing LED replacement lamps sold separately. | CHANDELIERS | Winnetka | Chandeliers | Blacksmith | 839 | Steel | Satin Etched Glass | D:4" H:5.75" |  |  | 5 Medium A19 100w |  | 5 | No | [14 empty] | 0 | [12 empty] | 224.98 | 449.96 | 674.94 | D:25'' H:21 1/4'' O:143 1/2'' | 11.16 | 25 |  |  | 21.25 | Center Lock-Up |  |  | 143.5 |  |  |  | No |  | No | [20 empty] | D:6'' H:1 9/16'' Round |  |  |  |  | 144 | Black | 120 | N/A | Hardwired | 0 | 0 | 0 | 0 | 1 | 0 | 0 | 1 | 1 | 0 | 0 | 785652316012 | 26.25 | 12.5 | 16.75 | 14.8 | 3.181 | 175 | Yes | [8 empty] | ETL Dry | cETL Dry | WINNETKA 5L CHAND-839 | Five Light Chandelier |  | 31661-839.jpg | 31661.jpg
31661-962 | Five Light Chandelier | The Winnetka indoor lighting collection by Sea Gull Lighting has a clean design which lends itself to a modern-mission style. The geometric, cylinder design has subtle ornamentation, while still offering impressive style. The indoor lighting collection is offered in Brushed Nickel or textured Blacksmith finishes, both with Satin Etched glass. The assortment includes 15-light, nine-light, five-light, and three-light chandeliers, pendants in four sizes, both flush and semi-flush ceiling fixtures, as well as one-light, two-light, three-light and four-light wall/bath fixtures. Most of these fixtures easily convert to LED by purchasing LED replacement lamps sold separately. | CHANDELIERS | Winnetka | Chandeliers | Brushed Nickel | 962 | Steel | Satin Etched Glass | D:4" H:5.75" |  |  | 5 Medium A19 100w |  | 5 | No | [14 empty] | 0 | [12 empty] | 224.98 | 449.96 | 674.94 | D:25'' H:21 1/4'' O:143 1/2'' | 11.16 | 25 |  |  | 21.25 | Center Lock-Up |  |  | 143.5 |  |  |  | No |  | No | [20 empty] | D:6'' H:1 9/16'' Round |  |  |  |  | 144 | Clear Silver | 120 | N/A | Hardwired | 0 | 0 | 0 | 0 | 1 | 0 | 0 | 1 | 1 | 0 | 0 | 785652226342 | 25 | 16.5 | 11.5 | 14.8 | 2.745 | 175 | Yes | [8 empty] | ETL Dry | cETL Dry | WINNETKA 5L CHAND-962 | Five Light Chandelier |  | 31661-962.jpg | 31661.jpg
31661EN3-839 | Five Light Chandelier | The Winnetka indoor lighting collection by Sea Gull Lighting has a clean design which lends itself to a modern-mission style. The geometric, cylinder design has subtle ornamentation, while still offering impressive style. The indoor lighting collection is offered in Brushed Nickel or textured Blacksmith finishes, both with Satin Etched glass. The assortment includes 15-light, nine-light, five-light, and three-light chandeliers, pendants in four sizes, both flush and semi-flush ceiling fixtures, as well as one-light, two-light, three-light and four-light wall/bath fixtures. Most of these fixtures easily convert to LED by purchasing LED replacement lamps sold separately. | CHANDELIERS | Winnetka | Chandeliers | Blacksmith | 839 | Steel | Satin Etched Glass | D:4" H:5.75" |  |  | 5 Medium A19 9.3w |  | 5 | Yes | [14 empty] | 0 | [12 empty] | 249.98 | 499.96 | 749.94 | D:25'' H:21 1/4'' O:143 1/2'' | 11.16 | 25 |  |  | 21.25 | Center Lock-Up |  |  | 143.5 |  |  |  | No |  | No | [20 empty] | D:6'' H:1 9/16'' Round |  |  |  |  | 144 | Black | 120 | N/A | Hardwired | 0 | 0 | 0 | 1 | 1 | 0 | 0 | 0 | 1 | 0 | 0 | 785652047930 | 25 | 11.5 | 17 | 16.1 | 2.828 | 175 | Yes | [8 empty] | ETL Dry | cETL Dry | WINNETKA 5L CHAND-839 | Five Light Chandelier |  | 31661EN3-839.jpg | 31661.jpg
31661EN3-962 | Five Light Chandelier | The Winnetka indoor lighting collection by Sea Gull Lighting has a clean design which lends itself to a modern-mission style. The geometric, cylinder design has subtle ornamentation, while still offering impressive style. The indoor lighting collection is offered in Brushed Nickel or textured Blacksmith finishes, both with Satin Etched glass. The assortment includes 15-light, nine-light, five-light, and three-light chandeliers, pendants in four sizes, both flush and semi-flush ceiling fixtures, as well as one-light, two-light, three-light and four-light wall/bath fixtures. Most of these fixtures easily convert to LED by purchasing LED replacement lamps sold separately. | CHANDELIERS | Winnetka | Chandeliers | Brushed Nickel | 962 | Steel | Satin Etched Glass | D:4" H:5.75" |  |  | 5 Medium A19 9.3w |  | 5 | Yes | [14 empty] | 0 | [12 empty] | 249.98 | 499.96 | 749.94 | D:25'' H:21 1/4'' O:143 1/2'' | 11.16 | 25 |  |  | 21.25 | Center Lock-Up |  |  | 143.5 |  |  |  | No |  | No | [20 empty] | D:6'' H:1 9/16'' Round |  |  |  |  | 144 | Clear Silver | 120 | N/A | Hardwired | 0 | 0 | 0 | 1 | 1 | 0 | 0 | 0 | 1 | 0 | 0 | 785652047947 | 25 | 11.5 | 17 | 16.1 | 2.828 | 175 | Yes | [8 empty] | ETL Dry | cETL Dry | WINNETKA 5L CHAND-962 | Five Light Chandelier |  | 31661EN3-962.jpg | 31661.jpg
31662-839 | Nine Light Chandelier | The Winnetka indoor lighting collection by Sea Gull Lighting has a clean design which lends itself to a modern-mission style. The geometric, cylinder design has subtle ornamentation, while still offering impressive style. The indoor lighting collection is offered in Brushed Nickel or textured Blacksmith finishes, both with Satin Etched glass. The assortment includes 15-light, nine-light, five-light, and three-light chandeliers, pendants in four sizes, both flush and semi-flush ceiling fixtures, as well as one-light, two-light, three-light and four-light wall/bath fixtures. Most of these fixtures easily convert to LED by purchasing LED replacement lamps sold separately. | CHANDELIERS | Winnetka | Chandeliers | Blacksmith | 839 | Steel | Satin Etched Glass | D:4" H:5.75" |  |  | 9 Medium A19 100w |  | 9 | No | [14 empty] | 0 | [12 empty] | 399.98 | 799.96 | 1199.94 | D:32'' H:31 3/4'' O:154 3/4'' | 24.3 | 32 |  |  | 31.75 | Center Lock-Up |  |  | 154.75 |  |  |  | No |  | No | [20 empty] | D:6'' DP:1 9/16'' |  |  |  |  | 144 | Black | 120 | N/A | Hardwired | 0 | 0 | 0 | 0 | 1 | 0 | 0 | 1 | 1 | 0 | 0 | 785652316029 | 32 | 11.5 | 27.75 | 30.4 | 5.91 | 175 | Yes | [8 empty] | ETL Dry | cETL Dry | WINNETKA 9L CHAND-839 | Nine Light Chandelier |  | 31662-839.jpg | 31662.jpg
31662-962 | Nine Light Chandelier | The Winnetka indoor lighting collection by Sea Gull Lighting has a clean design which lends itself to a modern-mission style. The geometric, cylinder design has subtle ornamentation, while still offering impressive style. The indoor lighting collection is offered in Brushed Nickel or textured Blacksmith finishes, both with Satin Etched glass. The assortment includes 15-light, nine-light, five-light, and three-light chandeliers, pendants in four sizes, both flush and semi-flush ceiling fixtures, as well as one-light, two-light, three-light and four-light wall/bath fixtures. Most of these fixtures easily convert to LED by purchasing LED replacement lamps sold separately. | CHANDELIERS | Winnetka | Chandeliers | Brushed Nickel | 962 | Steel | Satin Etched Glass | D:4" H:5.75" |  |  | 9 Medium A19 100w |  | 9 | No | [14 empty] | 0 | [12 empty] | 399.98 | 799.96 | 1199.94 | D:32'' H:31 3/4'' O:154 3/4'' | 24.3 | 32 |  |  | 31.75 | Center Lock-Up |  |  | 154.75 |  |  |  | No |  | No | [20 empty] | D:6'' DP:1 9/16'' |  |  |  |  | 144 | Clear Silver | 120 | N/A | Hardwired | 0 | 0 | 0 | 0 | 1 | 0 | 0 | 1 | 1 | 0 | 0 | 785652226359 | 32 | 11 | 27.75 | 30.4 | 5.653 | 175 | Yes | [8 empty] | ETL Dry | cETL Dry | WINNETKA 9L CHAND-962 | Nine Light Chandelier |  | 31662-962.jpg | 31662.jpg
31662EN3-839 | Nine Light Chandelier | The Winnetka indoor lighting collection by Sea Gull Lighting has a clean design which lends itself to a modern-mission style. The geometric, cylinder design has subtle ornamentation, while still offering impressive style. The indoor lighting collection is offered in Brushed Nickel or textured Blacksmith finishes, both with Satin Etched glass. The assortment includes 15-light, nine-light, five-light, and three-light chandeliers, pendants in four sizes, both flush and semi-flush ceiling fixtures, as well as one-light, two-light, three-light and four-light wall/bath fixtures. Most of these fixtures easily convert to LED by purchasing LED replacement lamps sold separately. | CHANDELIERS | Winnetka | Chandeliers | Blacksmith | 839 | Steel | Satin Etched Glass | D:4" H:5.75" |  |  | 9 Medium A19 9.3w |  | 9 | Yes | [14 empty] | 0 | [12 empty] | 449.98 | 899.96 | 1349.94 | D:32'' H:31 3/4'' O:154 3/4'' | 24.3 | 32 |  |  | 31.75 | Center Lock-Up |  |  | 154.75 |  |  |  | No |  | No | [20 empty] | D:6'' DP:1 9/16'' |  |  |  |  | 144 | Black | 120 | N/A | Hardwired | 0 | 0 | 0 | 1 | 1 | 0 | 0 | 0 | 1 | 0 | 0 | 785652047954 | 32 | 11.5 | 27.75 | 30.4 | 5.91 | 175 | Yes | [8 empty] | ETL Dry | cETL Dry | WINNETKA 9L CHAND-839 | Nine Light Chandelier |  | 31662EN3-839.jpg | 31662.jpg
31662EN3-962 | Nine Light Chandelier | The Winnetka indoor lighting collection by Sea Gull Lighting has a clean design which lends itself to a modern-mission style. The geometric, cylinder design has subtle ornamentation, while still offering impressive style. The indoor lighting collection is offered in Brushed Nickel or textured Blacksmith finishes, both with Satin Etched glass. The assortment includes 15-light, nine-light, five-light, and three-light chandeliers, pendants in four sizes, both flush and semi-flush ceiling fixtures, as well as one-light, two-light, three-light and four-light wall/bath fixtures. Most of these fixtures easily convert to LED by purchasing LED replacement lamps sold separately. | CHANDELIERS | Winnetka | Chandeliers | Brushed Nickel | 962 | Steel | Satin Etched Glass | D:4" H:5.75" |  |  | 9 Medium A19 9.3w |  | 9 | Yes | [14 empty] | 0 | [12 empty] | 449.98 | 899.96 | 1349.94 | D:32'' H:31 3/4'' O:154 3/4'' | 24.3 | 32 |  |  | 31.75 | Center Lock-Up |  |  | 154.75 |  |  |  | No |  | No | [20 empty] | D:6'' DP:1 9/16'' |  |  |  |  | 144 | Clear Silver | 120 | N/A | Hardwired | 0 | 0 | 0 | 1 | 1 | 0 | 0 | 0 | 1 | 0 | 0 | 785652047961 | 32 | 11 | 27.75 | 30.4 | 5.653 | 175 | Yes | [8 empty] | ETL Dry | cETL Dry | WINNETKA 9L CHAND-962 | Nine Light Chandelier |  | 31662EN3-962.jpg | 31662.jpg
31663-839 | Fifteen Light Chandelier | The Winnetka indoor lighting collection by Sea Gull Lighting has a clean design which lends itself to a modern-mission style. The geometric, cylinder design has subtle ornamentation, while still offering impressive style. The indoor lighting collection is offered in Brushed Nickel or textured Blacksmith finishes, both with Satin Etched glass. The assortment includes 15-light, nine-light, five-light, and three-light chandeliers, pendants in four sizes, both flush and semi-flush ceiling fixtures, as well as one-light, two-light, three-light and four-light wall/bath fixtures. Most of these fixtures easily convert to LED by purchasing LED replacement lamps sold separately. | CHANDELIERS | Winnetka | Chandeliers | Blacksmith | 839 | Steel | Satin Etched Glass | D:4" H:5.75" |  |  | 15 Medium A19 60w |  | 15 | No | [14 empty] | 0 | [12 empty] | 674.98 | 1349.96 | 2024.94 | D:46 1/2'' H:42 3/4'' O:165 1/4'' | 41.6 | 46.5 |  |  | 42.75 | Center Lock-Up |  |  | 165.25 |  |  |  | No |  | No | [20 empty] | D:6'' DP:1 9/16'' |  |  |  |  | 144 | Black | 120 | N/A | Hardwired | 0 | 0 | 0 | 0 | 1 | 0 | 0 | 1 | 1 | 0 | 0 | 785652316036 | 48.5 | 12.25 | 37.25 | 50.2 | 12.807 | 250 | Yes | [8 empty] | ETL Dry | cETL Dry | WINNETKA 15L CHAND-839 | Fifteen Light Chandelier | Fixture loop changed to brass 5/7/2013 | 31663-839.jpg | 31663.jpg
31663-962 | Fifteen Light Chandelier | The Winnetka indoor lighting collection by Sea Gull Lighting has a clean design which lends itself to a modern-mission style. The geometric, cylinder design has subtle ornamentation, while still offering impressive style. The indoor lighting collection is offered in Brushed Nickel or textured Blacksmith finishes, both with Satin Etched glass. The assortment includes 15-light, nine-light, five-light, and three-light chandeliers, pendants in four sizes, both flush and semi-flush ceiling fixtures, as well as one-light, two-light, three-light and four-light wall/bath fixtures. Most of these fixtures easily convert to LED by purchasing LED replacement lamps sold separately. | CHANDELIERS | Winnetka | Chandeliers | Brushed Nickel | 962 | Steel | Satin Etched Glass | D:4" H:5.75" |  |  | 15 Medium A19 60w |  | 15 | No | [14 empty] | 0 | [12 empty] | 674.98 | 1349.96 | 2024.94 | D:46 1/2'' H:42 3/4'' O:165 1/4'' | 41.6 | 46.5 |  |  | 42.75 | Center Lock-Up |  |  | 165.25 |  |  |  | No |  | No | [20 empty] | D:6'' DP:1 9/16'' |  |  |  |  | 144 | Clear Silver | 120 | N/A | Hardwired | 0 | 0 | 0 | 0 | 1 | 0 | 0 | 1 | 1 | 0 | 0 | 785652226366 | 48 | 37.25 | 12 | 44.6 | 12.417 | 250 | Yes | [8 empty] | ETL Dry | cETL Dry | WINNETKA 15L CHAND-962 | Fifteen Light Chandelier |  | 31663-962.jpg | 31663.jpg
31663EN3-839 | Fifteen Light Chandelier | The Winnetka indoor lighting collection by Sea Gull Lighting has a clean design which lends itself to a modern-mission style. The geometric, cylinder design has subtle ornamentation, while still offering impressive style. The indoor lighting collection is offered in Brushed Nickel or textured Blacksmith finishes, both with Satin Etched glass. The assortment includes 15-light, nine-light, five-light, and three-light chandeliers, pendants in four sizes, both flush and semi-flush ceiling fixtures, as well as one-light, two-light, three-light and four-light wall/bath fixtures. Most of these fixtures easily convert to LED by purchasing LED replacement lamps sold separately. | CHANDELIERS | Winnetka | Chandeliers | Blacksmith | 839 | Steel | Satin Etched Glass | D:4" H:5.75" |  |  | 15 Medium A19 9.3w |  | 15 | Yes | [14 empty] | 0 | [12 empty] | 749.98 | 1499.96 | 2249.94 | D:46 1/2'' H:42 3/4'' O:165 1/4'' | 41.6 | 46.5 |  |  | 42.75 | Center Lock-Up |  |  | 165.25 |  |  |  | No |  | No | [20 empty] | D:6'' DP:1 9/16'' |  |  |  |  | 144 | Black | 120 | N/A | Hardwired | 0 | 0 | 0 | 1 | 1 | 0 | 0 | 0 | 1 | 0 | 0 | 785652047695 | 48.5 | 12.25 | 37.25 | 50.2 | 12.807 | 250 | Yes | [8 empty] | ETL Dry | cETL Dry | WINNETKA 15L CHAND-839 | Fifteen Light Chandelier |  | 31663EN3-839.jpg | 31663.jpg
31663EN3-962 | Fifteen Light Chandelier | The Winnetka indoor lighting collection by Sea Gull Lighting has a clean design which lends itself to a modern-mission style. The geometric, cylinder design has subtle ornamentation, while still offering impressive style. The indoor lighting collection is offered in Brushed Nickel or textured Blacksmith finishes, both with Satin Etched glass. The assortment includes 15-light, nine-light, five-light, and three-light chandeliers, pendants in four sizes, both flush and semi-flush ceiling fixtures, as well as one-light, two-light, three-light and four-light wall/bath fixtures. Most of these fixtures easily convert to LED by purchasing LED replacement lamps sold separately. | CHANDELIERS | Winnetka | Chandeliers | Brushed Nickel | 962 | Steel | Satin Etched Glass | D:4" H:5.75" |  |  | 15 Medium A19 9.3w |  | 15 | Yes | [14 empty] | 0 | [12 empty] | 749.98 | 1499.96 | 2249.94 | D:46 1/2'' H:42 3/4'' O:165 1/4'' | 41.6 | 46.5 |  |  | 42.75 | Center Lock-Up |  |  | 165.25 |  |  |  | No |  | No | [20 empty] | D:6'' DP:1 9/16'' |  |  |  |  | 144 | Clear Silver | 120 | N/A | Hardwired | 0 | 0 | 0 | 1 | 1 | 0 | 0 | 0 | 1 | 0 | 0 | 785652047701 | 48 | 37.25 | 12 | 44.6 | 12.417 | 250 | Yes | [8 empty] | ETL Dry | cETL Dry | WINNETKA 15L CHAND-962 | Fifteen Light Chandelier |  | 31663EN3-962.jpg | 31663.jpg
3175905-112 | Five Light Chandelier |  | CHANDELIERS | Summer | Chandeliers | Satin Bronze / Midnight Black | 848 / 112 | Steel | Midnight Black Steel |  |  |  | 5 Medium A19 60w |  | 5 | No | [14 empty] | 0 | [12 empty] | 199.5 | 399 | 598.5 | D:30'' H:21 1/4'' |  | 30 |  |  | 21.25 | Screw Collar - Stem | [6 empty] | No |  | No | [20 empty] | D:5'' H:1'' Round | [5 empty] | Clear Gold |  |  | Hardwired | 0 | 0 | 0 | 0 | 1 | 0 | 0 | 1 | 0 | 0 | 0 | 785652085437 | [16 empty] | cETL Damp | SUMMER 5L CHAND-112 | Five Light Chandelier |  | 3175905-112.jpg | 3175905.jpg
3175905-115 | Five Light Chandelier |  | CHANDELIERS | Summer | Chandeliers | Satin Bronze / Matte White | 848 / 115 | Steel | Matte White Steel |  |  |  | 5 Medium A19 60w |  | 5 | No | [14 empty] | 0 | [12 empty] | 199.5 | 399 | 598.5 | D:30'' H:21 1/4'' |  | 30 |  |  | 21.25 | Screw Collar - Stem | [6 empty] | No |  | No | [20 empty] | D:5'' H:1'' Round | [5 empty] | Clear Gold |  |  | Hardwired | 0 | 0 | 0 | 0 | 1 | 0 | 0 | 1 | 0 | 0 | 0 | 785652085444 | [16 empty] | cETL Damp | SUMMER 5L CHAND-115 | Five Light Chandelier |  | 3175905-115.jpg | 3175905.jpg
31806-782 | Three Light Chandelier | The Holman collection by Sea Gull Lighting brings versatility and style to those just starting out. With softly flared glass and curved arms, there is just enough detail to give the overall look a lift while keeping it simple enough for those on a budget. Several chandeliers and sconces can be installed with lighting shining up or down, allowing the fixture to be customized for the specific space and function. Offered in a Brushed Nickel finish or Heirloom Bronze finish, both with Satin Etched glass. The assortment includes nine-light, five-light and three-light chandeliers, pendants in five sizes, both flush and semi-flush ceiling fixtures, as well as one-light, two-light three-light and four-light wall/bath fixtures. Both incandescent lamping and ENERGY STAR-qualified LED lamping are available. All fixtures are California Title 24 compliant. | CHANDELIERS | Holman | Chandeliers | Heirloom Bronze | 782 | Steel | Satin Etched Glass | D:5.25" H:4.25" |  |  | 3 Medium A19 60w |  | 3 | No | [14 empty] | 0 | [12 empty] | 64.48 | 128.96 | 193.44 | D:18'' H:10 1/4'' O:49 1/4'' | 5.5 | 18 |  |  | 10.25 | Center Lock-Up | 13.75 |  | 49.25 |  |  |  | No |  | No | [20 empty] | D:5'' H:1'' Round |  |  |  |  | 72 | Brown | 36 |  | Hardwired | 0 | 0 | 0 | 0 | 1 | 0 | 0 | 1 | 1 | 1 | 0 | 785652058660 | 17.75 | 16.75 | 8 | 7.5 | 1.376 | 175 | Yes | [8 empty] | UL Dry | cUL Dry | HOLMAN 3L CHAND-782 | Three Light Chandelier |  | 31806-782.png | 31806.jpg
31806-962 | Three Light Chandelier | The Holman collection by Sea Gull Lighting brings versatility and style to those just starting out. With softly flared glass and curved arms, there is just enough detail to give the overall look a lift while keeping it simple enough for those on a budget. Several chandeliers and sconces can be installed with lighting shining up or down, allowing the fixture to be customized for the specific space and function. Offered in a Brushed Nickel finish or Heirloom Bronze finish, both with Satin Etched glass. The assortment includes nine-light, five-light and three-light chandeliers, pendants in five sizes, both flush and semi-flush ceiling fixtures, as well as one-light, two-light three-light and four-light wall/bath fixtures. Both incandescent lamping and ENERGY STAR-qualified LED lamping are available. All fixtures are California Title 24 compliant. | CHANDELIERS | Holman | Chandeliers | Brushed Nickel | 962 | Steel | Satin Etched Glass | D:5.25" H:4.25" |  |  | 3 Medium A19 60w |  | 3 | No | [14 empty] | 0 | [12 empty] | 64.48 | 128.96 | 193.44 | D:18'' H:10 1/4'' O:49 1/4'' | 5.5 | 18 |  |  | 10.25 | Center Lock-Up | 13.75 |  | 49.25 |  |  |  | No |  | No | [20 empty] | D:5'' H:1'' Round |  |  |  |  | 72 | Clear | 36 |  | Hardwired | 0 | 0 | 0 | 0 | 1 | 0 | 0 | 1 | 1 | 1 | 0 | 785652227196 | 17.5 | 16.5 | 7.75 | 7.4 | 1.295 | 175 | Yes | [8 empty] | UL Dry | cUL Dry | HOLMAN 3L CHAND-962 | Three Light Chandelier | Downlight Height: 13.75 | 31806-962.jpg | 31806.jpg
31806EN3-782 | Three Light Chandelier | The Holman collection by Sea Gull Lighting brings versatility and style to those just starting out. With softly flared glass and curved arms, there is just enough detail to give the overall look a lift while keeping it simple enough for those on a budget. Several chandeliers and sconces can be installed with lighting shining up or down, allowing the fixture to be customized for the specific space and function. Offered in a Brushed Nickel finish or Heirloom Bronze finish, both with Satin Etched glass. The assortment includes nine-light, five-light and three-light chandeliers, pendants in five sizes, both flush and semi-flush ceiling fixtures, as well as one-light, two-light three-light and four-light wall/bath fixtures. Both incandescent lamping and ENERGY STAR-qualified LED lamping are available. All fixtures are California Title 24 compliant. | CHANDELIERS | Holman | Chandeliers | Heirloom Bronze | 782 | Steel | Satin Etched Glass | D:5.25" H:4.25" |  |  | 3 Medium A19 9.3w |  | 3 | Yes | [14 empty] | 0 | [12 empty] | 82.48 | 164.96 | 247.44 | D:18'' H:10 1/4'' O:49 1/4'' | 5.5 | 18 |  |  | 10.25 | Center Lock-Up | 13.75 |  | 49.25 |  |  |  | No |  | No | [20 empty] | D:5'' H:1'' Round |  |  |  |  | 72 | Brown | 36 |  | Hardwired | 0 | 0 | 0 | 1 | 1 | 0 | 0 | 0 | 1 | 1 | 0 | 785652059155 | 17.75 | 16.75 | 8 | 7.5 | 1.376 | 175 | Yes | [8 empty] | UL Dry | cUL Dry | HOLMAN 3L CHAND-782 | Three Light Chandelier |  | 31806EN3-782.png | 31806EN3.jpg
31806EN3-962 | Three Light Chandelier | The Holman collection by Sea Gull Lighting brings versatility and style to those just starting out. With softly flared glass and curved arms, there is just enough detail to give the overall look a lift while keeping it simple enough for those on a budget. Several chandeliers and sconces can be installed with lighting shining up or down, allowing the fixture to be customized for the specific space and function. Offered in a Brushed Nickel finish or Heirloom Bronze finish, both with Satin Etched glass. The assortment includes nine-light, five-light and three-light chandeliers, pendants in five sizes, both flush and semi-flush ceiling fixtures, as well as one-light, two-light three-light and four-light wall/bath fixtures. Both incandescent lamping and ENERGY STAR-qualified LED lamping are available. All fixtures are California Title 24 compliant. | CHANDELIERS | Holman | Chandeliers | Brushed Nickel | 962 | Steel | Satin Etched Glass | D:5.25" H:4.25" |  |  | 3 Medium A19 9.3w |  | 3 | Yes | [14 empty] | 0 | [12 empty] | 82.48 | 164.96 | 247.44 | D:18'' H:10 1/4'' O:49 1/4'' | 5.5 | 18 |  |  | 10.25 | Center Lock-Up | 13.75 |  | 49.25 |  |  |  | No |  | No | [20 empty] | D:5'' H:1'' Round |  |  |  |  | 72 | Clear | 36 |  | Hardwired | 0 | 0 | 0 | 1 | 1 | 0 | 0 | 0 | 1 | 1 | 0 | 785652054051 | 17.5 | 16.5 | 7.75 | 7.4 | 1.295 | 175 | Yes | [8 empty] | UL Dry | cUL Dry | HOLMAN 3L CHAND-962 | Three Light Chandelier |  | 31806EN3-962.jpg | 31806.jpg
31807-782 | Three Light Chandelier | The Holman collection by Sea Gull Lighting brings versatility and style to those just starting out. With softly flared glass and curved arms, there is just enough detail to give the overall look a lift while keeping it simple enough for those on a budget. Several chandeliers and sconces can be installed with lighting shining up or down, allowing the fixture to be customized for the specific space and function. Offered in a Brushed Nickel finish or Heirloom Bronze finish, both with Satin Etched glass. The assortment includes nine-light, five-light and three-light chandeliers, pendants in five sizes, both flush and semi-flush ceiling fixtures, as well as one-light, two-light three-light and four-light wall/bath fixtures. Both incandescent lamping and ENERGY STAR-qualified LED lamping are available. All fixtures are California Title 24 compliant. | CHANDELIERS | Holman | Chandeliers | Heirloom Bronze | 782 | Steel |  |  |  |  | 3 Candelabra B Torpedo 60w |  | 3 | No | [14 empty] | 0 | [12 empty] | 60.48 | 120.96 | 181.44 | D:16'' H:14 3/4'' O:53 3/4'' | 2.7 | 16 |  |  | 14.75 | Center Lock-Up |  |  | 53.75 |  |  |  | No |  | No | [20 empty] | D:5'' H:1'' Round |  |  |  |  | 72 | Brown | 36 |  | Hardwired | 0 | 0 | 0 | 0 | 1 | 0 | 0 | 1 | 1 | 0 | 0 | 785652058677 | 16.25 | 14.5 | 7.75 | 4.5 | 1.057 | 175 | Yes | [8 empty] | UL Dry | cUL Dry | HOLMAN 3L CHAND-782 | Three Light Chandelier |  | 31807-782.png | 31807.jpg
31807-962 | Three Light Chandelier | The Holman collection by Sea Gull Lighting brings versatility and style to those just starting out. With softly flared glass and curved arms, there is just enough detail to give the overall look a lift while keeping it simple enough for those on a budget. Several chandeliers and sconces can be installed with lighting shining up or down, allowing the fixture to be customized for the specific space and function. Offered in a Brushed Nickel finish or Heirloom Bronze finish, both with Satin Etched glass. The assortment includes nine-light, five-light and three-light chandeliers, pendants in five sizes, both flush and semi-flush ceiling fixtures, as well as one-light, two-light three-light and four-light wall/bath fixtures. Both incandescent lamping and ENERGY STAR-qualified LED lamping are available. All fixtures are California Title 24 compliant. | CHANDELIERS | Holman | Chandeliers | Brushed Nickel | 962 | Steel |  |  |  |  | 3 Candelabra B Torpedo 60w |  | 3 | No | [14 empty] | 0 | [12 empty] | 60.48 | 120.96 | 181.44 | D:16'' H:14 3/4'' O:53 3/4'' | 2.7 | 16 |  |  | 14.75 | Center Lock-Up |  |  | 53.75 |  |  |  | No |  | No | [20 empty] | D:5'' H:1'' Round |  |  |  |  | 72 | Clear | 36 |  | Hardwired | 0 | 0 | 0 | 0 | 1 | 0 | 0 | 1 | 1 | 0 | 0 | 785652227240 | 16.25 | 14.5 | 7.75 | 4.5 | 1.057 | 175 | Yes | [8 empty] | UL Dry | cUL Dry | HOLMAN 3L CHAND-962 | Three Light Chandelier |  | 31807-962.jpg | 31807.jpg
3180706-848 | Six Light Chandelier |  | CHANDELIERS | Jackie | Chandeliers | Satin Bronze | 848 | Steel |  |  |  |  | 6 Candelabra B10 Torpedo 60w |  | 6 | No | [14 empty] | 0 | [12 empty] | 299.5 | 599 | 898.5 | D:20'' H:27 5/8'' |  | 20 |  |  | 27.625 | Screw Collar - Chain | [6 empty] | No |  | No | [20 empty] | D:5'' H:1'' Round | [5 empty] | Clear Gold |  |  | Hardwired | 0 | 0 | 0 | 0 | 1 | 0 | 0 | 1 | 1 | 0 | 0 | 785652085260 | [16 empty] | cETL Damp | JACKIE 6L SM CHAND-848 | Six Light Chandelier |  | 3180706-848.jpg | 3180706.jpg
3180706-962 | Six Light Chandelier |  | CHANDELIERS | Jackie | Chandeliers | Brushed Nickel | 962 | Steel |  |  |  |  | 6 Candelabra B10 Torpedo 60w |  | 6 | No | [14 empty] | 0 | [12 empty] | 299.5 | 599 | 898.5 | D:20'' H:27 5/8'' |  | 20 |  |  | 27.625 | Screw Collar - Chain | [6 empty] | No |  | No | [20 empty] | D:5'' H:1'' Round | [5 empty] | Clear Silver |  |  | Hardwired | 0 | 0 | 0 | 0 | 1 | 0 | 0 | 1 | 1 | 0 | 0 | 785652085369 | [16 empty] | cETL Damp | JACKIE 6L SM CHAND-962 | Six Light Chandelier |  | 3180706-962.jpg | 3180706.jpg
31807EN-782 | Three Light Chandelier | The Holman collection by Sea Gull Lighting brings versatility and style to those just starting out. With softly flared glass and curved arms, there is just enough detail to give the overall look a lift while keeping it simple enough for those on a budget. Several chandeliers and sconces can be installed with lighting shining up or down, allowing the fixture to be customized for the specific space and function. Offered in a Brushed Nickel finish or Heirloom Bronze finish, both with Satin Etched glass. The assortment includes nine-light, five-light and three-light chandeliers, pendants in five sizes, both flush and semi-flush ceiling fixtures, as well as one-light, two-light three-light and four-light wall/bath fixtures. Both incandescent lamping and ENERGY STAR-qualified LED lamping are available. All fixtures are California Title 24 compliant. | CHANDELIERS | Holman | Chandeliers | Heirloom Bronze | 782 | Steel |  |  |  |  | 3 Candelabra Torpedo 3.5w |  | 3 | Yes | [14 empty] | 0 | [12 empty] | 74.98 | 149.96 | 224.94 | D:16'' H:14 3/4'' O:53 3/4'' | 2.7 | 16 |  |  | 14.75 | Center Lock-Up |  |  | 53.75 |  |  |  | No |  | No | [20 empty] | D:5'' H:1'' Round |  |  |  |  | 72 | Brown | 36 |  | Hardwired | 0 | 0 | 0 | 1 | 1 | 0 | 0 | 0 | 1 | 0 | 0 | 785652059162 | 16.25 | 14.5 | 7.75 | 4.5 | 1.057 | 175 | Yes | [8 empty] | UL Dry | cUL Dry | HOLMAN 3L CHAND-782 | Three Light Chandelier |  | 31807EN-782.jpg | 31807EN.jpg
31807EN-962 | Three Light Chandelier | The Holman collection by Sea Gull Lighting brings versatility and style to those just starting out. With softly flared glass and curved arms, there is just enough detail to give the overall look a lift while keeping it simple enough for those on a budget. Several chandeliers and sconces can be installed with lighting shining up or down, allowing the fixture to be customized for the specific space and function. Offered in a Brushed Nickel finish or Heirloom Bronze finish, both with Satin Etched glass. The assortment includes nine-light, five-light and three-light chandeliers, pendants in five sizes, both flush and semi-flush ceiling fixtures, as well as one-light, two-light three-light and four-light wall/bath fixtures. Both incandescent lamping and ENERGY STAR-qualified LED lamping are available. All fixtures are California Title 24 compliant. | CHANDELIERS | Holman | Chandeliers | Brushed Nickel | 962 | Steel |  |  |  |  | 3 Candelabra Torpedo 3.5w |  | 3 | Yes | [14 empty] | 0 | [12 empty] | 74.98 | 149.96 | 224.94 | D:16'' H:14 3/4'' O:53 3/4'' | 2.7 | 16 |  |  | 14.75 | Center Lock-Up |  |  | 53.75 |  |  |  | No |  | No | [20 empty] | D:5'' H:1'' Round |  |  |  |  | 72 | Clear | 36 |  | Hardwired | 0 | 0 | 0 | 1 | 1 | 0 | 0 | 0 | 1 | 0 | 0 | 785652028748 | 16 | 14.5 | 7.25 | 4.5 | 0.973 | 175 | Yes | [8 empty] | UL Dry | cUL Dry | HOLMAN 3L CHAND-962 | Three Light Chandelier |  | 31807EN-962.jpg | 31807.jpg
31808-782 | Five Light Chandelier | The Holman collection by Sea Gull Lighting brings versatility and style to those just starting out. With softly flared glass and curved arms, there is just enough detail to give the overall look a lift while keeping it simple enough for those on a budget. Several chandeliers and sconces can be installed with lighting shining up or down, allowing the fixture to be customized for the specific space and function. Offered in a Brushed Nickel finish or Heirloom Bronze finish, both with Satin Etched glass. The assortment includes nine-light, five-light and three-light chandeliers, pendants in five sizes, both flush and semi-flush ceiling fixtures, as well as one-light, two-light three-light and four-light wall/bath fixtures. Both incandescent lamping and ENERGY STAR-qualified LED lamping are available. All fixtures are California Title 24 compliant. | CHANDELIERS | Holman | Chandeliers | Heirloom Bronze | 782 | Steel | Satin Etched Glass | D:5.25" H:4.25" |  |  | 5 Medium A19 60w |  | 5 | No | [14 empty] | 0 | [12 empty] | 93.98 | 187.96 | 281.94 | D:20'' H:12 1/2'' O:51 1/2'' | 8.7 | 20 |  |  | 12.5 | Center Lock-Up | 14.75 |  | 51.5 |  |  |  | No |  | No | [20 empty] | D:5'' H:1'' Round |  |  |  |  | 72 | Brown | 36 |  | Hardwired | 0 | 0 | 0 | 0 | 1 | 0 | 0 | 1 | 1 | 1 | 0 | 785652058684 | 21 | 20.75 | 8 | 10.9 | 2.017 | 175 | Yes | [8 empty] | UL Dry | cUL Dry | HOLMAN 5L CHAND-782 | Five Light Chandelier |  | 31808-782.png | 31808.jpg
31808-962 | Five Light Chandelier | The Holman collection by Sea Gull Lighting brings versatility and style to those just starting out. With softly flared glass and curved arms, there is just enough detail to give the overall look a lift while keeping it simple enough for those on a budget. Several chandeliers and sconces can be installed with lighting shining up or down, allowing the fixture to be customized for the specific space and function. Offered in a Brushed Nickel finish or Heirloom Bronze finish, both with Satin Etched glass. The assortment includes nine-light, five-light and three-light chandeliers, pendants in five sizes, both flush and semi-flush ceiling fixtures, as well as one-light, two-light three-light and four-light wall/bath fixtures. Both incandescent lamping and ENERGY STAR-qualified LED lamping are available. All fixtures are California Title 24 compliant. | CHANDELIERS | Holman | Chandeliers | Brushed Nickel | 962 | Steel | Satin Etched Glass | D:5.25" H:4.25" |  |  | 5 Medium A19 60w |  | 5 | No | [14 empty] | 0 | [12 empty] | 93.98 | 187.96 | 281.94 | D:20'' H:12 1/2'' O:51 1/2'' | 8.7 | 20 |  |  | 12.5 | Center Lock-Up | 14.75 |  | 51.5 |  |  |  | No |  | No | [20 empty] | D:5'' H:1'' Round |  |  |  |  | 72 | Clear | 36 |  | Hardwired | 0 | 0 | 0 | 0 | 1 | 0 | 0 | 1 | 1 | 1 | 0 | 785652227271 | 21 | 20.75 | 8 | 10.9 | 2.017 | 175 | Yes | [8 empty] | UL Dry | cUL Dry | HOLMAN 5L CHAND-962 | Five Light Chandelier | Downlight Height: 14.75 | 31808-962.jpg | 31808.jpg
31808EN3-782 | Five Light Chandelier | The Holman collection by Sea Gull Lighting brings versatility and style to those just starting out. With softly flared glass and curved arms, there is just enough detail to give the overall look a lift while keeping it simple enough for those on a budget. Several chandeliers and sconces can be installed with lighting shining up or down, allowing the fixture to be customized for the specific space and function. Offered in a Brushed Nickel finish or Heirloom Bronze finish, both with Satin Etched glass. The assortment includes nine-light, five-light and three-light chandeliers, pendants in five sizes, both flush and semi-flush ceiling fixtures, as well as one-light, two-light three-light and four-light wall/bath fixtures. Both incandescent lamping and ENERGY STAR-qualified LED lamping are available. All fixtures are California Title 24 compliant. | CHANDELIERS | Holman | Chandeliers | Heirloom Bronze | 782 | Steel | Satin Etched Glass | D:5.25" H:4.25" |  |  | 5 Medium A19 9.3w |  | 5 | Yes | [14 empty] | 0 | [12 empty] | 122.98 | 245.96 | 368.94 | D:20'' H:12 1/2'' O:51 1/2'' | 8.7 | 20 |  |  | 12.5 | Center Lock-Up | 14.75 |  | 51.5 |  |  |  | No |  | No | [20 empty] | D:5'' H:1'' Round |  |  |  |  | 72 | Brown | 36 |  | Hardwired | 0 | 0 | 0 | 1 | 1 | 0 | 0 | 0 | 1 | 1 | 0 | 785652059179 | 21 | 20.75 | 8 | 10.9 | 2.017 | 175 | Yes | [8 empty] | UL Dry | cUL Dry | HOLMAN 5L CHAND-782 | Five Light Chandelier |  | 31808EN3-782.png | 31808EN3.jpg
31808EN3-962 | Five Light Chandelier | The Holman collection by Sea Gull Lighting brings versatility and style to those just starting out. With softly flared glass and curved arms, there is just enough detail to give the overall look a lift while keeping it simple enough for those on a budget. Several chandeliers and sconces can be installed with lighting shining up or down, allowing the fixture to be customized for the specific space and function. Offered in a Brushed Nickel finish or Heirloom Bronze finish, both with Satin Etched glass. The assortment includes nine-light, five-light and three-light chandeliers, pendants in five sizes, both flush and semi-flush ceiling fixtures, as well as one-light, two-light three-light and four-light wall/bath fixtures. Both incandescent lamping and ENERGY STAR-qualified LED lamping are available. All fixtures are California Title 24 compliant. | CHANDELIERS | Holman | Chandeliers | Brushed Nickel | 962 | Steel | Satin Etched Glass | D:5.25" H:4.25" |  |  | 5 Medium A19 9.3w |  | 5 | Yes | [14 empty] | 0 | [12 empty] | 122.98 | 245.96 | 368.94 | D:20'' H:12 1/2'' O:51 1/2'' | 8.7 | 20 |  |  | 12.5 | Center Lock-Up |  |  | 51.5 |  |  |  | No |  | No | [20 empty] | D:5'' H:1'' Round |  |  |  |  | 72 | Clear | 36 |  | Hardwired | 0 | 0 | 0 | 1 | 1 | 0 | 0 | 0 | 1 | 1 | 0 | 785652054075 | 20.75 | 20.75 | 8.25 | 11.8 | 2.056 | 175 | Yes | [8 empty] | UL Dry | cUL Dry | HOLMAN 5L CHAND-962 | Five Light Chandelier |  | 31808EN3-962.jpg | 31808.jpg
31809-782 | Five Light Chandelier | The Holman collection by Sea Gull Lighting brings versatility and style to those just starting out. With softly flared glass and curved arms, there is just enough detail to give the overall look a lift while keeping it simple enough for those on a budget. Several chandeliers and sconces can be installed with lighting shining up or down, allowing the fixture to be customized for the specific space and function. Offered in a Brushed Nickel finish or Heirloom Bronze finish, both with Satin Etched glass. The assortment includes nine-light, five-light and three-light chandeliers, pendants in five sizes, both flush and semi-flush ceiling fixtures, as well as one-light, two-light three-light and four-light wall/bath fixtures. Both incandescent lamping and ENERGY STAR-qualified LED lamping are available. All fixtures are California Title 24 compliant. | CHANDELIERS | Holman | Chandeliers | Heirloom Bronze | 782 | Steel |  |  |  |  | 5 Candelabra B Torpedo 60w |  | 5 | No | [14 empty] | 0 | [12 empty] | 82.98 | 165.96 | 248.94 | D:18'' H:16'' O:55'' | 3.6 | 18 |  |  | 16 | Center Lock-Up |  |  | 55 |  |  |  | No |  | No | [20 empty] | D:5'' H:1'' Round |  |  |  |  | 72 | Brown | 36 |  | Hardwired | 0 | 0 | 0 | 0 | 1 | 0 | 0 | 1 | 1 | 0 | 0 | 785652058691 | 19.5 | 8.25 | 8.5 | 6.1 | 0.791 | 125 | Yes | [8 empty] | UL Dry | cUL Dry | HOLMAN 5L CHAND-782 | Five Light Chandelier |  | 31809-782.png | 31809.jpg
31809-962 | Five Light Chandelier | The Holman collection by Sea Gull Lighting brings versatility and style to those just starting out. With softly flared glass and curved arms, there is just enough detail to give the overall look a lift while keeping it simple enough for those on a budget. Several chandeliers and sconces can be installed with lighting shining up or down, allowing the fixture to be customized for the specific space and function. Offered in a Brushed Nickel finish or Heirloom Bronze finish, both with Satin Etched glass. The assortment includes nine-light, five-light and three-light chandeliers, pendants in five sizes, both flush and semi-flush ceiling fixtures, as well as one-light, two-light three-light and four-light wall/bath fixtures. Both incandescent lamping and ENERGY STAR-qualified LED lamping are available. All fixtures are California Title 24 compliant. | CHANDELIERS | Holman | Chandeliers | Brushed Nickel | 962 | Steel |  |  |  |  | 5 Candelabra B Torpedo 60w |  | 5 | No | [14 empty] | 0 | [12 empty] | 82.98 | 165.96 | 248.94 | D:18'' H:16'' O:55'' | 3.6 | 18 |  |  | 16 | Center Lock-Up |  |  | 55 |  |  |  | No |  | No | [20 empty] | D:5'' H:1'' Round |  |  |  |  | 72 | Clear | 36 |  | Hardwired | 0 | 0 | 0 | 0 | 1 | 0 | 0 | 1 | 1 | 0 | 0 | 785652227318 | 19.5 | 8.25 | 8.5 | 6.1 | 0.791 | 125 | Yes | [8 empty] | UL Dry | cUL Dry | HOLMAN 5L CHAND-962 | Five Light Chandelier |  | 31809-962.jpg | 31809.jpg
31809EN-782 | Five Light Chandelier | The Holman collection by Sea Gull Lighting brings versatility and style to those just starting out. With softly flared glass and curved arms, there is just enough detail to give the overall look a lift while keeping it simple enough for those on a budget. Several chandeliers and sconces can be installed with lighting shining up or down, allowing the fixture to be customized for the specific space and function. Offered in a Brushed Nickel finish or Heirloom Bronze finish, both with Satin Etched glass. The assortment includes nine-light, five-light and three-light chandeliers, pendants in five sizes, both flush and semi-flush ceiling fixtures, as well as one-light, two-light three-light and four-light wall/bath fixtures. Both incandescent lamping and ENERGY STAR-qualified LED lamping are available. All fixtures are California Title 24 compliant. | CHANDELIERS | Holman | Chandeliers | Heirloom Bronze | 782 | Steel |  |  |  |  | 5 Candelabra Torpedo 3.5w |  | 5 | Yes | [14 empty] | 0 | [12 empty] | 109.48 | 218.96 | 328.44 | D:18'' H:16'' O:55'' | 3.6 | 18 |  |  | 16 | Center Lock-Up |  |  | 55 |  |  |  | No |  | No | [20 empty] | D:5'' H:1'' Round |  |  |  |  | 72 | Brown | 36 |  | Hardwired | 0 | 0 | 0 | 1 | 1 | 0 | 0 | 0 | 1 | 0 | 0 | 785652059186 | 19.5 | 8.25 | 8.5 | 6.1 | 0.791 | 125 | Yes | [8 empty] | UL Dry | cUL Dry | HOLMAN 5L CHAND-782 | Five Light Chandelier |  | 31809EN-782.jpg | 31809EN.jpg
31809EN-962 | Five Light Chandelier | The Holman collection by Sea Gull Lighting brings versatility and style to those just starting out. With softly flared glass and curved arms, there is just enough detail to give the overall look a lift while keeping it simple enough for those on a budget. Several chandeliers and sconces can be installed with lighting shining up or down, allowing the fixture to be customized for the specific space and function. Offered in a Brushed Nickel finish or Heirloom Bronze finish, both with Satin Etched glass. The assortment includes nine-light, five-light and three-light chandeliers, pendants in five sizes, both flush and semi-flush ceiling fixtures, as well as one-light, two-light three-light and four-light wall/bath fixtures. Both incandescent lamping and ENERGY STAR-qualified LED lamping are available. All fixtures are California Title 24 compliant. | CHANDELIERS | Holman | Chandeliers | Brushed Nickel | 962 | Steel |  |  |  |  | 5 Candelabra Torpedo 3.5w |  | 5 | Yes | [14 empty] | 0 | [12 empty] | 109.48 | 218.96 | 328.44 | D:18'' H:16'' O:55'' | 3.6 | 18 |  |  | 16 | Center Lock-Up |  |  | 55 |  |  |  | No |  | No | [20 empty] | D:5'' H:1'' Round |  |  |  |  | 72 | Clear | 36 |  | Hardwired | 0 | 0 | 0 | 1 | 1 | 0 | 0 | 0 | 1 | 0 | 0 | 785652028762 | 19.25 | 19.4 | 9 | 7.8 | 1.945 | 175 | Yes | [8 empty] | UL Dry | cUL Dry | HOLMAN 5L CHAND-962 | Five Light Chandelier |  | 31809EN-962.jpg | 31809.jpg
31810-782 | Nine Light Chandelier | The Holman collection by Sea Gull Lighting brings versatility and style to those just starting out. With softly flared glass and curved arms, there is just enough detail to give the overall look a lift while keeping it simple enough for those on a budget. Several chandeliers and sconces can be installed with lighting shining up or down, allowing the fixture to be customized for the specific space and function. Offered in a Brushed Nickel finish or Heirloom Bronze finish, both with Satin Etched glass. The assortment includes nine-light, five-light and three-light chandeliers, pendants in five sizes, both flush and semi-flush ceiling fixtures, as well as one-light, two-light three-light and four-light wall/bath fixtures. Both incandescent lamping and ENERGY STAR-qualified LED lamping are available. All fixtures are California Title 24 compliant. | CHANDELIERS | Holman | Chandeliers | Heirloom Bronze | 782 | Steel | Satin Etched Glass | D:5.25" H:4.25" |  |  | 9 Medium A19 60w |  | 9 | No | [14 empty] | 0 | [12 empty] | 249.95 | 499.9 | 749.85 | D:29 5/8'' H:25 5/8'' O:63 5/8'' | 13.1 | 29.625 |  |  | 25.625 | Center Lock-Up |  |  | 63.625 |  |  |  | No |  | No | [20 empty] | D:5'' H:1'' Round |  |  |  |  | 72 | Brown | 36 |  | Hardwired | 0 | 0 | 0 | 0 | 1 | 0 | 0 | 1 | 1 | 0 | 0 | 785652058707 | 31 | 27.75 | 16.5 | 24.2 | 8.214 | 250 | Yes | [8 empty] | C-UL-US Dry |  | HOLMAN 9L CHAND-782 | Nine Light Chandelier |  | 31810-782.png | 31810.jpg
31810-962 | Nine Light Chandelier | The Holman collection by Sea Gull Lighting brings versatility and style to those just starting out. With softly flared glass and curved arms, there is just enough detail to give the overall look a lift while keeping it simple enough for those on a budget. Several chandeliers and sconces can be installed with lighting shining up or down, allowing the fixture to be customized for the specific space and function. Offered in a Brushed Nickel finish or Heirloom Bronze finish, both with Satin Etched glass. The assortment includes nine-light, five-light and three-light chandeliers, pendants in five sizes, both flush and semi-flush ceiling fixtures, as well as one-light, two-light three-light and four-light wall/bath fixtures. Both incandescent lamping and ENERGY STAR-qualified LED lamping are available. All fixtures are California Title 24 compliant. | CHANDELIERS | Holman | Chandeliers | Brushed Nickel | 962 | Steel | Satin Etched Glass |  |  |  | 9 Medium A19 60w |  | 9 | No | [14 empty] | 0 | [12 empty] | 249.95 | 499.9 | 749.85 | D:29 5/8'' H:25 5/8'' O:63 5/8'' | 13.1 | 29.625 |  |  | 25.625 | Center Lock-Up |  |  | 63.625 |  |  |  | No |  | No | [20 empty] | D:5'' H:1'' Round |  |  |  |  | 72 | Clear Silver | 36 |  | Hardwired | 0 | 0 | 0 | 0 | 1 | 0 | 0 | 1 | 1 | 0 | 0 | 785652251290 | 30.75 | 27.5 | 16 | 23.9 | 7.83 | 250 | Yes | [8 empty] | C-UL-US Dry |  | HOLMAN 9L CHAND-962 | Nine Light Chandelier |  | 31810-962.jpg | 31810.jpg
31810EN3-782 | Nine Light Chandelier | The Holman collection by Sea Gull Lighting brings versatility and style to those just starting out. With softly flared glass and curved arms, there is just enough detail to give the overall look a lift while keeping it simple enough for those on a budget. Several chandeliers and sconces can be installed with lighting shining up or down, allowing the fixture to be customized for the specific space and function. Offered in a Brushed Nickel finish or Heirloom Bronze finish, both with Satin Etched glass. The assortment includes nine-light, five-light and three-light chandeliers, pendants in five sizes, both flush and semi-flush ceiling fixtures, as well as one-light, two-light three-light and four-light wall/bath fixtures. Both incandescent lamping and ENERGY STAR-qualified LED lamping are available. All fixtures are California Title 24 compliant. | CHANDELIERS | Holman | Chandeliers | Heirloom Bronze | 782 | Steel | Satin Etched Glass | D:5.25" H:4.25" |  |  | 9 Medium A19 9.3w |  | 9 | Yes | [14 empty] | 0 | [12 empty] | 299.98 | 599.96 | 899.94 | D:29 5/8'' H:25 5/8'' O:63 5/8'' | 13.1 | 29.625 |  |  | 25.625 | Center Lock-Up |  |  | 63.625 |  |  |  | No |  | No | [20 empty] | D:5'' H:1'' Round |  |  |  |  | 72 | Brown | 36 |  | Hardwired | 0 | 0 | 0 | 1 | 1 | 0 | 0 | 0 | 1 | 0 | 0 | 785652059193 | 31 | 27.75 | 16.5 | 24.2 | 8.214 | 250 | Yes | [8 empty] | C-UL-US Dry |  | HOLMAN 9L CHAND-782 | Nine Light Chandelier |  | 31810EN3-782.png | 31810EN3.jpg
31810EN3-962 | Nine Light Chandelier | The Holman collection by Sea Gull Lighting brings versatility and style to those just starting out. With softly flared glass and curved arms, there is just enough detail to give the overall look a lift while keeping it simple enough for those on a budget. Several chandeliers and sconces can be installed with lighting shining up or down, allowing the fixture to be customized for the specific space and function. Offered in a Brushed Nickel finish or Heirloom Bronze finish, both with Satin Etched glass. The assortment includes nine-light, five-light and three-light chandeliers, pendants in five sizes, both flush and semi-flush ceiling fixtures, as well as one-light, two-light three-light and four-light wall/bath fixtures. Both incandescent lamping and ENERGY STAR-qualified LED lamping are available. All fixtures are California Title 24 compliant. | CHANDELIERS | Holman | Chandeliers | Brushed Nickel | 962 | Steel | Satin Etched Glass |  |  |  | 9 Medium A19 9.3w |  | 9 | Yes | [14 empty] | 0 | [12 empty] | 299.98 | 599.96 | 899.94 | D:29 5/8'' H:25 5/8'' O:63 5/8'' | 13.1 | 29.625 |  |  | 25.625 | Center Lock-Up |  |  | 63.625 |  |  |  | No |  | No | [20 empty] | D:5'' H:1'' Round |  |  |  |  | 72 | Clear Silver | 36 |  | Hardwired | 0 | 0 | 0 | 1 | 1 | 0 | 0 | 0 | 1 | 0 | 0 | 785652054099 | 30.75 | 27.5 | 16 | 23.9 | 7.83 | 250 | Yes | [8 empty] | C-UL-US Dry |  | HOLMAN 9L CHAND-962 | Nine Light Chandelier |  | 31810EN3-962.jpg | 31810.jpg
3187908-848 | Eight Light Small Chandelier |  | CHANDELIERS | Cafe | Chandeliers | Satin Bronze / Midnight Black | 848 / 112 | Steel | Etched / White Inside Glass |  |  |  | 8 Candelabra Torpedo 60w |  | 8 | No | [14 empty] | 0 | [12 empty] | 199.5 | 399 | 598.5 | D:32'' H:27'' |  | 32 |  |  | 27 | Screw Collar - Stem | [6 empty] | No |  | No | [20 empty] | D:5'' H:1'' Round | [5 empty] | Clear Gold |  |  | Hardwired | 0 | 0 | 0 | 0 | 1 | 0 | 0 | 1 | 0 | 0 | 0 | 785652085901 | [16 empty] | cETL Damp | CAFE 8L SMALL CHANDELIER-848 | Eight Light Small Chandelier |  | 3187908-848.jpg | 3187908.jpg
3187908-962 | Eight Light Small Chandelier |  | CHANDELIERS | Cafe | Chandeliers | Brushed Nickel / Midnight Black | 962 / 112 | Steel | Etched / White Inside Glass |  |  |  | 8 Candelabra Torpedo 60w |  | 8 | No | [14 empty] | 0 | [12 empty] | 199.5 | 399 | 598.5 | D:32'' H:27'' |  | 32 |  |  | 27 | Screw Collar - Stem | [6 empty] | No |  | No | [20 empty] | D:5'' H:1'' Round | [5 empty] | Clear Silver |  |  | Hardwired | 0 | 0 | 0 | 0 | 1 | 0 | 0 | 1 | 0 | 0 | 0 | 785652085918 | [16 empty] | cETL Damp | CAFE 8L SMALL CHANDELIER-962 | Eight Light Small Chandelier |  | 3187908-962.jpg | 3187908.jpg
3187912-848 | Twelve Light Large Chandelier |  | CHANDELIERS | Cafe | Chandeliers | Satin Bronze / Midnight Black | 848 / 112 | Steel | Etched / White Inside Glass |  |  |  | 12 Candelabra Torpedo 60w |  | 12 | No | [14 empty] | 0 | [12 empty] | 324.5 | 649 | 973.5 | D:47'' H:29'' |  | 47 |  |  | 29 | Screw Collar - Stem | [6 empty] | No |  | No | [20 empty] | D:5'' H:1'' Round | [5 empty] | Clear Gold |  |  | Hardwired | 0 | 0 | 0 | 0 | 1 | 0 | 0 | 1 | 0 | 0 | 0 | 785652085932 | [16 empty] | cETL Damp | CAFE 12L LARGE CHANDELIER-848 | Twelve Light Large Chandelier |  | 3187912-848.jpg | 3187912.jpg
3187912-962 | Twelve Light Large Chandelier |  | CHANDELIERS | Cafe | Chandeliers | Brushed Nickel / Midnight Black | 962 / 112 | Steel | Etched / White Inside Glass |  |  |  | 12 Candelabra Torpedo 60w |  | 12 | No | [14 empty] | 0 | [12 empty] | 324.5 | 649 | 973.5 | D:47'' H:29'' |  | 47 |  |  | 29 | Screw Collar - Stem | [6 empty] | No |  | No | [20 empty] | D:5'' H:1'' Round | [5 empty] | Clear Silver |  |  | Hardwired | 0 | 0 | 0 | 0 | 1 | 0 | 0 | 1 | 0 | 0 | 0 | 785652085949 | [16 empty] | cETL Damp | CAFE 12L LARGE CHANDELIER-962 | Twelve Light Large Chandelier |  | 3187912-962.jpg | 3187912.jpg
3190303-05 | Three Light Chandelier | Zire embodies simple clean lines in three finishes that strike a perfect balance of elegant yet minimalist design. Each of the lights sits on the round bottom rim, featuring an Edison-inspired design highlighted by a cylindrical glass shade. The assortment includes nine-light, five-light, and three-light chandeliers, a five light linear, one-light mini-pendant and one-light, two-light, three-light and four-light wall/bath fixtures. A stylish and elegant addition to any room in the house. Zire is offered in a Brushed Oil Rubbed Bronze, Brushed Nickel or Chrome finish. | CHANDELIERS | Zire | Chandeliers | Chrome | 5 | Steel | Clear Glass | D:2.75" H:7.125" |  |  | 3 Candelabra Torpedo 60w |  | 3 | No | [14 empty] | 0 | [12 empty] | 89.48 | 178.96 | 268.44 | D:18'' H:21 1/8'' O:59'' | 4.62 | 18 |  |  | 21.125 | Cap Nuts |  | 14 | 59 |  |  |  | No |  | No | [20 empty] | D:5'' H:7/8'' Round |  |  |  |  | 72 | Clear Silver | 36 |  | Hardwired | 0 | 0 | 0 | 0 | 1 | 0 | 0 | 1 | 1 | 0 | 0 | 785652070327 | 20.25 | 9.75 | 8.5 | 5.8 | 0.971 | 125 | Yes | [9 empty] | cETL Damp | ZIRE 3L CHAND-05 | Three Light Chandelier |  | 3190303-05.jpg | 3190303.jpg
3190303-778 | Three Light Chandelier | Zire embodies simple clean lines in three finishes that strike a perfect balance of elegant yet minimalist design. Each of the lights sits on the round bottom rim, featuring an Edison-inspired design highlighted by a cylindrical glass shade. The assortment includes nine-light, five-light, and three-light chandeliers, a five light linear, one-light mini-pendant and one-light, two-light, three-light and four-light wall/bath fixtures. A stylish and elegant addition to any room in the house. Zire is offered in a Brushed Oil Rubbed Bronze, Brushed Nickel or Chrome finish. | CHANDELIERS | Zire | Chandeliers | Brushed Oil Rubbed Bronze | 778 | Steel | Clear Glass | D:2.75" H:7.125" |  |  | 3 Candelabra Torpedo 60w |  | 3 | No | [14 empty] | 0 | [12 empty] | 89.48 | 178.96 | 268.44 | D:18'' H:21 1/8'' O:59'' | 4.62 | 18 |  |  | 21.125 | Cap Nuts |  | 14 | 59 |  |  |  | No |  | No | [20 empty] | D:5'' H:7/8'' Round |  |  |  |  | 72 | Brown | 36 |  | Hardwired | 0 | 0 | 0 | 0 | 1 | 0 | 0 | 1 | 1 | 0 | 0 | 785652070334 | 20 | 9.5 | 8.5 | 5.6 | 0.935 | 125 | Yes | [9 empty] | cETL Damp | ZIRE 3L CHAND-778 | Three Light Chandelier |  | 3190303-778.jpg | 3190303.jpg
3190303-962 | Three Light Chandelier | Zire embodies simple clean lines in three finishes that strike a perfect balance of elegant yet minimalist design. Each of the lights sits on the round bottom rim, featuring an Edison-inspired design highlighted by a cylindrical glass shade. The assortment includes nine-light, five-light, and three-light chandeliers, a five light linear, one-light mini-pendant and one-light, two-light, three-light and four-light wall/bath fixtures. A stylish and elegant addition to any room in the house. Zire is offered in a Brushed Oil Rubbed Bronze, Brushed Nickel or Chrome finish. | CHANDELIERS | Zire | Chandeliers | Brushed Nickel | 962 | Steel | Clear Glass | D:2.75" H:7.125" |  |  | 3 Candelabra Torpedo 60w |  | 3 | No | [14 empty] | 0 | [12 empty] | 89.48 | 178.96 | 268.44 | D:18'' H:21 1/8'' O:59'' | 4.62 | 18 |  |  | 21.125 | Cap Nuts |  | 14 | 59 |  |  |  | No |  | No | [20 empty] | D:5'' H:7/8'' Round |  |  |  |  | 72 | Clear Silver | 36 |  | Hardwired | 0 | 0 | 0 | 0 | 1 | 0 | 0 | 1 | 1 | 0 | 0 | 785652070341 | 20 | 9.5 | 8.5 | 5.6 | 0.935 | 125 | Yes | [9 empty] | cETL Damp | ZIRE 3L CHAND-962 | Three Light Chandelier |  | 3190303-962.jpg | 3190303.jpg
3190303EN-05 | Three Light Chandelier | Zire embodies simple clean lines in three finishes that strike a perfect balance of elegant yet minimalist design. Each of the lights sits on the round bottom rim, featuring an Edison-inspired design highlighted by a cylindrical glass shade. The assortment includes nine-light, five-light, and three-light chandeliers, a five light linear, one-light mini-pendant and one-light, two-light, three-light and four-light wall/bath fixtures. A stylish and elegant addition to any room in the house. Zire is offered in a Brushed Oil Rubbed Bronze, Brushed Nickel or Chrome finish. | CHANDELIERS | Zire | Chandeliers | Chrome | 5 | Steel | Clear Glass | D:2.75" H:7.125" |  |  | 3 Candelabra Torpedo 3.5w |  | 3 | Yes | [14 empty] | 0 | [12 empty] | 106.98 | 213.96 | 320.94 | D:18'' H:21 1/8'' O:59'' | 4.62 | 18 |  |  | 21.125 | Cap Nuts |  | 14 | 59 |  |  |  | No |  | No | [20 empty] | D:5'' H:7/8'' Round |  |  |  |  | 72 | Clear Silver | 36 |  | Hardwired | 0 | 0 | 0 | 1 | 1 | 0 | 0 | 0 | 1 | 0 | 0 | 785652072000 | 20.25 | 9.75 | 8.5 | 5.8 | 0.971 | 125 | Yes | [9 empty] | cETL Damp | ZIRE 3L LED CHAND-05 | Three Light Chandelier |  | 3190303EN-05.jpg | 3190303EN.jpg
3190303EN-778 | Three Light Chandelier | Zire embodies simple clean lines in three finishes that strike a perfect balance of elegant yet minimalist design. Each of the lights sits on the round bottom rim, featuring an Edison-inspired design highlighted by a cylindrical glass shade. The assortment includes nine-light, five-light, and three-light chandeliers, a five light linear, one-light mini-pendant and one-light, two-light, three-light and four-light wall/bath fixtures. A stylish and elegant addition to any room in the house. Zire is offered in a Brushed Oil Rubbed Bronze, Brushed Nickel or Chrome finish. | CHANDELIERS | Zire | Chandeliers | Brushed Oil Rubbed Bronze | 778 | Steel | Clear Glass | D:2.75" H:7.125" |  |  | 3 Candelabra Torpedo 3.5w |  | 3 | Yes | [14 empty] | 0 | [12 empty] | 106.98 | 213.96 | 320.94 | D:18'' H:21 1/8'' O:59'' | 4.62 | 18 |  |  | 21.125 | Cap Nuts |  | 14 | 59 |  |  |  | No |  | No | [20 empty] | D:5'' H:7/8'' Round |  |  |  |  | 72 | Brown | 36 |  | Hardwired | 0 | 0 | 0 | 1 | 1 | 0 | 0 | 0 | 1 | 0 | 0 | 785652072017 | 20 | 9.5 | 8.5 | 5.6 | 0.935 | 125 | Yes | [9 empty] | cETL Damp | ZIRE 3L LED CHAND-778 | Three Light Chandelier |  | 3190303EN-778.jpg | 3190303EN.jpg
3190303EN-962 | Three Light Chandelier | Zire embodies simple clean lines in three finishes that strike a perfect balance of elegant yet minimalist design. Each of the lights sits on the round bottom rim, featuring an Edison-inspired design highlighted by a cylindrical glass shade. The assortment includes nine-light, five-light, and three-light chandeliers, a five light linear, one-light mini-pendant and one-light, two-light, three-light and four-light wall/bath fixtures. A stylish and elegant addition to any room in the house. Zire is offered in a Brushed Oil Rubbed Bronze, Brushed Nickel or Chrome finish. | CHANDELIERS | Zire | Chandeliers | Brushed Nickel | 962 | Steel | Clear Glass | D:2.75" H:7.125" |  |  | 3 Candelabra Torpedo 3.5w |  | 3 | Yes | [14 empty] | 0 | [12 empty] | 106.98 | 213.96 | 320.94 | D:18'' H:21 1/8'' O:59'' | 4.62 | 18 |  |  | 21.125 | Cap Nuts |  | 14 | 59 |  |  |  | No |  | No | [20 empty] | D:5'' H:7/8'' Round |  |  |  |  | 72 | Clear Silver | 36 |  | Hardwired | 0 | 0 | 0 | 1 | 1 | 0 | 0 | 0 | 1 | 0 | 0 | 785652072024 | 20 | 9.5 | 8.5 | 5.6 | 0.935 | 125 | Yes | [9 empty] | cETL Damp | ZIRE 3L LED CHAND-962 | Three Light Chandelier |  | 3190303EN-962.jpg | 3190303EN.jpg
3190305-05 | Five Light Chandelier | Zire embodies simple clean lines in three finishes that strike a perfect balance of elegant yet minimalist design. Each of the lights sits on the round bottom rim, featuring an Edison-inspired design highlighted by a cylindrical glass shade. The assortment includes nine-light, five-light, and three-light chandeliers, a five light linear, one-light mini-pendant and one-light, two-light, three-light and four-light wall/bath fixtures. A stylish and elegant addition to any room in the house. Zire is offered in a Brushed Oil Rubbed Bronze, Brushed Nickel or Chrome finish. | CHANDELIERS | Zire | Chandeliers | Chrome | 5 | Steel | Clear Glass | D:2.75" H:7.125" |  |  | 5 Candelabra Torpedo 60w |  | 5 | No | [14 empty] | 0 | [12 empty] | 112.48 | 224.96 | 337.44 | D:26'' H:22 1/8'' O:96 1/2'' | 7.56 | 26 |  |  | 22.125 | Screw Collar - Chain |  |  | 96.5 |  |  |  | No |  | No | [20 empty] | D:5'' H:7/8'' Round |  |  |  |  | 120 | Clear Silver | 72 |  | Hardwired | 0 | 0 | 0 | 0 | 1 | 0 | 0 | 1 | 1 | 0 | 0 | 785652070358 | 27.75 | 13.5 | 7.5 | 9.1 | 1.626 | 175 | Yes | [9 empty] | cETL Damp | ZIRE 5L CHAND-05 | Five Light Chandelier |  | 3190305-05.jpg | 3190305.jpg
3190305-778 | Five Light Chandelier | Zire embodies simple clean lines in three finishes that strike a perfect balance of elegant yet minimalist design. Each of the lights sits on the round bottom rim, featuring an Edison-inspired design highlighted by a cylindrical glass shade. The assortment includes nine-light, five-light, and three-light chandeliers, a five light linear, one-light mini-pendant and one-light, two-light, three-light and four-light wall/bath fixtures. A stylish and elegant addition to any room in the house. Zire is offered in a Brushed Oil Rubbed Bronze, Brushed Nickel or Chrome finish. | CHANDELIERS | Zire | Chandeliers | Brushed Oil Rubbed Bronze | 778 | Steel | Clear Glass | D:2.75" H:7.125" |  |  | 5 Candelabra Torpedo 60w |  | 5 | No | [14 empty] | 0 | [12 empty] | 112.48 | 224.96 | 337.44 | D:26'' H:22 1/8'' O:96 1/2'' | 7.56 | 26 |  |  | 22.125 | Screw Collar - Chain |  |  | 96.5 |  |  |  | No |  | No | [20 empty] | D:5'' H:7/8'' Round |  |  |  |  | 120 | Brown | 72 |  | Hardwired | 0 | 0 | 0 | 0 | 1 | 0 | 0 | 1 | 1 | 0 | 0 | 785652070365 | 27.78 | 13.75 | 7.5 | 9 | 1.658 | 175 | Yes | [9 empty] | cETL Damp | ZIRE 5L CHAND-778 | Five Light Chandelier |  | 3190305-778.jpg | 3190305.jpg
3190305-962 | Five Light Chandelier | Zire embodies simple clean lines in three finishes that strike a perfect balance of elegant yet minimalist design. Each of the lights sits on the round bottom rim, featuring an Edison-inspired design highlighted by a cylindrical glass shade. The assortment includes nine-light, five-light, and three-light chandeliers, a five light linear, one-light mini-pendant and one-light, two-light, three-light and four-light wall/bath fixtures. A stylish and elegant addition to any room in the house. Zire is offered in a Brushed Oil Rubbed Bronze, Brushed Nickel or Chrome finish. | CHANDELIERS | Zire | Chandeliers | Brushed Nickel | 962 | Steel | Clear Glass | D:2.75" H:7.125" |  |  | 5 Candelabra Torpedo 60w |  | 5 | No | [14 empty] | 0 | [12 empty] | 112.48 | 224.96 | 337.44 | D:26'' H:22 1/8'' O:96 1/2'' | 7.56 | 26 |  |  | 22.125 | Screw Collar - Chain |  |  | 96.5 |  |  |  | No |  | No | [20 empty] | D:5'' H:7/8'' Round |  |  |  |  | 120 | Clear Silver | 72 |  | Hardwired | 0 | 0 | 0 | 0 | 1 | 0 | 0 | 1 | 1 | 0 | 0 | 785652070372 | 28 | 13.38 | 7.38 | 8.9 | 1.6 | 175 | Yes | [9 empty] | cETL Damp | ZIRE 5L CHAND-962 | Five Light Chandelier |  | 3190305-962.jpg | 3190305.jpg
3190305EN-05 | Five Light Chandelier | Zire embodies simple clean lines in three finishes that strike a perfect balance of elegant yet minimalist design. Each of the lights sits on the round bottom rim, featuring an Edison-inspired design highlighted by a cylindrical glass shade. The assortment includes nine-light, five-light, and three-light chandeliers, a five light linear, one-light mini-pendant and one-light, two-light, three-light and four-light wall/bath fixtures. A stylish and elegant addition to any room in the house. Zire is offered in a Brushed Oil Rubbed Bronze, Brushed Nickel or Chrome finish. | CHANDELIERS | Zire | Chandeliers | Chrome | 5 | Steel | Clear Glass | D:2.75" H:7.125" |  |  | 5 Candelabra Torpedo 3.5w |  | 5 | Yes | [14 empty] | 0 | [12 empty] | 144.98 | 289.96 | 434.94 | D:26'' H:22 1/8'' O:96 1/2'' | 7.56 | 26 |  |  | 22.125 | Screw Collar - Chain |  |  | 96.5 |  |  |  | No |  | No | [20 empty] | D:5'' H:7/8'' Round |  |  |  |  | 120 | Clear Silver | 72 |  | Hardwired | 0 | 0 | 0 | 1 | 1 | 0 | 0 | 0 | 1 | 0 | 0 | 785652072031 | 27.75 | 13.5 | 7.5 | 9.1 | 1.626 | 175 | Yes | [9 empty] | cETL Damp | ZIRE 5L LED CHAND-05 | Five Light Chandelier |  | 3190305EN-05.jpg | 3190305EN.jpg
3190305EN-778 | Five Light Chandelier | Zire embodies simple clean lines in three finishes that strike a perfect balance of elegant yet minimalist design. Each of the lights sits on the round bottom rim, featuring an Edison-inspired design highlighted by a cylindrical glass shade. The assortment includes nine-light, five-light, and three-light chandeliers, a five light linear, one-light mini-pendant and one-light, two-light, three-light and four-light wall/bath fixtures. A stylish and elegant addition to any room in the house. Zire is offered in a Brushed Oil Rubbed Bronze, Brushed Nickel or Chrome finish. | CHANDELIERS | Zire | Chandeliers | Brushed Oil Rubbed Bronze | 778 | Steel | Clear Glass | D:2.75" H:7.125" |  |  | 5 Candelabra Torpedo 3.5w |  | 5 | Yes | [14 empty] | 0 | [12 empty] | 144.98 | 289.96 | 434.94 | D:26'' H:22 1/8'' O:96 1/2'' | 7.56 | 26 |  |  | 22.125 | Screw Collar - Chain |  |  | 96.5 |  |  |  | No |  | No | [20 empty] | D:5'' H:7/8'' Round |  |  |  |  | 120 | Brown | 72 |  | Hardwired | 0 | 0 | 0 | 1 | 1 | 0 | 0 | 0 | 1 | 0 | 0 | 785652072048 | 27.75 | 13.75 | 7.5 | 9 | 1.656 | 175 | Yes | [9 empty] | cETL Damp | ZIRE 5L LED CHAND-778 | Five Light Chandelier |  | 3190305EN-778.jpg | 3190305EN.jpg
3190305EN-962 | Five Light Chandelier | Zire embodies simple clean lines in three finishes that strike a perfect balance of elegant yet minimalist design. Each of the lights sits on the round bottom rim, featuring an Edison-inspired design highlighted by a cylindrical glass shade. The assortment includes nine-light, five-light, and three-light chandeliers, a five light linear, one-light mini-pendant and one-light, two-light, three-light and four-light wall/bath fixtures. A stylish and elegant addition to any room in the house. Zire is offered in a Brushed Oil Rubbed Bronze, Brushed Nickel or Chrome finish. | CHANDELIERS | Zire | Chandeliers | Brushed Nickel | 962 | Steel | Clear Glass | D:2.75" H:7.125" |  |  | 5 Candelabra Torpedo 3.5w |  | 5 | Yes | [14 empty] | 0 | [12 empty] | 144.98 | 289.96 | 434.94 | D:26'' H:22 1/8'' O:96 1/2'' | 7.56 | 26 |  |  | 22.125 | Screw Collar - Chain |  |  | 96.5 |  |  |  | No |  | No | [20 empty] | D:5'' H:7/8'' Round |  |  |  |  | 120 | Clear Silver | 72 |  | Hardwired | 0 | 0 | 0 | 1 | 1 | 0 | 0 | 0 | 1 | 0 | 0 | 785652072055 | 28 | 13.38 | 7.38 | 8.9 | 1.6 | 175 | Yes | [9 empty] | cETL Damp | ZIRE 5L LED CHAND-962 | Five Light Chandelier |  | 3190305EN-962.jpg | 3190305EN.jpg
3190309-05 | Nine Light Chandelier | Zire embodies simple clean lines in three finishes that strike a perfect balance of elegant yet minimalist design. Each of the lights sits on the round bottom rim, featuring an Edison-inspired design highlighted by a cylindrical glass shade. The assortment includes nine-light, five-light, and three-light chandeliers, a five light linear, one-light mini-pendant and one-light, two-light, three-light and four-light wall/bath fixtures. A stylish and elegant addition to any room in the house. Zire is offered in a Brushed Oil Rubbed Bronze, Brushed Nickel or Chrome finish. | CHANDELIERS | Zire | Chandeliers | Chrome | 5 | Steel | Clear Glass | D:2.75" H:7.125" |  |  | 9 Candelabra Torpedo 60w |  | 9 | No | [14 empty] | 0 | [12 empty] | 224.98 | 449.96 | 674.94 | D:32'' H:30 1/4'' O:103 1/2'' | 12.76 | 32 |  |  | 30.25 | Screw Collar - Chain |  |  | 103.5 |  |  |  | No |  | No | [20 empty] | D:5'' H:7/8'' Round |  |  |  |  | 120 | Clear Silver | 72 |  | Hardwired | 0 | 0 | 0 | 0 | 1 | 0 | 0 | 1 | 1 | 0 | 0 | 785652070389 | 34.625 | 16.625 | 12.75 | 15.6 | 4.247 | 250 | Yes | [9 empty] | cETL Damp | ZIRE 9L CHAND-05 | Nine Light Chandelier |  | 3190309-05.jpg | 3190309.jpg
3190309-778 | Nine Light Chandelier | Zire embodies simple clean lines in three finishes that strike a perfect balance of elegant yet minimalist design. Each of the lights sits on the round bottom rim, featuring an Edison-inspired design highlighted by a cylindrical glass shade. The assortment includes nine-light, five-light, and three-light chandeliers, a five light linear, one-light mini-pendant and one-light, two-light, three-light and four-light wall/bath fixtures. A stylish and elegant addition to any room in the house. Zire is offered in a Brushed Oil Rubbed Bronze, Brushed Nickel or Chrome finish. | CHANDELIERS | Zire | Chandeliers | Brushed Oil Rubbed Bronze | 778 | Steel | Clear Glass | D:2.75" H:7.125" |  |  | 9 Candelabra Torpedo 60w |  | 9 | No | [14 empty] | 0 | [12 empty] | 224.98 | 449.96 | 674.94 | D:32'' H:30 1/4'' O:103 1/2'' | 12.76 | 32 |  |  | 30.25 | Screw Collar - Chain |  |  | 103.5 |  |  |  | No |  | No | [20 empty] | D:5'' H:7/8'' Round |  |  |  |  | 120 | Brown | 72 |  | Hardwired | 0 | 0 | 0 | 0 | 1 | 0 | 0 | 1 | 1 | 0 | 0 | 785652070396 | 34.625 | 16.625 | 12.75 | 15.4 | 4.247 | 250 | Yes | [9 empty] | cETL Damp | ZIRE 9L CHAND-778 | Nine Light Chandelier |  | 3190309-778.jpg | 3190309.jpg
3190309-962 | Nine Light Chandelier | Zire embodies simple clean lines in three finishes that strike a perfect balance of elegant yet minimalist design. Each of the lights sits on the round bottom rim, featuring an Edison-inspired design highlighted by a cylindrical glass shade. The assortment includes nine-light, five-light, and three-light chandeliers, a five light linear, one-light mini-pendant and one-light, two-light, three-light and four-light wall/bath fixtures. A stylish and elegant addition to any room in the house. Zire is offered in a Brushed Oil Rubbed Bronze, Brushed Nickel or Chrome finish. | CHANDELIERS | Zire | Chandeliers | Brushed Nickel | 962 | Steel | Clear Glass | D:2.75" H:7.125" |  |  | 9 Candelabra Torpedo 60w |  | 9 | No | [14 empty] | 0 | [12 empty] | 224.98 | 449.96 | 674.94 | D:32'' H:30 1/4'' O:103 1/2'' | 12.76 | 32 |  |  | 30.25 | Screw Collar - Chain |  |  | 103.5 |  |  |  | No |  | No | [20 empty] | D:5'' H:7/8'' Round |  |  |  |  | 120 | Clear Silver | 72 |  | Hardwired | 0 | 0 | 0 | 0 | 1 | 0 | 0 | 1 | 1 | 0 | 0 | 785652070402 | 34.5 | 16.75 | 13 | 15.3 | 4.347 | 250 | Yes | [9 empty] | cETL Damp | ZIRE 9L CHAND-962 | Nine Light Chandelier |  | 3190309-962.jpg | 3190309.jpg
3190309EN-05 | Nine Light Chandelier | Zire embodies simple clean lines in three finishes that strike a perfect balance of elegant yet minimalist design. Each of the lights sits on the round bottom rim, featuring an Edison-inspired design highlighted by a cylindrical glass shade. The assortment includes nine-light, five-light, and three-light chandeliers, a five light linear, one-light mini-pendant and one-light, two-light, three-light and four-light wall/bath fixtures. A stylish and elegant addition to any room in the house. Zire is offered in a Brushed Oil Rubbed Bronze, Brushed Nickel or Chrome finish. | CHANDELIERS | Zire | Chandeliers | Chrome | 5 | Steel | Clear Glass | D:2.75" H:7.125" |  |  | 9 Candelabra Torpedo 3.5w |  | 9 | Yes | [14 empty] | 0 | [12 empty] | 274.98 | 549.96 | 824.94 | D:32'' H:30 1/4'' O:103 1/2'' | 12.76 | 32 |  |  | 30.25 | Screw Collar - Chain |  |  | 103.5 |  |  |  | No |  | No | [20 empty] | D:5'' H:7/8'' Round |  |  |  |  | 120 | Clear Silver | 72 |  | Hardwired | 0 | 0 | 0 | 1 | 1 | 0 | 0 | 0 | 1 | 0 | 0 | 785652072062 | 34.625 | 16.625 | 12.75 | 15.6 | 4.247 | 250 | Yes | [9 empty] | cETL Damp | ZIRE 9L LED CHAND-05 | Nine Light Chandelier |  | 3190309EN-05.jpg | 3190309EN.jpg
3190309EN-778 | Nine Light Chandelier | Zire embodies simple clean lines in three finishes that strike a perfect balance of elegant yet minimalist design. Each of the lights sits on the round bottom rim, featuring an Edison-inspired design highlighted by a cylindrical glass shade. The assortment includes nine-light, five-light, and three-light chandeliers, a five light linear, one-light mini-pendant and one-light, two-light, three-light and four-light wall/bath fixtures. A stylish and elegant addition to any room in the house. Zire is offered in a Brushed Oil Rubbed Bronze, Brushed Nickel or Chrome finish. | CHANDELIERS | Zire | Chandeliers | Brushed Oil Rubbed Bronze | 778 | Steel | Clear Glass | D:2.75" H:7.125" |  |  | 9 Candelabra Torpedo 3.5w |  | 9 | Yes | [14 empty] | 0 | [12 empty] | 274.98 | 549.96 | 824.94 | D:32'' H:30 1/4'' O:103 1/2'' | 12.76 | 32 |  |  | 30.25 | Screw Collar - Chain |  |  | 103.5 |  |  |  | No |  | No | [20 empty] | D:5'' H:7/8'' Round |  |  |  |  | 120 | Brown | 72 |  | Hardwired | 0 | 0 | 0 | 1 | 1 | 0 | 0 | 0 | 1 | 0 | 0 | 785652072079 | 34.625 | 16.625 | 12.75 | 15.4 | 4.247 | 250 | Yes | [9 empty] | cETL Damp | ZIRE 9L LED CHAND-778 | Nine Light Chandelier |  | 3190309EN-778.jpg | 3190309EN.jpg
3190309EN-962 | Nine Light Chandelier | Zire embodies simple clean lines in three finishes that strike a perfect balance of elegant yet minimalist design. Each of the lights sits on the round bottom rim, featuring an Edison-inspired design highlighted by a cylindrical glass shade. The assortment includes nine-light, five-light, and three-light chandeliers, a five light linear, one-light mini-pendant and one-light, two-light, three-light and four-light wall/bath fixtures. A stylish and elegant addition to any room in the house. Zire is offered in a Brushed Oil Rubbed Bronze, Brushed Nickel or Chrome finish. | CHANDELIERS | Zire | Chandeliers | Brushed Nickel | 962 | Steel | Clear Glass | D:2.75" H:7.125" |  |  | 9 Candelabra Torpedo 3.5w |  | 9 | Yes | [14 empty] | 0 | [12 empty] | 274.98 | 549.96 | 824.94 | D:32'' H:30 1/4'' O:103 1/2'' | 12.76 | 32 |  |  | 30.25 | Screw Collar - Chain |  |  | 103.5 |  |  |  | No |  | No | [20 empty] | D:5'' H:7/8'' Round |  |  |  |  | 120 | Clear Silver | 72 |  | Hardwired | 0 | 0 | 0 | 1 | 1 | 0 | 0 | 0 | 1 | 0 | 0 | 785652072086 | 34.5 | 16.75 | 13 | 15.3 | 4.347 | 250 | Yes | [9 empty] | cETL Damp | ZIRE 9L LED CHAND-962 | Nine Light Chandelier |  | 3190309EN-962.jpg | 3190309EN.jpg
3190404-715 | Four Light Chandelier | Named after the Italian word for “sphere,” the transitional Sfera collection by Sea Gull Lighting features detailed center bands and rounded, sweeping curves -- rustic with a modern inspiration. Offered in Autumn Bronze finish with several glass options – extraordinary painted Mercury glass and Café Tint glass, as well as a Smoky Amber glass for wall/bath fixtures only. The assortment includes six-light and four-light chandeliers, pendants in three sizes, both flush and semi-flush ceiling fixtures, as well as two-light, three-light and four-light wall/bath fixtures. Both incandescent lamping and ENERGY STAR-qualified LED lamping are available. Most of these fixtures easily convert to LED by purchasing LED replacement lamps sold separately. | CHANDELIERS | Sfera | Chandeliers | Autumn Bronze | 715 | Steel | Cafe Tint Glass | D:3.5" H:6.25" | D:3.5" |  | 4 Medium A19 100w |  | 4 | No | [14 empty] | 0 | [12 empty] | 199.98 | 399.96 | 599.94 | D:18 1/2'' H:24 1/2'' O:164 1/4'' | 15.24 | 18.5 |  |  | 24.5 | Screw Collar - Chain |  |  | 164.25 |  |  |  | No |  | No | [20 empty] | D:5 1/2'' H:1 1/4'' Round |  |  |  |  | 168 | Brown | 144 |  | Hardwired | 0 | 0 | 0 | 0 | 1 | 0 | 0 | 1 | 1 | 0 | 0 | 785652242700 | 21.6 | 20.25 | 15.25 | 19.1 | 3.86 | 175 | Yes | [9 empty] | cETL Damp | SFERA 4L CHAND-715 | Four Light Chandelier |  | 3190404-715.jpg | 3190404.jpg
3190404EN3-715 | Four Light Chandelier | Named after the Italian word for “sphere,” the transitional Sfera collection by Sea Gull Lighting features detailed center bands and rounded, sweeping curves -- rustic with a modern inspiration. Offered in Autumn Bronze finish with several glass options – extraordinary painted Mercury glass and Café Tint glass, as well as a Smoky Amber glass for wall/bath fixtures only. The assortment includes six-light and four-light chandeliers, pendants in three sizes, both flush and semi-flush ceiling fixtures, as well as two-light, three-light and four-light wall/bath fixtures. Both incandescent lamping and ENERGY STAR-qualified LED lamping are available. Most of these fixtures easily convert to LED by purchasing LED replacement lamps sold separately. | CHANDELIERS | Sfera | Chandeliers | Autumn Bronze | 715 | Steel | Cafe Tint Glass | D:3.5" H:6.25" | D:3.5" |  | 4 Medium A19 9.3w |  | 4 | Yes | [14 empty] | 0 | [12 empty] | 219.98 | 439.96 | 659.94 | D:18 1/2'' H:24 1/2'' O:164 1/4'' | 15.24 | 18.5 |  |  | 24.5 | Screw Collar - Chain |  |  | 164.25 |  |  |  | No |  | No | [20 empty] | D:5 1/2'' H:1 1/4'' Round |  |  |  |  | 168 | Brown | 144 |  | Hardwired | 0 | 0 | 0 | 1 | 1 | 0 | 0 | 0 | 1 | 0 | 0 | 785652046964 | 21.6 | 20.25 | 15.25 | 19.1 | 3.86 | 175 | Yes | [9 empty] | cETL Damp | SFERA 4L CHAND-715 | Four Light Chandelier |  | 3190404EN3-715.jpg | 3190404.jpg
3190406-715 | Six Light Chandelier | Named after the Italian word for “sphere,” the transitional Sfera collection by Sea Gull Lighting features detailed center bands and rounded, sweeping curves -- rustic with a modern inspiration. Offered in Autumn Bronze finish with several glass options – extraordinary painted Mercury glass and Café Tint glass, as well as a Smoky Amber glass for wall/bath fixtures only. The assortment includes six-light and four-light chandeliers, pendants in three sizes, both flush and semi-flush ceiling fixtures, as well as two-light, three-light and four-light wall/bath fixtures. Both incandescent lamping and ENERGY STAR-qualified LED lamping are available. Most of these fixtures easily convert to LED by purchasing LED replacement lamps sold separately. | CHANDELIERS | Sfera | Chandeliers | Autumn Bronze | 715 | Steel | Cafe Tint Glass | D:3.5" H:6.25" | D:3.5" |  | 6 Medium A19 100w |  | 6 | No | [14 empty] | 0 | [12 empty] | 299.98 | 599.96 | 899.94 | D:24 1/2'' H:32 1/4'' O:172'' | 25.5 | 24.5 |  |  | 32.25 | Screw Collar - Chain |  |  | 172 |  |  |  | No |  | No | [20 empty] | D:5 1/2'' H:1 1/4'' Round |  |  |  |  | 168 | Brown | 144 |  | Hardwired | 0 | 0 | 0 | 0 | 1 | 0 | 0 | 1 | 1 | 0 | 0 | 785652242724 | 27.5 | 27 | 19.75 | 31.2 | 8.486 | 250 | Yes | [9 empty] | cETL Damp | SFERA 6L CHAND-715 | Six Light Chandelier |  | 3190406-715.jpg | 3190406.jpg
3190406EN3-715 | Six Light Chandelier | Named after the Italian word for “sphere,” the transitional Sfera collection by Sea Gull Lighting features detailed center bands and rounded, sweeping curves -- rustic with a modern inspiration. Offered in Autumn Bronze finish with several glass options – extraordinary painted Mercury glass and Café Tint glass, as well as a Smoky Amber glass for wall/bath fixtures only. The assortment includes six-light and four-light chandeliers, pendants in three sizes, both flush and semi-flush ceiling fixtures, as well as two-light, three-light and four-light wall/bath fixtures. Both incandescent lamping and ENERGY STAR-qualified LED lamping are available. Most of these fixtures easily convert to LED by purchasing LED replacement lamps sold separately. | CHANDELIERS | Sfera | Chandeliers | Autumn Bronze | 715 | Steel | Cafe Tint Glass | D:3.5" H:6.25" | D:3.5" |  | 6 Medium A19 9.3w |  | 6 | Yes | [14 empty] | 0 | [12 empty] | 335.98 | 671.96 | 1007.94 | D:24 1/2'' H:32 1/4'' O:172'' | 25.5 | 24.5 |  |  | 32.25 | Screw Collar - Chain |  |  | 172 |  |  |  | No |  | No | [20 empty] | D:5 1/2'' H:1 1/4'' Round |  |  |  |  | 168 | Brown | 144 |  | Hardwired | 0 | 0 | 0 | 1 | 1 | 0 | 0 | 0 | 1 | 0 | 0 | 785652046995 | 27.5 | 27 | 19.75 | 31.2 | 8.486 | 250 | Yes | [9 empty] | cETL Damp | SFERA 6L CHAND-715 | Six Light Chandelier |  | 3190406EN3-715.jpg | 3190406.jpg
3190505-848 | Five Light Chandelier |  | CHANDELIERS | Clark | Chandeliers | Satin Bronze | 848 | Steel | White Linen Linen |  |  |  | 5 Medium A19 60w |  | 5 | No | [14 empty] | 0 | [12 empty] | 164.5 | 329 | 493.5 | D:29 1/8'' H:20 3/4'' |  | 29.125 |  |  | 20.75 | Screw Collar - Stem | [6 empty] | No |  | No | [20 empty] | D:5'' H:1'' Round | [5 empty] | Clear Gold |  |  | Hardwired | 0 | 0 | 0 | 0 | 1 | 0 | 0 | 1 | 0 | 0 | 0 | 785652085376 | [16 empty] | cETL Damp | CLARK 5L CHAND-848 | Five Light Chandelier |  | 3190505-848.jpg | 3190505.jpg
3190505-962 | Five Light Chandelier |  | CHANDELIERS | Clark | Chandeliers | Brushed Nickel | 962 | Steel | White Linen Linen |  |  |  | 5 Medium A19 60w |  | 5 | No | [14 empty] | 0 | [12 empty] | 164.5 | 329 | 493.5 | D:29 1/8'' H:20 3/4'' |  | 29.125 |  |  | 20.75 | Screw Collar - Stem | [6 empty] | No |  | No | [20 empty] | D:5'' H:1'' Round | [5 empty] | Clear Silver |  |  | Hardwired | 0 | 0 | 0 | 0 | 1 | 0 | 0 | 1 | 0 | 0 | 0 | 785652085383 | [16 empty] | cETL Damp | CLARK 5L CHAND-962 | Five Light Chandelier |  | 3190505-962.jpg | 3190505.jpg
31942-710 | Five Light Chandelier | The Stirling lighting collection by Sea Gull Lighting, with its chic style and eclectic twist brings clean, modern lines to a traditional soul. The Beige Linen drum shades combined with a Burnt Sienna finish or White Linen drum shades combined with a Brushed Nickel finish are both eye-catching and inviting. For the wall/bath fixtures only, a Chrome finish coupled with Opal Etched glass shades is also available. The assortment includes nine-light, five-light and three-light chandeliers, pendants in six sizes, both flush and semi-flush ceiling fixtures, a one-light wall sconce, as well as one-light, two-light, three-light and four-light wall/bath fixtures. Most of these fixtures easily convert to LED by purchasing LED replacement lamps sold separately. | CHANDELIERS | Stirling | Chandeliers | Burnt Sienna | 710 | Steel | Beige Linen Fabric | D:4.625" H:4" |  |  | 5 Candelabra Torpedo 60w |  | 5 | No | [14 empty] | 0 | [12 empty] | 224.98 | 449.96 | 674.94 | D:22 1/2'' H:20 3/4'' O:144 1/4'' | 9.9 | 22.5 |  |  | 20.75 | Center Lock-Up |  |  | 144.25 |  |  |  | No |  | No | [20 empty] | D:5 1/2'' H:1 3/8'' Round |  |  |  |  | 144 | Brown | 120 |  | Hardwired | 0 | 0 | 0 | 0 | 1 | 0 | 0 | 1 | 1 | 0 | 0 | 785652182341 | 23.5 | 13 | 21.5 | 12.4 | 3.801 | 250 | Yes | [8 empty] | ETL Dry | cETL Dry | STIRLING 5L CHAND-710 | Five Light Chandelier |  | 31942-710.jpg | 31942.jpg
31942-962 | Five Light Chandelier | The Stirling lighting collection by Sea Gull Lighting, with its chic style and eclectic twist brings clean, modern lines to a traditional soul. The Beige Linen drum shades combined with a Burnt Sienna finish or White Linen drum shades combined with a Brushed Nickel finish are both eye-catching and inviting. For the wall/bath fixtures only, a Chrome finish coupled with Opal Etched glass shades is also available. The assortment includes nine-light, five-light and three-light chandeliers, pendants in six sizes, both flush and semi-flush ceiling fixtures, a one-light wall sconce, as well as one-light, two-light, three-light and four-light wall/bath fixtures. Most of these fixtures easily convert to LED by purchasing LED replacement lamps sold separately. | CHANDELIERS | Stirling | Chandeliers | Brushed Nickel | 962 | Steel | White Linen Fabric | D:4.625" H:4" |  |  | 5 Candelabra Torpedo 60w |  | 5 | No | [14 empty] | 0 | [12 empty] | 224.98 | 449.96 | 674.94 | D:22 1/2'' H:20 3/4'' O:144 1/4'' | 9.9 | 22.5 |  |  | 20.75 | Center Lock-Up |  |  | 144.25 |  |  |  | No |  | No | [20 empty] | D:5 1/2'' H:1 3/8'' Round |  |  |  |  | 144 | Clear Silver | 120 |  | Hardwired | 0 | 0 | 0 | 0 | 1 | 0 | 0 | 1 | 1 | 0 | 0 | 785652019883 | 24.5 | 13 | 21.5 | 12.9 | 3.963 | 250 | Yes | [8 empty] | ETL Dry | cETL Dry | STIRLING 5L CHAND-962 | Five Light Chandelier | TBD-OPP3 | 31942-962.jpg | 31942.jpg
31942EN-710 | Five Light Chandelier | The Stirling lighting collection by Sea Gull Lighting, with its chic style and eclectic twist brings clean, modern lines to a traditional soul. The Beige Linen drum shades combined with a Burnt Sienna finish or White Linen drum shades combined with a Brushed Nickel finish are both eye-catching and inviting. For the wall/bath fixtures only, a Chrome finish coupled with Opal Etched glass shades is also available. The assortment includes nine-light, five-light and three-light chandeliers, pendants in six sizes, both flush and semi-flush ceiling fixtures, a one-light wall sconce, as well as one-light, two-light, three-light and four-light wall/bath fixtures. Most of these fixtures easily convert to LED by purchasing LED replacement lamps sold separately. | CHANDELIERS | Stirling | Chandeliers | Burnt Sienna | 710 | Steel | Beige Linen Fabric | D:4.625" H:4" |  |  | 5 Candelabra Torpedo 3.5w |  | 5 | Yes | [14 empty] | 0 | [12 empty] | 249.98 | 499.96 | 749.94 | D:22 1/2'' H:20 3/4'' O:144 1/4'' | 9.9 | 22.5 |  |  | 20.75 | Center Lock-Up |  |  | 144.25 |  |  |  | No |  | No | [20 empty] | D:5 1/2'' H:1 3/8'' Round |  |  |  |  | 144 | Brown | 120 |  | Hardwired | 0 | 0 | 0 | 1 | 1 | 0 | 0 | 0 | 1 | 0 | 0 | 785652029004 | 23.5 | 13 | 21.5 | 12.4 | 3.801 | 250 | Yes | [8 empty] | ETL Dry | cETL Dry | STIRLING 5L CHAND-710 | Five Light Chandelier |  | 31942-710.jpg | 31942.jpg
31942EN-962 | Five Light Chandelier | The Stirling lighting collection by Sea Gull Lighting, with its chic style and eclectic twist brings clean, modern lines to a traditional soul. The Beige Linen drum shades combined with a Burnt Sienna finish or White Linen drum shades combined with a Brushed Nickel finish are both eye-catching and inviting. For the wall/bath fixtures only, a Chrome finish coupled with Opal Etched glass shades is also available. The assortment includes nine-light, five-light and three-light chandeliers, pendants in six sizes, both flush and semi-flush ceiling fixtures, a one-light wall sconce, as well as one-light, two-light, three-light and four-light wall/bath fixtures. Most of these fixtures easily convert to LED by purchasing LED replacement lamps sold separately. | CHANDELIERS | Stirling | Chandeliers | Brushed Nickel | 962 | Steel | White Linen Fabric | D:4.625" H:4" |  |  | 5 Candelabra Torpedo 3.5w |  | 5 | Yes | [14 empty] | 0 | [12 empty] | 249.98 | 499.96 | 749.94 | D:22 1/2'' H:20 3/4'' O:144 1/4'' | 9.9 | 22.5 |  |  | 20.75 | Center Lock-Up |  |  | 144.25 |  |  |  | No |  | No | [20 empty] | D:5 1/2'' H:1 3/8'' Round |  |  |  |  | 144 | Clear Silver | 120 |  | Hardwired | 0 | 0 | 0 | 1 | 1 | 0 | 0 | 0 | 1 | 0 | 0 | 785652029011 | 24.5 | 13 | 21.5 | 12.9 | 3.963 | 250 | Yes | [8 empty] | ETL Dry | cETL Dry | STIRLING 5L CHAND-962 | Five Light Chandelier |  | 31942-962.jpg | 31942.jpg
31952-710 | Nine Light Chandelier | The Stirling lighting collection by Sea Gull Lighting, with its chic style and eclectic twist brings clean, modern lines to a traditional soul. The Beige Linen drum shades combined with a Burnt Sienna finish or White Linen drum shades combined with a Brushed Nickel finish are both eye-catching and inviting. For the wall/bath fixtures only, a Chrome finish coupled with Opal Etched glass shades is also available. The assortment includes nine-light, five-light and three-light chandeliers, pendants in six sizes, both flush and semi-flush ceiling fixtures, a one-light wall sconce, as well as one-light, two-light, three-light and four-light wall/bath fixtures. Most of these fixtures easily convert to LED by purchasing LED replacement lamps sold separately. | CHANDELIERS | Stirling | Chandeliers | Burnt Sienna | 710 | Steel | Beige Linen Fabric | D:4.625" H:4" |  |  | 9 Candelabra Torpedo 60w |  | 9 | No | [14 empty] | 0 | [12 empty] | 379.95 | 759.9 | 1139.85 | D:30'' H:32 1/2'' O:154 3/4'' | 19.8 | 30 |  |  | 32.5 | Center Lock-Up |  |  | 154.75 |  |  |  | No |  | No | [20 empty] | D:5 1/2'' H:1 3/8'' Round |  |  |  |  | 144 | Brown | 120 |  | Hardwired | 0 | 0 | 0 | 0 | 1 | 0 | 0 | 1 | 1 | 0 | 0 | 785652182358 | 31 | 14.25 | 35.5 | 24.8 | 9.075 | 250 | Yes | [8 empty] | ETL Dry | cETL Dry | STIRLING 9L CHAND-710 | Nine Light Chandelier |  | 31952-710.jpg | 31952.jpg
31952-962 | Nine Light Chandelier | The Stirling lighting collection by Sea Gull Lighting, with its chic style and eclectic twist brings clean, modern lines to a traditional soul. The Beige Linen drum shades combined with a Burnt Sienna finish or White Linen drum shades combined with a Brushed Nickel finish are both eye-catching and inviting. For the wall/bath fixtures only, a Chrome finish coupled with Opal Etched glass shades is also available. The assortment includes nine-light, five-light and three-light chandeliers, pendants in six sizes, both flush and semi-flush ceiling fixtures, a one-light wall sconce, as well as one-light, two-light, three-light and four-light wall/bath fixtures. Most of these fixtures easily convert to LED by purchasing LED replacement lamps sold separately. | CHANDELIERS | Stirling | Chandeliers | Brushed Nickel | 962 | Steel | White Linen Fabric | D:4.625" H:4" |  |  | 9 Candelabra Torpedo 60w |  | 9 | No | [14 empty] | 0 | [12 empty] | 379.95 | 759.9 | 1139.85 | D:30'' H:32 1/2'' O:154 3/4'' | 19.8 | 30 |  |  | 32.5 | Center Lock-Up |  |  | 154.75 |  |  |  | No |  | No | [20 empty] | D:5 1/2'' H:1 3/8'' Round |  |  |  |  | 144 | Clear Silver | 120 |  | Hardwired | 0 | 0 | 0 | 0 | 1 | 0 | 0 | 1 | 1 | 0 | 0 | 785652027376 | 31 | 14.25 | 35.5 | 24.8 | 9.075 | 250 | Yes | [8 empty] | ETL Dry | cETL Dry | STIRLING 9L CHAND-962 | Nine Light Chandelier |  | 31952-962.jpg | 31952.jpg
31952EN-710 | Nine Light Chandelier | The Stirling lighting collection by Sea Gull Lighting, with its chic style and eclectic twist brings clean, modern lines to a traditional soul. The Beige Linen drum shades combined with a Burnt Sienna finish or White Linen drum shades combined with a Brushed Nickel finish are both eye-catching and inviting. For the wall/bath fixtures only, a Chrome finish coupled with Opal Etched glass shades is also available. The assortment includes nine-light, five-light and three-light chandeliers, pendants in six sizes, both flush and semi-flush ceiling fixtures, a one-light wall sconce, as well as one-light, two-light, three-light and four-light wall/bath fixtures. Most of these fixtures easily convert to LED by purchasing LED replacement lamps sold separately. | CHANDELIERS | Stirling | Chandeliers | Burnt Sienna | 710 | Steel | Beige Linen Fabric | D:4.625" H:4" |  |  | 9 Candelabra Torpedo 3.5w |  | 9 | Yes | [14 empty] | 0 | [12 empty] | 422.95 | 845.9 | 1268.85 | D:30'' H:32 1/2'' O:154 3/4'' | 19.8 | 30 |  |  | 32.5 | Center Lock-Up |  |  | 154.75 |  |  |  | No |  | No | [20 empty] | D:5 1/2'' H:1 3/8'' Round |  |  |  |  | 144 | Brown | 120 |  | Hardwired | 0 | 0 | 0 | 1 | 1 | 0 | 0 | 0 | 1 | 0 | 0 | 785652029301 | 31 | 14.25 | 35.5 | 24.8 | 9.075 | 250 | Yes | [8 empty] | ETL Dry | cETL Dry | STIRLING 9L CHAND-710 | Nine Light Chandelier |  | 31952-710.jpg | 31952.jpg
31952EN-962 | Nine Light Chandelier | The Stirling lighting collection by Sea Gull Lighting, with its chic style and eclectic twist brings clean, modern lines to a traditional soul. The Beige Linen drum shades combined with a Burnt Sienna finish or White Linen drum shades combined with a Brushed Nickel finish are both eye-catching and inviting. For the wall/bath fixtures only, a Chrome finish coupled with Opal Etched glass shades is also available. The assortment includes nine-light, five-light and three-light chandeliers, pendants in six sizes, both flush and semi-flush ceiling fixtures, a one-light wall sconce, as well as one-light, two-light, three-light and four-light wall/bath fixtures. Most of these fixtures easily convert to LED by purchasing LED replacement lamps sold separately. | CHANDELIERS | Stirling | Chandeliers | Brushed Nickel | 962 | Steel | White Linen Fabric | D:4.625" H:4" |  |  | 9 Candelabra Torpedo 3.5w |  | 9 | Yes | [14 empty] | 0 | [12 empty] | 422.95 | 845.9 | 1268.85 | D:30'' H:32 1/2'' O:154 3/4'' | 19.8 | 30 |  |  | 32.5 | Center Lock-Up |  |  | 154.75 |  |  |  | No |  | No | [20 empty] | D:5 1/2'' H:1 3/8'' Round |  |  |  |  | 144 | Clear Silver | 120 |  | Hardwired | 0 | 0 | 0 | 1 | 1 | 0 | 0 | 0 | 1 | 0 | 0 | 785652029325 | 31 | 14.25 | 35.5 | 24.8 | 9.075 | 250 | Yes | [8 empty] | ETL Dry | cETL Dry | STIRLING 9L CHAND-962 | Nine Light Chandelier |  | 31952-962.jpg | 31952.jpg
3213003-845 | Three Light Chandelier | The subtle details of the Parkfield lighting collection by Sea Gull Lighting make this transitional design perfect for a wide range of décor. The four-sided, glass shades and the supporting sockets feature a graduated step detail which gives each fixture a slightly more masculine and tailored look. Available in both a casual Flemish Bronze finish with Crème Parchment glass or the elegantly modern Brushed Nickel finish with Opal Etched glass, the full lighting collection offers a nine-light or five-light chandelier, a three-light down chandelier; a two-light semi-flush mount; a three-light up pendant; and one-light, two-light, three-light and four-light bath fixture (all of which can mount up or down). Incandescent and ENERGY STAR-qualified LED lamping are available. | CHANDELIERS | Parkfield | Chandeliers | Flemish Bronze | 845 | Steel | Creme Parchment Glass | L:5.25" W:5.25" H:5.375" |  |  | 3 Medium A19 75w |  | 3 | No | [14 empty] | 0 | [12 empty] | 88.98 | 177.96 | 266.94 | D:18 3/8'' H:19 3/4'' O:57 1/2'' | 7.7 | 18.375 |  |  | 19.75 | Center Lock-Up |  |  | 57.5 |  |  |  | No |  | No | [20 empty] | D:5'' H:5/8'' Round |  |  |  |  | 72 | Brown | 36 |  | Hardwired | 0 | 0 | 0 | 0 | 1 | 0 | 0 | 1 | 1 | 0 | 0 | 785652274794 | 20.25 | 18.75 | 7.5 | 10.8 | 1.648 | 125 | Yes | [9 empty] | cETL Damp | PARKFIELD 3L CHAND-845 | Three Light Chandelier |  | 3213003-845.jpg | 3213003.jpg
3213003-962 | Three Light Chandelier | The subtle details of the Parkfield lighting collection by Sea Gull Lighting make this transitional design perfect for a wide range of décor. The four-sided, glass shades and the supporting sockets feature a graduated step detail which gives each fixture a slightly more masculine and tailored look. Available in both a casual Flemish Bronze finish with Crème Parchment glass or the elegantly modern Brushed Nickel finish with Opal Etched glass, the full lighting collection offers a nine-light or five-light chandelier, a three-light down chandelier; a two-light semi-flush mount; a three-light up pendant; and one-light, two-light, three-light and four-light bath fixture (all of which can mount up or down). Incandescent and ENERGY STAR-qualified LED lamping are available. | CHANDELIERS | Parkfield | Chandeliers | Brushed Nickel | 962 | Steel | Etched / White Inside Glass | L:5.25" W:5.25" H:5.375" |  |  | 3 Medium A19 75w |  | 3 | No | [14 empty] | 0 | [12 empty] | 88.98 | 177.96 | 266.94 | D:18 3/8'' H:19 3/4'' O:57 1/2'' | 7.7 | 18.375 |  |  | 19.75 | Center Lock-Up |  |  | 57.5 |  |  |  | No |  | No | [20 empty] | D:5'' H:5/8'' Round |  |  |  |  | 72 | Brown | 36 |  | Hardwired | 0 | 0 | 0 | 0 | 1 | 0 | 0 | 1 | 1 | 0 | 0 | 785652274800 | 20 | 18.75 | 7.75 | 10.6 | 1.682 | 125 | Yes | [9 empty] | cETL Damp | PARKFIELD 3L CHAND-962 | Three Light Chandelier |  | 3213003-962.jpg | 3213003.jpg
3213003EN3-845 | Three Light Chandelier | The subtle details of the Parkfield lighting collection by Sea Gull Lighting make this transitional design perfect for a wide range of décor. The four-sided, glass shades and the supporting sockets feature a graduated step detail which gives each fixture a slightly more masculine and tailored look. Available in both a casual Flemish Bronze finish with Crème Parchment glass or the elegantly modern Brushed Nickel finish with Opal Etched glass, the full lighting collection offers a nine-light or five-light chandelier, a three-light down chandelier; a two-light semi-flush mount; a three-light up pendant; and one-light, two-light, three-light and four-light bath fixture (all of which can mount up or down). Incandescent and ENERGY STAR-qualified LED lamping are available. | CHANDELIERS | Parkfield | Chandeliers | Flemish Bronze | 845 | Steel | Creme Parchment Glass | L:5.25" W:5.25" H:5.375" |  |  | 3 Medium A19 9.3w |  | 3 | Yes | [14 empty] | 0 | [12 empty] | 107.48 | 214.96 | 322.44 | D:18 3/8'' H:19 3/4'' O:57 1/2'' | 7.7 | 18.375 |  |  | 19.75 | Center Lock-Up |  |  | 57.5 |  |  |  | No |  | No | [20 empty] | D:5'' H:5/8'' Round |  |  |  |  | 72 | Brown | 36 |  | Hardwired | 0 | 0 | 0 | 1 | 1 | 0 | 0 | 0 | 1 | 0 | 0 | 785652046612 | 20.25 | 18.75 | 7.5 | 10.8 | 1.648 | 125 | Yes | [9 empty] | cETL Damp | PARKFIELD 3L CHAND-845 | Three Light Chandelier |  | 3213003EN3-845.jpg | 3213003.jpg
3213003EN3-962 | Three Light Chandelier | The subtle details of the Parkfield lighting collection by Sea Gull Lighting make this transitional design perfect for a wide range of décor. The four-sided, glass shades and the supporting sockets feature a graduated step detail which gives each fixture a slightly more masculine and tailored look. Available in both a casual Flemish Bronze finish with Crème Parchment glass or the elegantly modern Brushed Nickel finish with Opal Etched glass, the full lighting collection offers a nine-light or five-light chandelier, a three-light down chandelier; a two-light semi-flush mount; a three-light up pendant; and one-light, two-light, three-light and four-light bath fixture (all of which can mount up or down). Incandescent and ENERGY STAR-qualified LED lamping are available. | CHANDELIERS | Parkfield | Chandeliers | Brushed Nickel | 962 | Steel | Etched / White Inside Glass | L:5.25" W:5.25" H:5.375" |  |  | 3 Medium A19 9.3w |  | 3 | Yes | [14 empty] | 0 | [12 empty] | 107.48 | 214.96 | 322.44 | D:18 3/8'' H:19 3/4'' O:57 1/2'' | 7.7 | 18.375 |  |  | 19.75 | Center Lock-Up |  |  | 57.5 |  |  |  | No |  | No | [20 empty] | D:5'' H:5/8'' Round |  |  |  |  | 72 | Brown | 36 |  | Hardwired | 0 | 0 | 0 | 1 | 1 | 0 | 0 | 0 | 1 | 0 | 0 | 785652046629 | 20 | 18.75 | 7.75 | 10.6 | 1.682 | 125 | Yes | [9 empty] | cETL Damp | PARKFIELD 3L CHAND-962 | Three Light Chandelier |  | 3213003EN3-962.jpg | 3213003.jpg
3214505-782 | Five Light Up Chandelier | Influenced by the vintage industrial designs of early 20th Century America, the transitional Belton lighting collection by Sea Gull Lighting has Seeded glass shades that highlight the classic Edison bulbs. The rich Heirloom Bronze and Brushed Nickel finishes adds to the layer of retro design to the warm look. The assortment includes three- and five- down light chandeliers; five-light upright chandelier; a four-light island pendant; one-light pendant; one-light mini pendant; and one-, two-, three- and four-light bath fixtures. All fixtures are California Title 24 compliant and easily convert to LED by purchasing LED lamps sold separately. | CHANDELIERS | Belton | Chandeliers | Heirloom Bronze | 782 | Steel | Clear Seeded Glass | D:5.375" H:6.125" |  |  | 5 Medium A19 60w |  | 5 | No | [14 empty] | 0 | [12 empty] | 169.98 | N/A | 509.94 | D:23 7/8'' H:10 1/2'' O:48 1/4'' | 9.1 | 23.875 |  |  | 10.5 | Center Lock-Up |  |  | 48.25 |  |  |  | No |  | No | [20 empty] | D:5'' H:3/4'' Round |  |  |  |  | 72 | Brown |  |  | Hardwired | 0 | 0 | 0 | 0 | 1 | 0 | 0 | 0 | 0 | 0 | 0 | 785652108716 | 23.5 | 21.25 | 9.25 | 12.3 | 2.673 | 175 | Yes | [9 empty] | cETL Dry | BELTON 5L UP CHAND-782 | Five Light Up Chandelier |  | 3214505-782.png | 3214505.jpg
3214505-962 | Five Light Up Chandelier | Influenced by the vintage industrial designs of early 20th Century America, the transitional Belton lighting collection by Sea Gull Lighting has Seeded glass shades that highlight the classic Edison bulbs. The rich Heirloom Bronze and Brushed Nickel finishes adds to the layer of retro design to the warm look. The assortment includes three- and five- down light chandeliers; five-light upright chandelier; a four-light island pendant; one-light pendant; one-light mini pendant; and one-, two-, three- and four-light bath fixtures. All fixtures are California Title 24 compliant and easily convert to LED by purchasing LED lamps sold separately. | CHANDELIERS | Belton | Chandeliers | Brushed Nickel | 962 | Steel | Clear Seeded Glass | D:5.375" H:6.125" |  |  | 5 Medium A19 60w |  | 5 | No | [14 empty] | 0 | [12 empty] | 169.98 | N/A | 509.94 | D:23 7/8'' H:10 1/2'' O:48 1/4'' | 9.1 | 23.875 |  |  | 10.5 | Center Lock-Up |  |  | 48.25 |  |  |  | No |  | No | [20 empty] | D:5'' H:3/4'' Round |  |  |  |  | 72 | Clear Silver |  |  | Hardwired | 0 | 0 | 0 | 0 | 1 | 0 | 0 | 0 | 0 | 0 | 0 | 785652067242 | 23.5 | 21.25 | 9.25 | 11.9 | 2.673 | 175 | Yes | [9 empty] | cETL Dry | BELTON 5L UP CHAND-962 | Five Light Up Chandelier |  | 3214505-962.png | 3214505.jpg
3214505EN7-782 | Five Light Up Chandelier | Influenced by the vintage industrial designs of early 20th Century America, the transitional Belton lighting collection by Sea Gull Lighting has Seeded glass shades that highlight the classic Edison bulbs. The rich Heirloom Bronze and Brushed Nickel finishes adds to the layer of retro design to the warm look. The assortment includes three- and five- down light chandeliers; five-light upright chandelier; a four-light island pendant; one-light pendant; one-light mini pendant; and one-, two-, three- and four-light bath fixtures. All fixtures are California Title 24 compliant and easily convert to LED by purchasing LED lamps sold separately. | CHANDELIERS | Belton | Chandeliers | Heirloom Bronze | 782 | Steel | Clear Seeded Glass | D:5.375" H:6.125" |  |  | 5 Medium A19 8.5w |  | 5 | Yes | [14 empty] | 0 | [12 empty] | 199.98 | N/A | 599.94 | D:23 7/8'' H:10 1/2'' O:48 1/4'' | 9.1 | 23.875 |  |  | 10.5 | Center Lock-Up |  |  | 48.25 |  |  |  | No |  | No | [20 empty] | D:5'' H:3/4'' Round |  |  |  |  | 72 | Brown |  |  | Hardwired | 0 | 0 | 0 | 1 | 1 | 0 | 0 | 0 | 0 | 0 | 0 | 785652068997 | 23.5 | 21.25 | 9.25 | 12.3 | 2.673 | 175 | Yes | [9 empty] | cETL Dry | BELTON 5L LED UP CHAND-782 | Five Light Up Chandelier |  | 3214505EN7-782.jpg | 3214505.jpg
3214505EN7-962 | Five Light Up Chandelier | Influenced by the vintage industrial designs of early 20th Century America, the transitional Belton lighting collection by Sea Gull Lighting has Seeded glass shades that highlight the classic Edison bulbs. The rich Heirloom Bronze and Brushed Nickel finishes adds to the layer of retro design to the warm look. The assortment includes three- and five- down light chandeliers; five-light upright chandelier; a four-light island pendant; one-light pendant; one-light mini pendant; and one-, two-, three- and four-light bath fixtures. All fixtures are California Title 24 compliant and easily convert to LED by purchasing LED lamps sold separately. | CHANDELIERS | Belton | Chandeliers | Brushed Nickel | 962 | Steel | Clear Seeded Glass | D:5.375" H:6.125" |  |  | 5 Medium A19 8.5w |  | 5 | Yes | [14 empty] | 0 | [12 empty] | 199.98 | N/A | 599.94 | D:23 7/8'' H:10 1/2'' O:48 1/4'' | 9.1 | 23.875 |  |  | 10.5 | Center Lock-Up |  |  | 48.25 |  |  |  | No |  | No | [20 empty] | D:5'' H:3/4'' Round |  |  |  |  | 72 | Clear Silver |  |  | Hardwired | 0 | 0 | 0 | 1 | 1 | 0 | 0 | 0 | 0 | 0 | 0 | 785652069000 | 23.5 | 21.25 | 9.25 | 11.9 | 2.673 | 175 | Yes | [9 empty] | cETL Dry | BELTON 5L LED UP CHAND-962 | Five Light Up Chandelier |  | 3214505EN7-962.jpg | 3214505.jpg
3214509-782 | Nine Light Up Chandelier | Influenced by the vintage industrial designs of early 20th Century America, the transitional Belton lighting collection by Sea Gull Lighting has Seeded glass shades that highlight the classic Edison bulbs. The rich Heirloom Bronze and Brushed Nickel finishes adds to the layer of retro design to the warm look. The assortment includes three- and five- down light chandeliers; five-light upright chandelier; a four-light island pendant; one-light pendant; one-light mini pendant; and one-, two-, three- and four-light bath fixtures. All fixtures are California Title 24 compliant and easily convert to LED by purchasing LED lamps sold separately. | CHANDELIERS | Belton | Chandeliers | Heirloom Bronze | 782 | Steel | Clear Seeded Glass | D:5.375" H:6.125" |  |  | 9 Medium A19 60w |  | 9 | No | [14 empty] | 0 | [12 empty] | 249.5 | N/A | 748.5 | D:32'' H:22'' O:61 1/2'' |  | 32 |  |  | 22 | Center Lock-Up |  |  | 61.5 |  |  |  | No |  | No | [20 empty] | D:5'' H:3/4'' Round |  |  |  |  | 120 | Brown |  |  | Hardwired | 0 | 0 | 0 | 0 | 1 | 0 | 0 | 0 | 0 | 0 | 0 | 785652077906 | [16 empty] | cETL Dry | BELTON 9L UP CHAND-782 | Nine Light Up Chandelier |  | 3214509-782.jpg | 3214509.jpg
3214509-962 | Nine Light Up Chandelier | Influenced by the vintage industrial designs of early 20th Century America, the transitional Belton lighting collection by Sea Gull Lighting has Seeded glass shades that highlight the classic Edison bulbs. The rich Heirloom Bronze and Brushed Nickel finishes adds to the layer of retro design to the warm look. The assortment includes three- and five- down light chandeliers; five-light upright chandelier; a four-light island pendant; one-light pendant; one-light mini pendant; and one-, two-, three- and four-light bath fixtures. All fixtures are California Title 24 compliant and easily convert to LED by purchasing LED lamps sold separately. | CHANDELIERS | Belton | Chandeliers | Brushed Nickel | 962 | Steel | Clear Seeded Glass | D:5.375" H:6.125" |  |  | 9 Medium A19 60w |  | 9 | No | [14 empty] | 0 | [12 empty] | 249.5 | N/A | 748.5 | D:32'' H:22'' O:61 1/2'' |  | 32 |  |  | 22 | Center Lock-Up |  |  | 61.5 |  |  |  | No |  | No | [20 empty] | D:5'' H:3/4'' Round |  |  |  |  | 120 | Clear Silver |  |  | Hardwired | 0 | 0 | 0 | 0 | 1 | 0 | 0 | 0 | 0 | 0 | 0 | 785652077913 | 33.25 | 21.25 | 15.25 | 19.9 | 6.236 | 250 | Yes | [9 empty] | cETL Dry | BELTON 9L UP CHAND-962 | Nine Light Up Chandelier |  | 3214509-962.jpg | 3214509.jpg
3220205-710 | Five Light Downlight Chandelier | The Seville collection represents commitment to high style at a sharp price. The modernist design is epitomized by the teardrop curves in the arms tipped by etched glass diffusors throughout the chandeliers and bath fixtures. The collection offers a "whole home" lighting solution in every imaginable category. The assortment includes nine-light, five-light, and three-light chandeliers (either with up-light or down-light), pendants in four sizes as well as one-light, two-light, three-light , four-light and five-light wall/bath fixtures. Install a stylish and elegant addition to any room in the house. Seville is offered in Brushed Nickel and Burnt Sienna finishes. | CHANDELIERS | Seville | Chandeliers | Burnt Sienna | 710 | Steel | Etched / White Inside Glass | D:4" H:5.75" |  |  | 5 Medium A19 75w |  | 5 | No | [14 empty] | 0 | [12 empty] | 81.48 | 162.96 | 244.44 | D:21'' H:17 1/4'' O:56 1/8'' | 8.51 | 21 |  |  | 17.25 | Center Lock-Up |  |  | 56.125 |  |  |  | No |  | No | [20 empty] | D:5'' H:7/8'' Round |  |  |  |  | 72 | Brown | 36 |  | Hardwired | 0 | 0 | 0 | 0 | 1 | 0 | 0 | 1 | 1 | 0 | 0 | 785652057373 | 21.25 | 9.5 | 18 | 11.2 | 2.103 | 175 | Yes | [9 empty] | cETL Damp | SEVILLE 5L DOWN CHAND-710 | Five Light Downlight Chandelier |  | 3220205-710.png | 3220205.jpg
3220205-962 | Five Light Downlight Chandelier | The Seville collection represents commitment to high style at a sharp price. The modernist design is epitomized by the teardrop curves in the arms tipped by etched glass diffusors throughout the chandeliers and bath fixtures. The collection offers a "whole home" lighting solution in every imaginable category. The assortment includes nine-light, five-light, and three-light chandeliers (either with up-light or down-light), pendants in four sizes as well as one-light, two-light, three-light , four-light and five-light wall/bath fixtures. Install a stylish and elegant addition to any room in the house. Seville is offered in Brushed Nickel and Burnt Sienna finishes. | CHANDELIERS | Seville | Chandeliers | Brushed Nickel | 962 | Steel | Etched / White Inside Glass | D:4" H:5.75" |  |  | 5 Medium A19 75w |  | 5 | No | [14 empty] | 0 | [12 empty] | 81.48 | 162.96 | 244.44 | D:21'' H:17 1/4'' O:56 1/8'' | 8.51 | 21 |  |  | 17.25 | Center Lock-Up |  |  | 56.125 |  |  |  | No |  | No | [20 empty] | D:5'' H:7/8'' Round |  |  |  |  | 72 | Clear Silver | 36 |  | Hardwired | 0 | 0 | 0 | 0 | 1 | 0 | 0 | 1 | 1 | 0 | 0 | 785652057380 | 21.25 | 9.5 | 18 | 11.2 | 2.103 | 175 | Yes | [9 empty] | cETL Damp | SEVILLE 5L DOWN CHAND-962 | Five Light Downlight Chandelier |  | 3220205-962.png | 3220205.jpg
3220205EN3-710 | Five Light Downlight Chandelier | The Seville collection represents commitment to high style at a sharp price. The modernist design is epitomized by the teardrop curves in the arms tipped by etched glass diffusors throughout the chandeliers and bath fixtures. The collection offers a "whole home" lighting solution in every imaginable category. The assortment includes nine-light, five-light, and three-light chandeliers (either with up-light or down-light), pendants in four sizes as well as one-light, two-light, three-light , four-light and five-light wall/bath fixtures. Install a stylish and elegant addition to any room in the house. Seville is offered in Brushed Nickel and Burnt Sienna finishes. | CHANDELIERS | Seville | Chandeliers | Burnt Sienna | 710 | Steel | Etched / White Inside Glass | D:4" H:5.75" |  |  | 5 Medium A19 9.3w |  | 5 | Yes | [14 empty] | 0 | [12 empty] | 111.98 | 223.96 | 335.94 | D:21'' H:17 1/4'' O:56 1/8'' | 8.51 | 21 |  |  | 17.25 | Center Lock-Up |  |  | 56.125 |  |  |  | No |  | No | [20 empty] | D:5'' H:7/8'' Round |  |  |  |  | 72 | Brown | 36 |  | Hardwired | 0 | 0 | 0 | 1 | 1 | 0 | 0 | 0 | 1 | 0 | 0 | 785652058202 | 21.25 | 9.5 | 18 | 11.2 | 2.103 | 175 | Yes | [9 empty] | cETL Damp | SEVILLE 5L DOWN CHAND-710 | Five Light Downlight Chandelier |  | 3220205EN3-710.png | 3220205EN3.jpg
3220205EN3-962 | Five Light Downlight Chandelier | The Seville collection represents commitment to high style at a sharp price. The modernist design is epitomized by the teardrop curves in the arms tipped by etched glass diffusors throughout the chandeliers and bath fixtures. The collection offers a "whole home" lighting solution in every imaginable category. The assortment includes nine-light, five-light, and three-light chandeliers (either with up-light or down-light), pendants in four sizes as well as one-light, two-light, three-light , four-light and five-light wall/bath fixtures. Install a stylish and elegant addition to any room in the house. Seville is offered in Brushed Nickel and Burnt Sienna finishes. | CHANDELIERS | Seville | Chandeliers | Brushed Nickel | 962 | Steel | Etched / White Inside Glass | D:4" H:5.75" |  |  | 5 Medium A19 9.3w |  | 5 | Yes | [14 empty] | 0 | [12 empty] | 111.98 | 223.96 | 335.94 | D:21'' H:17 1/4'' O:56 1/8'' | 8.51 | 21 |  |  | 17.25 | Center Lock-Up |  |  | 56.125 |  |  |  | No |  | No | [20 empty] | D:5'' H:7/8'' Round |  |  |  |  | 72 | Clear Silver | 36 |  | Hardwired | 0 | 0 | 0 | 1 | 1 | 0 | 0 | 0 | 1 | 0 | 0 | 785652058219 | 21.25 | 9.5 | 18 | 11.2 | 2.103 | 175 | Yes | [9 empty] | cETL Damp | SEVILLE 5L DOWN CHAND-962 | Five Light Downlight Chandelier |  | 3220205EN3-962.png | 3220205EN3.jpg
3224906-846 | Six Light Chandelier | The transitional Socorro lighting collection by Sea Gull Lighting features a classic, barbed Quatrefoil profile - wholly updated by combining a distressed Cerused Oak finish on the decorative silhouette with the rich Stardust finish on the metal bobeches and decorative strapping to create undeniable rustic charm. While still offered in its original finish Stardust, the Socorro has been beautifully updated with our popular Washed Pine and Chrome finish to offer a modern take on this timeless industrial beauty. The collection includes a four-light mini-chandelier, medium and large six-light chandeliers, and four-light and six-light hall / foyer pendants. Incandescent candelabra base lamping. | CHANDELIERS | Socorro | Chandeliers | Stardust / Cerused Oak | 846 / 735 | Steel |  |  |  |  | 6 Candelabra Torpedo 60w |  | 6 | No | [14 empty] | 0 | [12 empty] | 524.98 | N/A | 1574.94 | D:40'' H:31 1/4'' O:153 1/2'' | 28.5 | 40 |  |  | 31.25 | Center Lock-Up |  |  | 153.5 |  |  |  | No |  | No | [20 empty] | D:5'' H:1'' Round |  |  |  |  | 144 | Brown | 120 |  | Hardwired | 0 | 0 | 0 | 0 | 1 | 0 | 0 | 1 | 1 | 0 | 0 | 785652108303 | 43.5 | 39 | 30.75 | 36.6 | 30.189 | 300 | No | [9 empty] | cETL Damp | SOCORRO 6L CHAND-846 | Six Light Chandelier |  | 3224906-846.jpg | 3224906.jpg
3224906-872 | Six Light Chandelier | The transitional Socorro lighting collection by Sea Gull Lighting features a classic, barbed Quatrefoil profile - wholly updated by combining a distressed Cerused Oak finish on the decorative silhouette with the rich Stardust finish on the metal bobeches and decorative strapping to create undeniable rustic charm. While still offered in its original finish Stardust, the Socorro has been beautifully updated with our popular Washed Pine and Chrome finish to offer a modern take on this timeless industrial beauty. The collection includes a four-light mini-chandelier, medium and large six-light chandeliers, and four-light and six-light hall / foyer pendants. Incandescent candelabra base lamping. | CHANDELIERS | Socorro | Chandeliers | Washed Pine / Chrome | 872 / 05 | Steel |  |  |  |  | 6 Candelabra Torpedo 60w |  | 6 | No | [14 empty] | 0 | [12 empty] | 524.98 | N/A | 1574.94 | D:40'' H:31 1/4'' O:153 1/2'' | 28.5 | 40 |  |  | 31.25 | Center Lock-Up |  |  | 153.5 |  |  |  | No |  | No | [20 empty] | D:5'' H:1'' Round |  |  |  |  | 144 | Clear Silver | 120 |  | Hardwired | 0 | 0 | 0 | 0 | 1 | 0 | 0 | 1 | 1 | 0 | 0 | 785652067891 | 43.5 | 38.75 | 30.5 | 39.8 | 29.752 | 300 | No | [9 empty] | cETL Damp | SOCORRO 6L CHAND-872 | Six Light Chandelier |  | 3224906-872.png | 3224906.jpg
3224906EN-846 | Six Light Chandelier | The transitional Socorro lighting collection by Sea Gull Lighting features a classic, barbed Quatrefoil profile - wholly updated by combining a distressed Cerused Oak finish on the decorative silhouette with the rich Stardust finish on the metal bobeches and decorative strapping to create undeniable rustic charm. While still offered in its original finish Stardust, the Socorro has been beautifully updated with our popular Washed Pine and Chrome finish to offer a modern take on this timeless industrial beauty. The collection includes a four-light mini-chandelier, medium and large six-light chandeliers, and four-light and six-light hall / foyer pendants. Incandescent candelabra base lamping. | CHANDELIERS | Socorro | Chandeliers | Stardust / Cerused Oak | 846 / 735 | Steel |  |  |  |  | 6 Candelabra Torpedo 3.5w |  | 6 | Yes | [14 empty] | 0 | [12 empty] | 574.98 | N/A | 1724.94 | D:40'' H:31 1/4'' O:153 1/2'' | 28.5 | 40 |  |  | 31.25 | Center Lock-Up |  |  | 153.5 |  |  |  | No |  | No | [20 empty] | D:5'' H:1'' Round |  |  |  |  | 144 | Brown | 120 |  | Hardwired | 0 | 0 | 0 | 1 | 1 | 0 | 0 | 0 | 1 | 0 | 0 | 785652029349 | 43.5 | 39 | 30.75 | 36.6 | 30.189 | 300 | No | [9 empty] | cETL Damp | SOCORRO 6L CHAND-846 | Six Light Chandelier |  | 3224906EN-846.jpg | 3224906.jpg
3224906EN-872 | Six Light Chandelier | The transitional Socorro lighting collection by Sea Gull Lighting features a classic, barbed Quatrefoil profile - wholly updated by combining a distressed Cerused Oak finish on the decorative silhouette with the rich Stardust finish on the metal bobeches and decorative strapping to create undeniable rustic charm. While still offered in its original finish Stardust, the Socorro has been beautifully updated with our popular Washed Pine and Chrome finish to offer a modern take on this timeless industrial beauty. The collection includes a four-light mini-chandelier, medium and large six-light chandeliers, and four-light and six-light hall / foyer pendants. Incandescent candelabra base lamping. | CHANDELIERS | Socorro | Chandeliers | Washed Pine / Chrome | 872 / 05 | Steel |  |  |  |  | 6 Candelabra Torpedo 3.5w |  | 6 | Yes | [14 empty] | 0 | [12 empty] | 574.98 | N/A | 1724.94 | D:40'' H:31 1/4'' O:153 1/2'' | 28.5 | 40 |  |  | 31.25 | Center Lock-Up |  |  | 153.5 |  |  |  | No |  | No | [20 empty] | D:5'' H:1'' Round |  |  |  |  | 144 | Clear Silver | 120 |  | Hardwired | 0 | 0 | 0 | 1 | 1 | 0 | 0 | 0 | 1 | 0 | 0 | 785652068676 | 43.5 | 38.75 | 30.5 | 39.8 | 29.752 | 300 | No | [9 empty] | cETL Damp | SOCORRO 6L LED CHAND-872 | Six Light Chandelier |  | 3224906EN-872.png | 3224906.jpg
3225005-782 | Five Light Chandelier | The strands of translucent natural Capiz shells featured on the transitional Corsicana lighting collection by Sea Gull Lighting lend an organic feel to this elegant collection and diffuse the light with a fantastic effect. The rich, tiered designs are created using multiple lengths of strands suspended from a steel frame. The assortment includes three- and five-light chandeliers and a one-light mini-pendant, all offered in an Heirloom Bronze finish. Incandescent and ENERGY STAR-qualified LED lamping are available; all fixtures are California Title 24 compliant. | CHANDELIERS | Corsicana | Chandeliers | Heirloom Bronze | 782 | Steel | White Capiz Shell Capiz Shell |  |  |  | 5 Medium A19 100w |  | 5 | No | [14 empty] | 0 | [12 empty] | 249.98 | 499.96 | 749.94 | L:40'' W:12'' H:13 5/8'' O:57 31/32'' | 18.5 |  | 40 | 12 | 13.625 | Cap Nuts |  |  | 57.9688 |  |  |  | No |  | No | [20 empty] | DP:4 3/4'' W:18'' H:7/8'' Rectangular |  |  |  |  | 120 | Brown |  |  | Hardwired | 0 | 0 | 0 | 0 | 1 | 0 | 0 | 1 | 0 | 0 | 0 | 785652108464 | 43 | 15 | 7.75 | 24.6 | 2.893 | 100 | Yes | [9 empty] | cETL Damp | CORSICANA 5L ISLAND-782 | Five Light Chandelier |  | 3225005-782.jpg | 3225005.jpg
3225005EN3-782 | Five Light Chandelier | The strands of translucent natural Capiz shells featured on the transitional Corsicana lighting collection by Sea Gull Lighting lend an organic feel to this elegant collection and diffuse the light with a fantastic effect. The rich, tiered designs are created using multiple lengths of strands suspended from a steel frame. The assortment includes three- and five-light chandeliers and a one-light mini-pendant, all offered in an Heirloom Bronze finish. Incandescent and ENERGY STAR-qualified LED lamping are available; all fixtures are California Title 24 compliant. | CHANDELIERS | Corsicana | Chandeliers | Heirloom Bronze | 782 | Steel | White Capiz Shell Capiz Shell |  |  |  | 5 Medium A19 9.3w |  | 5 | Yes | [14 empty] | 0 | [12 empty] | 274.98 | 549.96 | 824.94 | L:40'' W:12'' H:13 5/8'' O:57 31/32'' | 18.5 |  | 40 | 12 | 13.625 | Cap Nuts |  |  | 57.9688 |  |  |  | No |  | No | [20 empty] | DP:4 3/4'' W:18'' H:7/8'' Rectangular |  |  |  |  | 120 | Brown |  |  | Hardwired | 0 | 0 | 0 | 1 | 1 | 0 | 0 | 0 | 0 | 0 | 0 | 785652045011 | 43 | 15 | 7.75 | 24.6 | 2.893 | 100 | Yes | [9 empty] | cETL Damp | CORSICANA 5L CHAND-782 | Five Light Chandelier |  | 3225005EN3-782.jpg | 3225005.jpg
325478 | One Light Outdoor Flood Light |  | OUTDOOR |  | Outdoor Lighting | Bronze | 10 |  |  |  |  | Clear Textured Glass | 1 Medium 70w |  | 1 | Yes | [14 empty] | 0 | [12 empty] | 113.95 | 227.9 | 341.85 | W:9 1/4'' H:8 3/4'' E:8'' | 9.5 |  |  | 9.25 | 8.75 | [5 empty] | 8 |  | No |  | No | [21 empty] | OB UP:5 1/4'' | [8 empty] | 0 | 0 | 0 | 0 | 0 | 0 | 0 | 0 | 0 | 0 | 0 | 785652081415 | 11.75 | 11 | 11 | 11.4 | 0.823 | 85 | Yes | 2 | 10785652081412 | 22 | 12.5 | 11.75 | 24.5 | 1.87 | Yes | C-UL-US Wet |  | MH Outdoor One Light Wall Fixture in Bronze Finish | One Light Outdoor Flood Light | LPC: 84100100701 MH 70W Die Cast Alum | 325478.jpg | 325478.jpg
3280405-846 | Five Light Chandelier | A distinct bowl-shaped silhouette defines the flagship chandeliers of the traditional Corbeille collection by Sea Gull Lighting. With a hint of contemporary inspiration, the soft hue of the Crème Parchment glass complements the fixtures’ refined curves in the Stardust finish. The assortment includes nine-light and five-light chandeliers, pendants in two sizes and both flush and semi-flush ceiling fixtures. Both incandescent lamping and ENERGY STAR-qualified LED lamping are available; all fixtures are California Title 24 compliant. | CHANDELIERS | Corbeille | Chandeliers | Stardust / Cerused Oak | 846 / 735 | Steel |  |  |  |  | 5 Candelabra B10 Torpedo 60w |  | 5 | No | [14 empty] | 0 | [12 empty] | 194.98 | 389.96 | 584.94 | D:21 1/2'' H:29'' O:67 1/4'' | 10 | 21.5 |  |  | 29 | Screw Collar - Chain |  |  | 67.25 |  |  |  | No |  | No | [20 empty] | D:5 5/16'' H:1 1/8'' Round |  |  |  |  | 120 | Brown | 36 |  | Hardwired | 0 | 0 | 0 | 0 | 1 | 0 | 0 | 1 | 1 | 0 | 0 | 785652245626 | 27 | 14.5 | 24 | 13.3 | 5.438 | 250 | Yes | [8 empty] | ETL Dry |  | CORBEILLE 5L CHAND-846 | Five Light Chandelier |  | 3280405-846.jpg | 3280405.jpg
3280405EN-846 | Five Light Chandelier | A distinct bowl-shaped silhouette defines the flagship chandeliers of the traditional Corbeille collection by Sea Gull Lighting. With a hint of contemporary inspiration, the soft hue of the Crème Parchment glass complements the fixtures’ refined curves in the Stardust finish. The assortment includes nine-light and five-light chandeliers, pendants in two sizes and both flush and semi-flush ceiling fixtures. Both incandescent lamping and ENERGY STAR-qualified LED lamping are available; all fixtures are California Title 24 compliant. | CHANDELIERS | Corbeille | Chandeliers | Stardust / Cerused Oak | 846 / 735 | Steel |  |  |  |  | 5 Candelabra Torpedo 3.5w |  | 5 | Yes | [14 empty] | 0 | [12 empty] | 213.48 | 426.96 | 640.44 | D:21 1/2'' H:29'' O:67 1/4'' | 10 | 21.5 |  |  | 29 | Screw Collar - Chain |  |  | 67.25 |  |  |  | No |  | No | [20 empty] | D:5 5/16'' H:1 1/8'' Round |  |  |  |  | 120 | Brown | 36 |  | Hardwired | 0 | 0 | 0 | 1 | 1 | 0 | 0 | 0 | 1 | 0 | 0 | 785652029370 | 27 | 14.5 | 24 | 13.6 | 5.438 | 250 | Yes | [8 empty] | ETL Dry |  | CORBEILLE 5L CHAND-846 | Five Light Chandelier |  | 3280405EN-846.jpg | 3280405.jpg
3280409-846 | Nine Light Chandelier | A distinct bowl-shaped silhouette defines the flagship chandeliers of the traditional Corbeille collection by Sea Gull Lighting. With a hint of contemporary inspiration, the soft hue of the Crème Parchment glass complements the fixtures’ refined curves in the Stardust finish. The assortment includes nine-light and five-light chandeliers, pendants in two sizes and both flush and semi-flush ceiling fixtures. Both incandescent lamping and ENERGY STAR-qualified LED lamping are available; all fixtures are California Title 24 compliant. | CHANDELIERS | Corbeille | Chandeliers | Stardust / Cerused Oak | 846 / 735 | Steel |  |  |  |  | 9 Candelabra B10 Torpedo 60w |  | 9 | No | [14 empty] | 0 | [12 empty] | 367.98 | 735.96 | 1103.94 | D:27'' H:35'' O:73 1/4'' | 16.5 | 27 |  |  | 35 | Screw Collar - Chain |  |  | 73.25 |  |  |  | No |  | No | [20 empty] | D:5 5/16'' H:1 1/8'' Round |  |  |  |  | 120 | Brown | 36 |  | Hardwired | 0 | 0 | 0 | 0 | 1 | 0 | 0 | 1 | 1 | 0 | 0 | 785652245633 | 30 | 14.75 | 33 | 22 | 8.451 | 250 | Yes | [8 empty] | ETL Dry |  | CORBEILLE 9L CHAND-846 | Nine Light Chandelier |  | 3280409-846.jpg | 3280409.jpg
3280409EN-846 | Nine Light Chandelier | A distinct bowl-shaped silhouette defines the flagship chandeliers of the traditional Corbeille collection by Sea Gull Lighting. With a hint of contemporary inspiration, the soft hue of the Crème Parchment glass complements the fixtures’ refined curves in the Stardust finish. The assortment includes nine-light and five-light chandeliers, pendants in two sizes and both flush and semi-flush ceiling fixtures. Both incandescent lamping and ENERGY STAR-qualified LED lamping are available; all fixtures are California Title 24 compliant. | CHANDELIERS | Corbeille | Chandeliers | Stardust / Cerused Oak | 846 / 735 | Steel |  |  |  |  | 9 Candelabra Torpedo 3.5w |  | 9 | Yes | [14 empty] | 0 | [12 empty] | 399.98 | 799.96 | 1199.94 | D:27'' H:35'' O:73 1/4'' | 16.5 | 27 |  |  | 35 | Screw Collar - Chain |  |  | 73.25 |  |  |  | No |  | No | [20 empty] | D:5 5/16'' H:1 1/8'' Round |  |  |  |  | 120 | Brown | 36 |  | Hardwired | 0 | 0 | 0 | 1 | 1 | 0 | 0 | 0 | 1 | 0 | 0 | 785652029387 | 33 | 14.75 | 30 | 22 | 8.451 | 250 | Yes | [8 empty] | ETL Dry |  | CORBEILLE 9L CHAND-846 | Nine Light Chandelier |  | 3280409EN-846.jpg | 3280409.jpg
32810-782 | Nine Light Chandelier | The Holman collection by Sea Gull Lighting brings versatility and style to those just starting out. With softly flared glass and curved arms, there is just enough detail to give the overall look a lift while keeping it simple enough for those on a budget. Several chandeliers and sconces can be installed with lighting shining up or down, allowing the fixture to be customized for the specific space and function. Offered in a Brushed Nickel finish or Heirloom Bronze finish, both with Satin Etched glass. The assortment includes nine-light, five-light and three-light chandeliers, pendants in five sizes, both flush and semi-flush ceiling fixtures, as well as one-light, two-light three-light and four-light wall/bath fixtures. Both incandescent lamping and ENERGY STAR-qualified LED lamping are available. All fixtures are California Title 24 compliant. | CHANDELIERS | Holman | Chandeliers | Heirloom Bronze | 782 | Steel |  |  |  |  | 9 Candelabra B10 Torpedo 60w |  | 9 | No | [14 empty] | 0 | [12 empty] | 224.98 | 449.96 | 674.94 | D:27 3/4'' H:25 5/8'' O:63 5/8'' | 6.2 | 27.75 |  |  | 25.625 | Center Lock-Up |  |  | 63.625 |  |  |  | No |  | No | [20 empty] | D:5'' H:1'' Round |  |  |  |  | 72 | Brown | 36 |  | Hardwired | 0 | 0 | 0 | 0 | 1 | 0 | 0 | 1 | 1 | 0 | 0 | 785652058714 | 31 | 27.75 | 17.25 | 14.7 | 8.588 | 300 | Yes | [8 empty] | C-UL-US Dry |  | HOLMAN 9L CHAND-782 | Nine Light Chandelier |  | 32810-782.png | 32810.jpg
32810-962 | Nine Light Chandelier | The Holman collection by Sea Gull Lighting brings versatility and style to those just starting out. With softly flared glass and curved arms, there is just enough detail to give the overall look a lift while keeping it simple enough for those on a budget. Several chandeliers and sconces can be installed with lighting shining up or down, allowing the fixture to be customized for the specific space and function. Offered in a Brushed Nickel finish or Heirloom Bronze finish, both with Satin Etched glass. The assortment includes nine-light, five-light and three-light chandeliers, pendants in five sizes, both flush and semi-flush ceiling fixtures, as well as one-light, two-light three-light and four-light wall/bath fixtures. Both incandescent lamping and ENERGY STAR-qualified LED lamping are available. All fixtures are California Title 24 compliant. | CHANDELIERS | Holman | Chandeliers | Brushed Nickel | 962 | Steel |  |  |  |  | 9 Candelabra B10 Torpedo 60w |  | 9 | No | [14 empty] | 0 | [12 empty] | 224.98 | 449.96 | 674.94 | D:27 3/4'' H:25 5/8'' O:63 5/8'' | 6.2 | 27.75 |  |  | 25.625 | Center Lock-Up |  |  | 63.625 |  |  |  | No |  | No | [20 empty] | D:5'' H:1'' Round |  |  |  |  | 72 | Clear Silver | 36 |  | Hardwired | 0 | 0 | 0 | 0 | 1 | 0 | 0 | 1 | 1 | 0 | 0 | 785652251313 | 31 | 27.75 | 17.25 | 14.7 | 8.588 | 300 | Yes | [8 empty] | C-UL-US Dry |  | HOLMAN 9L CHAND-962 | Nine Light Chandelier |  | 32810-962.jpg | 32810.jpg
32810EN-782 | Nine Light Chandelier | The Holman collection by Sea Gull Lighting brings versatility and style to those just starting out. With softly flared glass and curved arms, there is just enough detail to give the overall look a lift while keeping it simple enough for those on a budget. Several chandeliers and sconces can be installed with lighting shining up or down, allowing the fixture to be customized for the specific space and function. Offered in a Brushed Nickel finish or Heirloom Bronze finish, both with Satin Etched glass. The assortment includes nine-light, five-light and three-light chandeliers, pendants in five sizes, both flush and semi-flush ceiling fixtures, as well as one-light, two-light three-light and four-light wall/bath fixtures. Both incandescent lamping and ENERGY STAR-qualified LED lamping are available. All fixtures are California Title 24 compliant. | CHANDELIERS | Holman | Chandeliers | Heirloom Bronze | 782 | Steel |  |  |  |  | 9 Candelabra Torpedo 3.5w |  | 9 | Yes | [14 empty] | 0 | [12 empty] | 269.98 | 539.96 | 809.94 | D:27 3/4'' H:25 5/8'' O:63 5/8'' | 6.2 | 27.75 |  |  | 25.625 | Center Lock-Up |  |  | 63.625 |  |  |  | No |  | No | [20 empty] | D:5'' H:1'' Round |  |  |  |  | 72 | Brown | 36 |  | Hardwired | 0 | 0 | 0 | 1 | 1 | 0 | 0 | 0 | 1 | 0 | 0 | 785652059209 | 31 | 27.75 | 17.25 | 14.7 | 8.588 | 300 | Yes | [8 empty] | C-UL-US Dry |  | HOLMAN 9L CHAND-782 | Nine Light Chandelier |  | 32810EN-782.jpg | 32810EN.jpg
32810EN-962 | Nine Light Chandelier | The Holman collection by Sea Gull Lighting brings versatility and style to those just starting out. With softly flared glass and curved arms, there is just enough detail to give the overall look a lift while keeping it simple enough for those on a budget. Several chandeliers and sconces can be installed with lighting shining up or down, allowing the fixture to be customized for the specific space and function. Offered in a Brushed Nickel finish or Heirloom Bronze finish, both with Satin Etched glass. The assortment includes nine-light, five-light and three-light chandeliers, pendants in five sizes, both flush and semi-flush ceiling fixtures, as well as one-light, two-light three-light and four-light wall/bath fixtures. Both incandescent lamping and ENERGY STAR-qualified LED lamping are available. All fixtures are California Title 24 compliant. | CHANDELIERS | Holman | Chandeliers | Brushed Nickel | 962 | Steel |  |  |  |  | 9 Candelabra Torpedo 3.5w |  | 9 | Yes | [14 empty] | 0 | [12 empty] | 269.98 | 539.96 | 809.94 | D:27 3/4'' H:25 5/8'' O:63 5/8'' | 6.2 | 27.75 |  |  | 25.625 | Center Lock-Up |  |  | 63.625 |  |  |  | No |  | No | [20 empty] | D:5'' H:1'' Round |  |  |  |  | 72 | Clear Silver | 36 |  | Hardwired | 0 | 0 | 0 | 1 | 1 | 0 | 0 | 0 | 1 | 0 | 0 | 785652029530 | 30.75 | 27.5 | 17.25 | 14.5 | 8.442 | 300 | Yes | [8 empty] | C-UL-US Dry |  | HOLMAN 9L CHAND-962 | Nine Light Chandelier |  | 32810EN-962.jpg | 32810.jpg
3320205-710 | Five Light Shade Chandelier | The Seville collection represents commitment to high style at a sharp price. The modernist design is epitomized by the teardrop curves in the arms tipped by etched glass diffusors throughout the chandeliers and bath fixtures. The collection offers a "whole home" lighting solution in every imaginable category. The assortment includes nine-light, five-light, and three-light chandeliers (either with up-light or down-light), pendants in four sizes as well as one-light, two-light, three-light , four-light and five-light wall/bath fixtures. Install a stylish and elegant addition to any room in the house. Seville is offered in Brushed Nickel and Burnt Sienna finishes. | CHANDELIERS | Seville | Chandeliers | Burnt Sienna | 710 | Steel | White Linen Fabric | D:21.5" H:8.75" | D:20.5" |  | 5 Candelabra Torpedo 60w |  | 5 | No | [14 empty] | 0 | [12 empty] | 118.48 | 236.96 | 355.44 | D:21 1/2'' H:22 1/8'' O:65 3/4'' | 6.6 | 21.5 |  |  | 22.125 | Center Lock-Up |  |  | 65.75 |  |  |  | No |  | No | [20 empty] | D:5'' H:7/8'' Round |  |  |  |  | 72 | Brown | 42 |  | Hardwired | 0 | 0 | 0 | 0 | 1 | 0 | 0 | 1 | 1 | 0 | 0 | 785652067853 | 24 | 23.75 | 12.25 | 10.2 | 4.041 | 250 | Yes | [9 empty] | cETL Damp | SEVILLE 5L SHADE CHAND-710 | Five Light Shade Chandelier |  | 3320205-710.png | 3320205-710.jpg
3320205-962 | Five Light Shade Chandelier | The Seville collection represents commitment to high style at a sharp price. The modernist design is epitomized by the teardrop curves in the arms tipped by etched glass diffusors throughout the chandeliers and bath fixtures. The collection offers a "whole home" lighting solution in every imaginable category. The assortment includes nine-light, five-light, and three-light chandeliers (either with up-light or down-light), pendants in four sizes as well as one-light, two-light, three-light , four-light and five-light wall/bath fixtures. Install a stylish and elegant addition to any room in the house. Seville is offered in Brushed Nickel and Burnt Sienna finishes. | CHANDELIERS | Seville | Chandeliers | Brushed Nickel | 962 | Steel | White Linen Fabric | D:21.5" H:8.75" | D:20.5" |  | 5 Candelabra Torpedo 60w |  | 5 | No | [14 empty] | 0 | [12 empty] | 118.48 | 236.96 | 355.44 | D:21 1/2'' H:22 1/8'' O:65 3/4'' | 6.6 | 21.5 |  |  | 22.125 | Center Lock-Up |  |  | 65.75 |  |  |  | No |  | No | [20 empty] | D:5'' H:7/8'' Round |  |  |  |  | 72 | Clear Silver | 42 |  | Hardwired | 0 | 0 | 0 | 0 | 1 | 0 | 0 | 1 | 1 | 0 | 0 | 785652067860 | 24 | 23.75 | 12 | 10 | 3.958 | 250 | Yes | [9 empty] | cETL Damp | SEVILLE 5L SHADE CHAND-962 | Five Light Shade Chandelier |  | 3320205-962.png | 3320205-962.jpg
3320205EN-710 | Five Light Shade Chandelier | The Seville collection represents commitment to high style at a sharp price. The modernist design is epitomized by the teardrop curves in the arms tipped by etched glass diffusors throughout the chandeliers and bath fixtures. The collection offers a "whole home" lighting solution in every imaginable category. The assortment includes nine-light, five-light, and three-light chandeliers (either with up-light or down-light), pendants in four sizes as well as one-light, two-light, three-light , four-light and five-light wall/bath fixtures. Install a stylish and elegant addition to any room in the house. Seville is offered in Brushed Nickel and Burnt Sienna finishes. | CHANDELIERS | Seville | Chandeliers | Burnt Sienna | 710 | Steel | White Linen Fabric | D:21.5" H:8.75" | D:20.5" |  | 5 Candelabra Torpedo 3.5w |  | 5 | Yes | [14 empty] | 0 | [12 empty] | 149.98 | 299.96 | 449.94 | D:21 1/2'' H:22 1/8'' O:65 3/4'' | 6.6 | 21.5 |  |  | 22.125 | Center Lock-Up |  |  | 65.75 |  |  |  | No |  | No | [20 empty] | D:5'' H:7/8'' Round |  |  |  |  | 72 | Brown | 42 |  | Hardwired | 0 | 0 | 0 | 1 | 1 | 0 | 0 | 0 | 1 | 0 | 0 | 785652068638 | 24 | 23.75 | 12.25 | 10.2 | 4.041 | 250 | Yes | [9 empty] | cETL Damp | SEVILLE 5L LED SHADE CHAND-710 | Five Light Shade Chandelier |  | 3320205EN-710.png | 3320205-710.jpg
3320205EN-962 | Five Light Shade Chandelier | The Seville collection represents commitment to high style at a sharp price. The modernist design is epitomized by the teardrop curves in the arms tipped by etched glass diffusors throughout the chandeliers and bath fixtures. The collection offers a "whole home" lighting solution in every imaginable category. The assortment includes nine-light, five-light, and three-light chandeliers (either with up-light or down-light), pendants in four sizes as well as one-light, two-light, three-light , four-light and five-light wall/bath fixtures. Install a stylish and elegant addition to any room in the house. Seville is offered in Brushed Nickel and Burnt Sienna finishes. | CHANDELIERS | Seville | Chandeliers | Brushed Nickel | 962 | Steel | White Linen Fabric | D:21.5" H:8.75" | D:20.5" |  | 5 Candelabra Torpedo 3.5w |  | 5 | Yes | [14 empty] | 0 | [12 empty] | 149.98 | 299.96 | 449.94 | D:21 1/2'' H:22 1/8'' O:65 3/4'' | 6.6 | 21.5 |  |  | 22.125 | Center Lock-Up |  |  | 65.75 |  |  |  | No |  | No | [20 empty] | D:5'' H:7/8'' Round |  |  |  |  | 72 | Clear Silver | 42 |  | Hardwired | 0 | 0 | 0 | 1 | 1 | 0 | 0 | 0 | 1 | 0 | 0 | 785652068645 | 24 | 23.75 | 12 | 10 | 3.958 | 250 | Yes | [9 empty] | cETL Damp | SEVILLE 5L LED SHADE CHAND-962 | Five Light Shade Chandelier |  | 3320205EN-962.jpg | 3320205-962.jpg
3410-962 | Five Light Chandelier | The Traditional lighting collection by Sea Gull Lighting is a timeless design standard. Bold styling harkens back to old world charm with candelabra base bulbs for a candle light visual. Offered in Brushed Nickel, Heirloom Bronze and Polished Bronze finishes. The assortment includes fifteen-light, ten-light, six-light, and five-light chandeliers. Both incandescent lamping and ENERGY STAR-qualified LED lamping are available. Most of these fixtures easily convert to LED by purchasing LED replacement lamps sold separately. | CHANDELIERS | Traditional | Chandeliers | Brushed Nickel | 962 | Steel |  |  |  |  | 5 Candelabra Torpedo 60w |  | 5 | No | [14 empty] | 0 | [12 empty] | 144.45 | 288.9 | 433.35 | D:23 1/2'' H:18 1/4'' O:56 3/4'' |  | 23.5 |  |  | 18.25 | Center Lock-Up |  |  | 56.75 |  |  |  | No |  | No | [20 empty] | D:5'' H:1 1/16'' Round |  |  |  |  | 144 | Clear | 36 | N/A | Hardwired | 0 | 0 | 0 | 0 | 1 | 0 | 0 | 1 | 1 | 0 | 0 | 785652341052 | 25 | 24 | 6.5 | 9.55 | 2.257 | 175 | Yes | [8 empty] | ETL Dry | cETL Dry | TRADITIONAL 5L CHAND-962 | Five Light Chandelier |  | 3410-962.jpg | 3410.jpg
3410EN-962 | Five Light Chandelier | The Traditional lighting collection by Sea Gull Lighting is a timeless design standard. Bold styling harkens back to old world charm with candelabra base bulbs for a candle light visual. Offered in Brushed Nickel, Heirloom Bronze and Polished Bronze finishes. The assortment includes fifteen-light, ten-light, six-light, and five-light chandeliers. Both incandescent lamping and ENERGY STAR-qualified LED lamping are available. Most of these fixtures easily convert to LED by purchasing LED replacement lamps sold separately. | CHANDELIERS | Traditional | Chandeliers | Brushed Nickel | 962 | Steel |  |  |  |  | 5 Candelabra Torpedo 3.5w |  | 5 | Yes | [14 empty] | 0 | [12 empty] | 174.98 | 349.96 | 524.94 | D:23 1/2'' H:18 1/4'' O:56 3/4'' |  | 23.5 |  |  | 18.25 | Center Lock-Up |  |  | 56.75 |  |  |  | No |  | No | [20 empty] | D:5'' H:1 1/16'' Round |  |  |  |  | 144 | Clear | 36 | N/A | Hardwired | 0 | 0 | 0 | 1 | 1 | 0 | 0 | 0 | 1 | 0 | 0 | 785652029653 | 25 | 24 | 6.5 | 9.55 | 2.257 | 175 | Yes | [8 empty] | ETL Dry | cETL Dry | TRADITIONAL 5L CHAND-962 | Five Light Chandelier |  | 3410EN-962.jpg | 3410.jpg
3413-962 | Ten Light Chandelier | The Traditional lighting collection by Sea Gull Lighting is a timeless design standard. Bold styling harkens back to old world charm with candelabra base bulbs for a candle light visual. Offered in Brushed Nickel, Heirloom Bronze and Polished Bronze finishes. The assortment includes fifteen-light, ten-light, six-light, and five-light chandeliers. Both incandescent lamping and ENERGY STAR-qualified LED lamping are available. Most of these fixtures easily convert to LED by purchasing LED replacement lamps sold separately. | CHANDELIERS | Traditional | Chandeliers | Brushed Nickel | 962 | Steel |  |  |  |  | 10 Candelabra Torpedo 60w |  | 10 | No | [14 empty] | 0 | [12 empty] | 199.95 | 399.9 | 599.85 | D:23 1/2'' H:21 3/4'' O:60 1/2'' |  | 23.5 |  |  | 21.75 | Center Lock-Up |  |  | 60.5 |  |  |  | No |  | No | [20 empty] | D:5'' H:1 1/16'' Round |  |  |  |  | 144 | Clear | 36 | N/A | Hardwired | 0 | 0 | 0 | 0 | 1 | 0 | 0 | 1 | 1 | 0 | 0 | 785652341397 | 25 | 24 | 8.625 | 11.7 | 2.995 | 250 | Yes | [8 empty] | ETL Dry | cETL Dry | TRADITIONAL 10L CHAND-962 | Ten Light Chandelier |  | 3413-962.jpg | 3413.jpg
3413EN-962 | Ten Light Chandelier | The Traditional lighting collection by Sea Gull Lighting is a timeless design standard. Bold styling harkens back to old world charm with candelabra base bulbs for a candle light visual. Offered in Brushed Nickel, Heirloom Bronze and Polished Bronze finishes. The assortment includes fifteen-light, ten-light, six-light, and five-light chandeliers. Both incandescent lamping and ENERGY STAR-qualified LED lamping are available. Most of these fixtures easily convert to LED by purchasing LED replacement lamps sold separately. | CHANDELIERS | Traditional | Chandeliers | Brushed Nickel | 962 | Steel |  |  |  |  | 10 Candelabra Torpedo 3.5w |  | 10 | Yes | [14 empty] | 0 | [12 empty] | 247.95 | 495.9 | 743.85 | D:23 1/2'' H:21 3/4'' O:60 1/2'' |  | 23.5 |  |  | 21.75 | Center Lock-Up |  |  | 60.5 |  |  |  | No |  | No | [20 empty] | D:5'' H:1 1/16'' Round |  |  |  |  | 144 | Clear | 36 | N/A | Hardwired | 0 | 0 | 0 | 1 | 1 | 0 | 0 | 0 | 1 | 0 | 0 | 785652029714 | 25 | 24 | 8.625 | 11.7 | 2.995 | 250 | Yes | [8 empty] | ETL Dry | cETL Dry | TRADITIONAL 10L CHAND-962 | Ten Light Chandelier |  | 3413EN-962.jpg | 3413.jpg
35939-782 | Three Light Chandelier | The Windgate lighting collection by Sea Gull Lighting is a sensibly, modernized and transitional selection of fixtures featuring clean lines and sophisticated Alabaster style glass. The collection works well with a variety of interiors, as it blends well into its surrounding decor. Offered in Brushed Nickel or Heirloom Bronze finishes, as well as a Chrome finish for the wall/bath fixtures only. The assortment includes five-light, and three-light chandeliers (either with up-light or down-light), pendants in four sizes, both flush and semi-flush ceiling fixtures, as well as one-light, two-light, three-light and four-light wall/bath fixtures. Both incandescent lamping and ENERGY STAR-qualified LED lamping are available. Most of these fixtures easily convert to LED by purchasing LED replacement lamps sold separately. | CHANDELIERS | Windgate | Chandeliers | Heirloom Bronze | 782 | Steel | Alabaster Glass | D:5.4375" H:4.375" |  |  | 3 Medium A19 100w |  | 3 | No | [14 empty] | 0 | [12 empty] | 60.98 | 121.96 | 182.94 | D:20 1/4'' H:16 3/4'' O:54 1/2'' | 5.9 | 20.25 |  |  | 16.75 | Center Lock-Up |  |  | 54.5 |  |  |  | No |  | No | [20 empty] | D:5'' H:7/8'' Round |  |  |  |  | 72 | Brown | 36 |  | Hardwired | 0 | 0 | 0 | 0 | 1 | 0 | 0 | 1 | 1 | 0 | 0 | 785652028540 | 12.5 | 10 | 17.5 | 7.4 | 1.266 | 175 | Yes | [8 empty] | ETL Dry | cETL Dry | WINDGATE 3L CHAND-782 | Three Light Chandelier |  | 35939-782.jpg | 35939.jpg
35939-962 | Three Light Chandelier | The Windgate lighting collection by Sea Gull Lighting is a sensibly, modernized and transitional selection of fixtures featuring clean lines and sophisticated Alabaster style glass. The collection works well with a variety of interiors, as it blends well into its surrounding decor. Offered in Brushed Nickel or Heirloom Bronze finishes, as well as a Chrome finish for the wall/bath fixtures only. The assortment includes five-light, and three-light chandeliers (either with up-light or down-light), pendants in four sizes, both flush and semi-flush ceiling fixtures, as well as one-light, two-light, three-light and four-light wall/bath fixtures. Both incandescent lamping and ENERGY STAR-qualified LED lamping are available. Most of these fixtures easily convert to LED by purchasing LED replacement lamps sold separately. | CHANDELIERS | Windgate | Chandeliers | Brushed Nickel | 962 | Steel | Alabaster Glass | D:5.4375" H:4.375" |  |  | 3 Medium A19 100w |  | 3 | No | [14 empty] | 0 | [12 empty] | 60.98 | 121.96 | 182.94 | D:20 1/4'' H:16 3/4'' O:54 1/2'' | 5.9 | 20.25 |  |  | 16.75 | Center Lock-Up |  |  | 54.5 |  |  |  | No |  | No | [20 empty] | D:5'' H:7/8'' Round |  |  |  |  | 72 |  | 36 |  | Hardwired | 0 | 0 | 0 | 0 | 1 | 0 | 0 | 1 | 1 | 0 | 0 | 785652028564 | 12.5 | 10 | 17.5 | 7.4 | 1.266 | 175 | Yes | [8 empty] | ETL Dry | cETL Dry | WINDGATE 3L CHAND-962 | Three Light Chandelier |  | 35939-962.jpg | 35939.jpg
35939EN3-782 | Three Light Chandelier | The Windgate lighting collection by Sea Gull Lighting is a sensibly, modernized and transitional selection of fixtures featuring clean lines and sophisticated Alabaster style glass. The collection works well with a variety of interiors, as it blends well into its surrounding decor. Offered in Brushed Nickel or Heirloom Bronze finishes, as well as a Chrome finish for the wall/bath fixtures only. The assortment includes five-light, and three-light chandeliers (either with up-light or down-light), pendants in four sizes, both flush and semi-flush ceiling fixtures, as well as one-light, two-light, three-light and four-light wall/bath fixtures. Both incandescent lamping and ENERGY STAR-qualified LED lamping are available. Most of these fixtures easily convert to LED by purchasing LED replacement lamps sold separately. | CHANDELIERS | Windgate | Chandeliers | Heirloom Bronze | 782 | Steel | Alabaster Glass | D:5.4375" H:4.375" |  |  | 3 Medium A19 9.3w |  | 3 | Yes | [14 empty] | 0 | [12 empty] | 78.48 | 156.96 | 235.44 | D:20 1/4'' H:16 3/4'' O:54 3/4'' | 5.9 | 20.25 |  |  | 16.75 | Center Lock-Up |  |  | 54.75 |  |  |  | No |  | No | [20 empty] | D:5'' H:7/8'' Round |  |  |  |  | 72 | Brown | 36 |  | Hardwired | 0 | 0 | 0 | 1 | 1 | 0 | 0 | 0 | 1 | 0 | 0 | 785652047626 | 12.5 | 10 | 17.5 | 7.4 | 1.266 | 175 | Yes | [8 empty] | ETL Dry | cETL Dry | WINDGATE 3L CHAND-782 | Three Light Chandelier |  | 35939EN3-782.jpg | 35939.jpg
35939EN3-962 | Three Light Chandelier | The Windgate lighting collection by Sea Gull Lighting is a sensibly, modernized and transitional selection of fixtures featuring clean lines and sophisticated Alabaster style glass. The collection works well with a variety of interiors, as it blends well into its surrounding decor. Offered in Brushed Nickel or Heirloom Bronze finishes, as well as a Chrome finish for the wall/bath fixtures only. The assortment includes five-light, and three-light chandeliers (either with up-light or down-light), pendants in four sizes, both flush and semi-flush ceiling fixtures, as well as one-light, two-light, three-light and four-light wall/bath fixtures. Both incandescent lamping and ENERGY STAR-qualified LED lamping are available. Most of these fixtures easily convert to LED by purchasing LED replacement lamps sold separately. | CHANDELIERS | Windgate | Chandeliers | Brushed Nickel | 962 | Steel | Alabaster Glass | D:5.4375" H:4.375" |  |  | 3 Medium A19 9.3w |  | 3 | Yes | [14 empty] | 0 | [12 empty] | 78.48 | 156.96 | 235.44 | D:20 1/4'' H:16 3/4'' O:54 1/2'' | 5.9 | 20.25 |  |  | 16.75 | Center Lock-Up |  |  | 54.5 |  |  |  | No |  | No | [20 empty] | D:5'' H:7/8'' Round |  |  |  |  | 72 | Clear Silver | 36 |  | Hardwired | 0 | 0 | 0 | 1 | 1 | 0 | 0 | 0 | 1 | 0 | 0 | 785652047633 | 12.5 | 10 | 17.5 | 7.4 | 1.266 | 175 | Yes | [8 empty] | ETL Dry | cETL Dry | WINDGATE 3L CHAND-962 | Three Light Chandelier |  | 35939EN3-962.jpg | 35939.jpg
35940-782 | Five Light Chandelier | The Windgate lighting collection by Sea Gull Lighting is a sensibly, modernized and transitional selection of fixtures featuring clean lines and sophisticated Alabaster style glass. The collection works well with a variety of interiors, as it blends well into its surrounding decor. Offered in Brushed Nickel or Heirloom Bronze finishes, as well as a Chrome finish for the wall/bath fixtures only. The assortment includes five-light, and three-light chandeliers (either with up-light or down-light), pendants in four sizes, both flush and semi-flush ceiling fixtures, as well as one-light, two-light, three-light and four-light wall/bath fixtures. Both incandescent lamping and ENERGY STAR-qualified LED lamping are available. Most of these fixtures easily convert to LED by purchasing LED replacement lamps sold separately. | CHANDELIERS | Windgate | Chandeliers | Heirloom Bronze | 782 | Steel | Alabaster Glass | D:5.4375" H:4.375" |  |  | 5 Medium A19 100w |  | 5 | No | [14 empty] | 0 | [12 empty] | 96.48 | 192.96 | 289.44 | D:20 1/2'' H:16 3/4'' O:54 1/2'' | 8.83 | 20.5 |  |  | 16.75 | Center Lock-Up |  |  | 54.5 |  |  |  | No |  | No | [20 empty] | D:5'' H:7/8'' Round |  |  |  |  | 72 | Brown | 36 |  | Hardwired | 0 | 0 | 0 | 0 | 1 | 0 | 0 | 1 | 1 | 0 | 0 | 785652020322 | 20 | 10 | 17.75 | 10.9 | 2.054 | 175 | Yes | [8 empty] | ETL Dry | cETL Dry | WINDGATE 5L CHAND-782 | Five Light Chandelier |  | 35940-782.jpg | 35940.jpg
35940-962 | Five Light Chandelier | The Windgate lighting collection by Sea Gull Lighting is a sensibly, modernized and transitional selection of fixtures featuring clean lines and sophisticated Alabaster style glass. The collection works well with a variety of interiors, as it blends well into its surrounding decor. Offered in Brushed Nickel or Heirloom Bronze finishes, as well as a Chrome finish for the wall/bath fixtures only. The assortment includes five-light, and three-light chandeliers (either with up-light or down-light), pendants in four sizes, both flush and semi-flush ceiling fixtures, as well as one-light, two-light, three-light and four-light wall/bath fixtures. Both incandescent lamping and ENERGY STAR-qualified LED lamping are available. Most of these fixtures easily convert to LED by purchasing LED replacement lamps sold separately. | CHANDELIERS | Windgate | Chandeliers | Brushed Nickel | 962 | Steel | Alabaster Glass | D:5.4375" H:4.375" |  |  | 5 Medium A19 100w |  | 5 | No | [14 empty] | 0 | [12 empty] | 96.48 | 192.96 | 289.44 | D:20 1/2'' H:16 3/4'' O:54 1/2'' | 8.83 | 20.5 |  |  | 16.75 | Center Lock-Up |  |  | 54.5 |  |  |  | No |  | No | [20 empty] | D:5'' H:7/8'' Round |  |  |  |  | 72 | Clear Silver | 36 |  | Hardwired | 0 | 0 | 0 | 0 | 1 | 0 | 0 | 1 | 1 | 0 | 0 | 785652020339 | 20 | 10 | 17.75 | 10.9 | 2.054 | 175 | Yes | [8 empty] | ETL Dry | cETL Dry | WINDGATE 5L CHAND-962 | Five Light Chandelier |  | 35940-962.jpg | 35940.jpg
35940EN3-782 | Five Light Chandelier | The Windgate lighting collection by Sea Gull Lighting is a sensibly, modernized and transitional selection of fixtures featuring clean lines and sophisticated Alabaster style glass. The collection works well with a variety of interiors, as it blends well into its surrounding decor. Offered in Brushed Nickel or Heirloom Bronze finishes, as well as a Chrome finish for the wall/bath fixtures only. The assortment includes five-light, and three-light chandeliers (either with up-light or down-light), pendants in four sizes, both flush and semi-flush ceiling fixtures, as well as one-light, two-light, three-light and four-light wall/bath fixtures. Both incandescent lamping and ENERGY STAR-qualified LED lamping are available. Most of these fixtures easily convert to LED by purchasing LED replacement lamps sold separately. | CHANDELIERS | Windgate | Chandeliers | Heirloom Bronze | 782 | Steel | Alabaster Glass | D:5.4375" H:4.375" |  |  | 5 Medium A19 9.3w |  | 5 | Yes | [14 empty] | 0 | [12 empty] | 124.98 | 249.96 | 374.94 | D:20 1/2'' H:16 3/4'' O:54 1/2'' | 8.83 | 20.5 |  |  | 16.75 | Center Lock-Up |  |  | 54.5 |  |  |  | No |  | No | [20 empty] | D:5'' H:7/8'' Round |  |  |  |  | 72 | Brown | 36 |  | Hardwired | 0 | 0 | 0 | 1 | 1 | 0 | 0 | 0 | 1 | 0 | 0 | 785652047671 | 20 | 10 | 17.75 | 10.9 | 2.054 | 175 | Yes | [8 empty] | ETL Dry | cETL Dry | WINDGATE 5L CHAND-782 | Five Light Chandelier |  | 35940EN3-782.jpg | 35940.jpg
35940EN3-962 | Five Light Chandelier | The Windgate lighting collection by Sea Gull Lighting is a sensibly, modernized and transitional selection of fixtures featuring clean lines and sophisticated Alabaster style glass. The collection works well with a variety of interiors, as it blends well into its surrounding decor. Offered in Brushed Nickel or Heirloom Bronze finishes, as well as a Chrome finish for the wall/bath fixtures only. The assortment includes five-light, and three-light chandeliers (either with up-light or down-light), pendants in four sizes, both flush and semi-flush ceiling fixtures, as well as one-light, two-light, three-light and four-light wall/bath fixtures. Both incandescent lamping and ENERGY STAR-qualified LED lamping are available. Most of these fixtures easily convert to LED by purchasing LED replacement lamps sold separately. | CHANDELIERS | Windgate | Chandeliers | Brushed Nickel | 962 | Steel | Alabaster Glass | D:5.4375" H:4.375" |  |  | 5 Medium A19 9.3w |  | 5 | Yes | [14 empty] | 0 | [12 empty] | 124.98 | 249.96 | 374.94 | D:20 1/2'' H:16 3/4'' O:54 1/2'' | 8.83 | 20.5 |  |  | 16.75 | Center Lock-Up |  |  | 54.5 |  |  |  | No |  | No | [20 empty] | D:5'' H:7/8'' Round |  |  |  |  | 72 | Clear Silver | 36 |  |  | 0 | 0 | 0 | 1 | 1 | 0 | 0 | 0 | 1 | 0 | 0 | 785652047688 | 20 | 10 | 17.75 | 10.9 | 2.054 | 175 | Yes | [8 empty] | ETL Dry | cETL Dry | WINDGATE 5L CHAND-962 | Five Light Chandelier |  | 35940EN3-962.jpg | 35940.jpg
35949-782 | Three Light Chandelier | The Windgate lighting collection by Sea Gull Lighting is a sensibly, modernized and transitional selection of fixtures featuring clean lines and sophisticated Alabaster style glass. The collection works well with a variety of interiors, as it blends well into its surrounding decor. Offered in Brushed Nickel or Heirloom Bronze finishes, as well as a Chrome finish for the wall/bath fixtures only. The assortment includes five-light, and three-light chandeliers (either with up-light or down-light), pendants in four sizes, both flush and semi-flush ceiling fixtures, as well as one-light, two-light, three-light and four-light wall/bath fixtures. Both incandescent lamping and ENERGY STAR-qualified LED lamping are available. Most of these fixtures easily convert to LED by purchasing LED replacement lamps sold separately. | CHANDELIERS | Windgate | Chandeliers | Heirloom Bronze | 782 | Steel | Alabaster Glass | D:5.4375" H:4.375" |  |  | 3 Medium A19 100w |  | 3 | No | [14 empty] | 0 | [12 empty] | 60.98 | 121.96 | 182.94 | D:20'' H:14'' O:51 3/4'' | 5.8 | 20 |  |  | 14 | Center Lock-Up |  |  | 51.75 |  |  |  | No |  | No | [20 empty] | D:5'' H:7/8'' Round |  |  |  |  | 72 | Brown | 36 |  | Hardwired | 0 | 0 | 0 | 0 | 1 | 0 | 0 | 1 | 1 | 0 | 0 | 785652156601 | 11.5 | 10.5 | 17.5 | 7.2 | 1.223 | 175 | Yes | [8 empty] | ETL Dry | cETL Dry | WINDGATE 3L CHAND-782 | Three Light Chandelier | Windgate line extension | 35949-782.jpg | 35949.jpg
35949-962 | Three Light Chandelier | The Windgate lighting collection by Sea Gull Lighting is a sensibly, modernized and transitional selection of fixtures featuring clean lines and sophisticated Alabaster style glass. The collection works well with a variety of interiors, as it blends well into its surrounding decor. Offered in Brushed Nickel or Heirloom Bronze finishes, as well as a Chrome finish for the wall/bath fixtures only. The assortment includes five-light, and three-light chandeliers (either with up-light or down-light), pendants in four sizes, both flush and semi-flush ceiling fixtures, as well as one-light, two-light, three-light and four-light wall/bath fixtures. Both incandescent lamping and ENERGY STAR-qualified LED lamping are available. Most of these fixtures easily convert to LED by purchasing LED replacement lamps sold separately. | CHANDELIERS | Windgate | Chandeliers | Brushed Nickel | 962 | Steel | Alabaster Glass | D:5.4375" H:4.375" |  |  | 3 Medium A19 100w |  | 3 | No | [14 empty] | 0 | [12 empty] | 60.98 | 121.96 | 182.94 | D:20'' H:14'' O:51 3/4'' | 5.8 | 20 |  |  | 14 | Center Lock-Up |  |  | 51.75 |  |  |  | No |  | No | [20 empty] | D:5'' H:7/8'' Round |  |  |  |  | 72 | Clear Silver | 36 |  | Hardwired | 0 | 0 | 0 | 0 | 1 | 0 | 0 | 1 | 1 | 0 | 0 | 785652156632 | 11.5 | 10.5 | 17.5 | 7.2 | 1.223 | 175 | Yes | [8 empty] | ETL Dry | cETL Dry | WINDGATE 3L CHAND-962 | Three Light Chandelier | Windgate line extension | 35949-962.jpg | 35949.jpg
35949EN3-782 | Three Light Chandelier | The Windgate lighting collection by Sea Gull Lighting is a sensibly, modernized and transitional selection of fixtures featuring clean lines and sophisticated Alabaster style glass. The collection works well with a variety of interiors, as it blends well into its surrounding decor. Offered in Brushed Nickel or Heirloom Bronze finishes, as well as a Chrome finish for the wall/bath fixtures only. The assortment includes five-light, and three-light chandeliers (either with up-light or down-light), pendants in four sizes, both flush and semi-flush ceiling fixtures, as well as one-light, two-light, three-light and four-light wall/bath fixtures. Both incandescent lamping and ENERGY STAR-qualified LED lamping are available. Most of these fixtures easily convert to LED by purchasing LED replacement lamps sold separately. | CHANDELIERS | Windgate | Chandeliers | Heirloom Bronze | 782 | Steel | Alabaster Glass | D:5.4375" H:4.375" |  |  | 3 Medium A19 9.3w |  | 3 | Yes | [14 empty] | 0 | [12 empty] | 78.48 | 156.96 | 235.44 | D:20'' H:14'' O:51 3/4'' | 5.8 | 20 |  |  | 14 | Center Lock-Up |  |  | 51.75 |  |  |  | No |  | No | [20 empty] | D:5'' H:7/8'' Round |  |  |  |  | 72 | Brown | 36 |  | Hardwired | 0 | 0 | 0 | 1 | 1 | 0 | 0 | 0 | 1 | 0 | 0 | 785652048609 | 11.5 | 10.5 | 17.5 | 7.2 | 1.223 | 175 | Yes | [8 empty] | ETL Dry | cETL Dry | WINDGATE 3L CHAND-782 | Three Light Chandelier |  | 35949EN3-782.jpg | 35949.jpg
35949EN3-962 | Three Light Chandelier | The Windgate lighting collection by Sea Gull Lighting is a sensibly, modernized and transitional selection of fixtures featuring clean lines and sophisticated Alabaster style glass. The collection works well with a variety of interiors, as it blends well into its surrounding decor. Offered in Brushed Nickel or Heirloom Bronze finishes, as well as a Chrome finish for the wall/bath fixtures only. The assortment includes five-light, and three-light chandeliers (either with up-light or down-light), pendants in four sizes, both flush and semi-flush ceiling fixtures, as well as one-light, two-light, three-light and four-light wall/bath fixtures. Both incandescent lamping and ENERGY STAR-qualified LED lamping are available. Most of these fixtures easily convert to LED by purchasing LED replacement lamps sold separately. | CHANDELIERS | Windgate | Chandeliers | Brushed Nickel | 962 | Steel | Alabaster Glass | D:5.4375" H:4.375" |  |  | 3 Medium A19 9.3w |  | 3 | Yes | [14 empty] | 0 | [12 empty] | 78.48 | 156.96 | 235.44 | D:20'' H:14'' O:51 3/4'' | 5.8 | 20 |  |  | 14 | Center Lock-Up |  |  | 51.75 |  |  |  | No |  | No | [20 empty] | D:5'' H:7/8'' Round |  |  |  |  | 72 | Clear Silver | 36 |  | Hardwired | 0 | 0 | 0 | 1 | 1 | 0 | 0 | 0 | 1 | 0 | 0 | 785652048616 | 11.5 | 10.5 | 17.5 | 7.2 | 1.223 | 175 | Yes | [8 empty] | ETL Dry | cETL Dry | WINDGATE 3L CHAND-962 | Three Light Chandelier |  | 35949EN3-962.jpg | 35949.jpg
35950-782 | Five Light Chandelier | The Windgate lighting collection by Sea Gull Lighting is a sensibly, modernized and transitional selection of fixtures featuring clean lines and sophisticated Alabaster style glass. The collection works well with a variety of interiors, as it blends well into its surrounding decor. Offered in Brushed Nickel or Heirloom Bronze finishes, as well as a Chrome finish for the wall/bath fixtures only. The assortment includes five-light, and three-light chandeliers (either with up-light or down-light), pendants in four sizes, both flush and semi-flush ceiling fixtures, as well as one-light, two-light, three-light and four-light wall/bath fixtures. Both incandescent lamping and ENERGY STAR-qualified LED lamping are available. Most of these fixtures easily convert to LED by purchasing LED replacement lamps sold separately. | CHANDELIERS | Windgate | Chandeliers | Heirloom Bronze | 782 | Steel | Alabaster Glass | D:5.4375" H:4.375" |  |  | 5 Medium A19 100w |  | 5 | No | [14 empty] | 0 | [12 empty] | 96.48 | 192.96 | 289.44 | D:20'' H:14'' O:51 3/4'' | 8.45 | 20 |  |  | 14 | Center Lock-Up |  |  | 51.75 |  |  |  | No |  | No | [20 empty] | D:5'' W:7/8'' Round |  |  |  |  | 72 | Brown | 36 |  | Hardwired | 0 | 0 | 0 | 0 | 1 | 0 | 0 | 1 | 1 | 0 | 0 | 785652156618 | 17 | 11.25 | 17.5 | 10.7 | 1.937 | 175 | Yes | [8 empty] | ETL Dry | cETL Dry | WINDGATE 5L CHAND-782 | Five Light Chandelier | Windgate line extension | 35950-782.jpg | 35950.jpg
35950-962 | Five Light Chandelier | The Windgate lighting collection by Sea Gull Lighting is a sensibly, modernized and transitional selection of fixtures featuring clean lines and sophisticated Alabaster style glass. The collection works well with a variety of interiors, as it blends well into its surrounding decor. Offered in Brushed Nickel or Heirloom Bronze finishes, as well as a Chrome finish for the wall/bath fixtures only. The assortment includes five-light, and three-light chandeliers (either with up-light or down-light), pendants in four sizes, both flush and semi-flush ceiling fixtures, as well as one-light, two-light, three-light and four-light wall/bath fixtures. Both incandescent lamping and ENERGY STAR-qualified LED lamping are available. Most of these fixtures easily convert to LED by purchasing LED replacement lamps sold separately. | CHANDELIERS | Windgate | Chandeliers | Brushed Nickel | 962 | Steel | Alabaster Glass | D:5.4375" H:4.375" |  |  | 5 Medium A19 100w |  | 5 | No | [14 empty] | 0 | [12 empty] | 96.48 | 192.96 | 289.44 | D:20'' H:14'' O:51 3/4'' | 8.45 | 20 |  |  | 14 | Center Lock-Up |  |  | 51.75 |  |  |  | No |  | No | [20 empty] | D:5'' W:7/8'' Round |  |  |  |  | 72 | Clear Silver | 36 |  | Hardwired | 0 | 0 | 0 | 0 | 1 | 0 | 0 | 1 | 1 | 0 | 0 | 785652156625 | 17 | 11.25 | 17.5 | 10.7 | 1.937 | 175 | Yes | [8 empty] | ETL Dry | cETL Dry | WINDGATE 5L CHAND-962 | Five Light Chandelier | Windgate line extension | 35950-962.jpg | 35950.jpg
35950EN3-782 | Five Light Chandelier | The Windgate lighting collection by Sea Gull Lighting is a sensibly, modernized and transitional selection of fixtures featuring clean lines and sophisticated Alabaster style glass. The collection works well with a variety of interiors, as it blends well into its surrounding decor. Offered in Brushed Nickel or Heirloom Bronze finishes, as well as a Chrome finish for the wall/bath fixtures only. The assortment includes five-light, and three-light chandeliers (either with up-light or down-light), pendants in four sizes, both flush and semi-flush ceiling fixtures, as well as one-light, two-light, three-light and four-light wall/bath fixtures. Both incandescent lamping and ENERGY STAR-qualified LED lamping are available. Most of these fixtures easily convert to LED by purchasing LED replacement lamps sold separately. | CHANDELIERS | Windgate | Chandeliers | Heirloom Bronze | 782 | Steel | Alabaster Glass | D:5.4375" H:4.375" |  |  | 5 Medium A19 9.3w |  | 5 | Yes | [14 empty] | 0 | [12 empty] | 124.98 | 249.96 | 374.94 | D:20'' H:14'' O:51 3/4'' | 8.45 | 20 |  |  | 14 | Center Lock-Up |  |  | 51.75 |  |  |  | No |  | No | [20 empty] | D:5'' DP:7/8'' Round |  |  |  |  | 72 | Brown | 36 |  | Hardwired | 0 | 0 | 0 | 1 | 1 | 0 | 0 | 0 | 1 | 0 | 0 | 785652048623 | 17 | 11.25 | 17.5 | 10.7 | 1.937 | 175 | Yes | [8 empty] | ETL Dry | cETL Dry | WINDGATE 5L CHAND-782 | Five Light Chandelier |  | 35950EN3-782.jpg | 35950.jpg
35950EN3-962 | Five Light Chandelier | The Windgate lighting collection by Sea Gull Lighting is a sensibly, modernized and transitional selection of fixtures featuring clean lines and sophisticated Alabaster style glass. The collection works well with a variety of interiors, as it blends well into its surrounding decor. Offered in Brushed Nickel or Heirloom Bronze finishes, as well as a Chrome finish for the wall/bath fixtures only. The assortment includes five-light, and three-light chandeliers (either with up-light or down-light), pendants in four sizes, both flush and semi-flush ceiling fixtures, as well as one-light, two-light, three-light and four-light wall/bath fixtures. Both incandescent lamping and ENERGY STAR-qualified LED lamping are available. Most of these fixtures easily convert to LED by purchasing LED replacement lamps sold separately. | CHANDELIERS | Windgate | Chandeliers | Brushed Nickel | 962 | Steel | Alabaster Glass | D:5.4375" H:4.375" |  |  | 5 Medium A19 9.3w |  | 5 | Yes | [14 empty] | 0 | [12 empty] | 124.98 | 249.96 | 374.94 | D:20'' H:14'' O:51 3/4'' | 8.45 | 20 |  |  | 14 | Center Lock-Up |  |  | 51.75 |  |  |  | No |  | No | [20 empty] | D:5'' DP:7/8'' Round |  |  |  |  | 72 | Clear Silver | 36 |  | Hardwired | 0 | 0 | 0 | 1 | 1 | 0 | 0 | 0 | 1 | 0 | 0 | 785652048630 | 17 | 11.25 | 17.5 | 10.7 | 1.937 | 175 | Yes | [8 empty] | ETL Dry | cETL Dry | WINDGATE 5L CHAND-962 | Five Light Chandelier |  | 35950EN3-962.jpg | 35950.jpg
3916EN-962 | Five Light Chandelier | The Traditional lighting collection by Sea Gull Lighting is a timeless design standard. Bold styling harkens back to old world charm with candelabra base bulbs for a candle light visual. Offered in Brushed Nickel, Heirloom Bronze and Polished Bronze finishes. The assortment includes fifteen-light, ten-light, six-light, and five-light chandeliers. Both incandescent lamping and ENERGY STAR-qualified LED lamping are available. Most of these fixtures easily convert to LED by purchasing LED replacement lamps sold separately. | CHANDELIERS | Traditional | Chandeliers | Brushed Nickel | 962 | Steel |  |  |  |  | 5 Candelabra Torpedo 3.5w |  | 5 | Yes | [14 empty] | 0 | [12 empty] | 85.05 | 170.1 | 255.15 | D:18 1/2'' H:16 1/4'' O:138 3/4'' |  | 18.5 |  |  | 16.25 | Center Lock-Up |  |  | 138.75 |  |  |  | No |  | No | [20 empty] | D:5 1/8'' DP:1'' |  |  |  |  | 144 | Clear | 120 | N/A | Hardwired | 0 | 0 | 0 | 1 | 1 | 0 | 0 | 0 | 1 | 0 | 0 | 785652029820 | 13 | 12.25 | 11.25 | 5.7 | 1.037 | 175 | Yes | [8 empty] | ETL Dry | cETL Dry | TRADITIONAL 5L CHAND-962 | Five Light Chandelier |  | 3916EN-962.jpg | 3916.jpg
40010-773 | Two Light Wall / Bath | Alexandria features two popular finishes in one, a two-toned Brushed and Polished Nickel, to coordinate across a wider range of bath hardware. The traditionally styled lines and Highlighted Satin Etched glass of the Alexandria bath collection from Sea Gull Lighting will unify a traditional bathroom and give interesting contrast to a more modern space. The assortment includes two-light, three-light and four-light vanity fixtures. Damp Rated. Most of these fixtures easily convert to LED by purchasing LED replacement lamps sold separately. | BATH | Alexandria | Wall / Bath Lighting | Two Tone Nickel | 773 | Steel | Clear Highlighted Satin Etched Glass | D:5.25" |  |  | 2 Medium A19 100w |  | 2 | No | [14 empty] | 0 | [12 empty] | 49.98 | 99.96 | 149.94 | W:13'' H:7 3/4'' E:7 1/2'' | 4.3 |  |  | 13 | 7.75 | Center Lock-Up |  |  |  |  | 7.5 |  | No |  | No | [21 empty] | DP:2'' W:7 1/2'' H:5'' OB UP:3 1/2'' OB DOWN:4 1/4'' Oval |  |  |  | 6.5 |  |  | N/A | Hardwired | 0 | 1 | 0 | 0 | 1 | 0 | 0 | 1 | 0 | 0 | 0 | 785652400100 | 14.5 | 9 | 8.25 | 5.72 | 0.623 | 100 | Yes | [8 empty] | UL Damp | cUL Damp | ALEXANDRIA 2L BATH-773 | Two Light Wall / Bath |  | 40010-773.jpg | 40010.jpg
40010EN3-773 | Two Light Wall / Bath | Alexandria features two popular finishes in one, a two-toned Brushed and Polished Nickel, to coordinate across a wider range of bath hardware. The traditionally styled lines and Highlighted Satin Etched glass of the Alexandria bath collection from Sea Gull Lighting will unify a traditional bathroom and give interesting contrast to a more modern space. The assortment includes two-light, three-light and four-light vanity fixtures. Damp Rated. Most of these fixtures easily convert to LED by purchasing LED replacement lamps sold separately. | BATH | Alexandria | Wall / Bath Lighting | Two Tone Nickel | 773 | Steel | Clear Highlighted Satin Etched Glass | D:5.25" |  |  | 2 Medium A19 9.3w |  | 2 | Yes | [14 empty] | 0 | [12 empty] | 60.48 | 120.96 | 181.44 | W:13'' H:7 3/4'' E:7 1/2'' | 4.3 |  |  | 13 | 7.75 | Center Lock-Up |  |  |  |  | 7.5 |  | No |  | No | [21 empty] | DP:2'' W:7 1/2'' H:5'' OB UP:3 1/2'' OB DOWN:4 1/4'' Oval |  |  |  | 6.5 | Black/White |  | N/A | Hardwired | 0 | 1 | 0 | 1 | 1 | 0 | 0 | 0 | 0 | 0 | 0 | 785652048647 | 14.5 | 9 | 8.25 | 5.72 | 0.623 | 100 | Yes | [8 empty] | UL Damp | cUL Damp | ALEXANDRIA 2L BATH-773 | Two Light Wall / Bath |  | 40010EN3-773.jpg | 40010.jpg
40011-773 | Three Light Wall / Bath | Alexandria features two popular finishes in one, a two-toned Brushed and Polished Nickel, to coordinate across a wider range of bath hardware. The traditionally styled lines and Highlighted Satin Etched glass of the Alexandria bath collection from Sea Gull Lighting will unify a traditional bathroom and give interesting contrast to a more modern space. The assortment includes two-light, three-light and four-light vanity fixtures. Damp Rated. Most of these fixtures easily convert to LED by purchasing LED replacement lamps sold separately. | BATH | Alexandria | Wall / Bath Lighting | Two Tone Nickel | 773 | Steel | Clear Highlighted Satin Etched Glass | D:5.25" |  |  | 3 Medium A19 100w |  | 3 | No | [14 empty] | 0 | [12 empty] | 64.98 | 129.96 | 194.94 | W:18 1/4'' H:7 3/4'' E:7 1/2'' | 5.4 |  |  | 18.25 | 7.75 | Center Lock-Up |  |  |  |  | 7.5 |  | No |  | No | [21 empty] | DP:2'' W:7 1/2'' H:5'' OB UP:3 1/2'' OB DOWN:4 1/4'' Oval |  |  |  | 6.5 |  |  | N/A | Hardwired | 0 | 1 | 0 | 0 | 1 | 0 | 0 | 1 | 0 | 0 | 0 | 785652400117 | 17.25 | 8.5 | 10 | 7.2 | 0.849 | 100 | Yes | [8 empty] | UL Damp | cUL Damp | ALEXANDRIA 3L BATH-773 | Three Light Wall / Bath |  | 40011-773.jpg | 40011.jpg
40011EN3-773 | Three Light Wall / Bath | Alexandria features two popular finishes in one, a two-toned Brushed and Polished Nickel, to coordinate across a wider range of bath hardware. The traditionally styled lines and Highlighted Satin Etched glass of the Alexandria bath collection from Sea Gull Lighting will unify a traditional bathroom and give interesting contrast to a more modern space. The assortment includes two-light, three-light and four-light vanity fixtures. Damp Rated. Most of these fixtures easily convert to LED by purchasing LED replacement lamps sold separately. | BATH | Alexandria | Wall / Bath Lighting | Two Tone Nickel | 773 | Steel | Clear Highlighted Satin Etched Glass | D:5.25" |  |  | 3 Medium A19 9.3w |  | 3 | Yes | [14 empty] | 0 | [12 empty] | 80.98 | 161.96 | 242.94 | W:18 1/4'' H:7 3/4'' E:7 1/2'' | 5.4 |  |  | 18.25 | 7.75 | Center Lock-Up |  |  |  |  | 7.5 |  | No |  | No | [21 empty] | DP:2'' W:7 1/2'' H:5'' OB UP:3 1/2'' OB DOWN:4 1/4'' Oval |  |  |  | 6.5 | Black/White |  | N/A | Hardwired | 0 | 1 | 0 | 1 | 1 | 0 | 0 | 0 | 0 | 0 | 0 | 785652048654 | 17.25 | 8.5 | 10 | 7.2 | 0.849 | 100 | Yes | [8 empty] | UL Damp | cUL Damp | ALEXANDRIA 3L BATH-773 | Three Light Wall / Bath |  | 40011EN3-773.jpg | 40011.jpg
40012-773 | Four Light Wall / Bath | Alexandria features two popular finishes in one, a two-toned Brushed and Polished Nickel, to coordinate across a wider range of bath hardware. The traditionally styled lines and Highlighted Satin Etched glass of the Alexandria bath collection from Sea Gull Lighting will unify a traditional bathroom and give interesting contrast to a more modern space. The assortment includes two-light, three-light and four-light vanity fixtures. Damp Rated. Most of these fixtures easily convert to LED by purchasing LED replacement lamps sold separately. | BATH | Alexandria | Wall / Bath Lighting | Two Tone Nickel | 773 | Steel | Clear Highlighted Satin Etched Glass | D:5.25" |  |  | 4 Medium A19 100w |  | 4 | No | [14 empty] | 0 | [12 empty] | 86.98 | 173.96 | 260.94 | W:24 3/4'' H:7 3/4'' E:8 1/4'' | 7.8 |  |  | 24.75 | 7.75 | Center Lock-Up |  |  |  |  | 8.25 |  | No |  | No | [21 empty] | DP:2'' W:7 1/2'' H:5'' OB UP:3 1/2'' OB DOWN:4 1/4'' Oval |  |  |  | 6.5 |  |  | N/A | Hardwired | 0 | 1 | 0 | 0 | 1 | 0 | 0 | 1 | 0 | 0 | 0 | 785652400124 | 23.5 | 9.25 | 10.5 | 10.4 | 1.321 | 125 | Yes | [8 empty] | UL Damp | cUL Damp | ALEXANDRIA 4L BATH-773 | Four Light Wall / Bath |  | 40012-773.jpg | 40012.jpg
40012EN3-773 | Four Light Wall / Bath | Alexandria features two popular finishes in one, a two-toned Brushed and Polished Nickel, to coordinate across a wider range of bath hardware. The traditionally styled lines and Highlighted Satin Etched glass of the Alexandria bath collection from Sea Gull Lighting will unify a traditional bathroom and give interesting contrast to a more modern space. The assortment includes two-light, three-light and four-light vanity fixtures. Damp Rated. Most of these fixtures easily convert to LED by purchasing LED replacement lamps sold separately. | BATH | Alexandria | Wall / Bath Lighting | Two Tone Nickel | 773 | Steel | Clear Highlighted Satin Etched Glass | D:5.25" |  |  | 4 Medium A19 9.3w |  | 4 | Yes | [14 empty] | 0 | [12 empty] | 104.48 | 208.96 | 313.44 | W:24 3/4'' H:7 3/4'' E:8 1/4'' | 7.8 |  |  | 24.75 | 7.75 | Center Lock-Up |  |  |  |  | 8.25 |  | No |  | No | [21 empty] | DP:2'' W:7 1/2'' H:5'' OB UP:3 1/2'' OB DOWN:4 1/4'' Oval |  |  |  | 6.5 | Black/White |  | N/A | Hardwired | 0 | 1 | 0 | 1 | 1 | 0 | 0 | 0 | 0 | 0 | 0 | 785652048661 | 23.5 | 9.25 | 10.5 | 10.4 | 1.321 | 125 | Yes | [8 empty] | UL Damp | cUL Damp | ALEXANDRIA 4L BATH-773 | Four Light Wall / Bath |  | 40012EN3-773.jpg | 40012.jpg
40124-05 | Two Light Wall / Bath | The Sagemore bath light collection by Sea Gull Lighting is stylish, slender and sophisticated in a Chrome finish with Satin Etched glass. The feminine silhouette offers a bit more visual interest. The assortment includes two-light, three-light and four-light vanity fixtures, all of which can be mounted as up- or down-lights. Damp Rated. Most of these fixtures easily convert to LED by purchasing LED replacement lamps sold separately. | BATH | Sagemore | Wall / Bath Lighting | Chrome | 5 | Steel | Satin Etched Glass | D:5.125" H:5.4375" |  |  | 2 Medium A19 100w |  | 2 | No | [14 empty] | 0 | [12 empty] | 41.98 | 83.96 | 125.94 | W:13 1/4'' H:10 1/2'' E:8 1/4'' | 3.2 |  |  | 13.25 | 10.5 | Other |  |  |  |  | 8.25 |  | No |  | No | [21 empty] | D:5 1/2'' DP:1 1/8'' OB UP:7 3/4'' OB DOWN:2 3/4'' Round |  |  |  | 6.5 |  |  | N/A | Hardwired | 0 | 1 | 0 | 0 | 1 | 0 | 0 | 1 | 0 | 0 | 0 | 785652401244 | 11.75 | 9 | 12 | 4 | 0.734 | 175 | Yes | [9 empty] | cETL Damp | SAGEMORE 2L BATH-05 | Two Light Wall / Bath | Replaced 40024-05, redesign backplate | 40124-05.jpg | 40124.jpg
40124EN3-05 | Two Light Wall / Bath | The Sagemore bath light collection by Sea Gull Lighting is stylish, slender and sophisticated in a Chrome finish with Satin Etched glass. The feminine silhouette offers a bit more visual interest. The assortment includes two-light, three-light and four-light vanity fixtures, all of which can be mounted as up- or down-lights. Damp Rated. Most of these fixtures easily convert to LED by purchasing LED replacement lamps sold separately. | BATH | Sagemore | Wall / Bath Lighting | Chrome | 5 | Steel | Satin Etched Glass | D:5.125" H:5.4375" |  |  | 2 Medium A19 9.3w |  | 2 | Yes | [14 empty] | 0 | [12 empty] | 49.98 | 99.96 | 149.94 | W:13 1/4'' H:10 1/2'' E:8 1/4'' | 3.2 |  |  | 13.25 | 10.5 | Other |  |  |  |  | 8.25 |  | No |  | No | [21 empty] | D:5 1/2'' DP:1 1/8'' OB UP:7 3/4'' OB DOWN:2 3/4'' Round |  |  |  | 6.5 | Black/White |  | N/A | Hardwired | 0 | 1 | 0 | 1 | 1 | 0 | 0 | 0 | 0 | 0 | 0 | 785652048678 | 12 | 9 | 11.75 | 4 | 0.734 | 175 | Yes | [9 empty] | cETL Damp | SAGEMORE 2L BATH-05 | Two Light Wall / Bath |  | 40124EN3-05.jpg | 40124.jpg
40125-05 | Three Light Wall / Bath | The Sagemore bath light collection by Sea Gull Lighting is stylish, slender and sophisticated in a Chrome finish with Satin Etched glass. The feminine silhouette offers a bit more visual interest. The assortment includes two-light, three-light and four-light vanity fixtures, all of which can be mounted as up- or down-lights. Damp Rated. Most of these fixtures easily convert to LED by purchasing LED replacement lamps sold separately. | BATH | Sagemore | Wall / Bath Lighting | Chrome | 5 | Steel | Satin Etched Glass | D:5.125" H:5.4375" |  |  | 3 Medium A19 100w |  | 3 | No | [14 empty] | 0 | [12 empty] | 55.98 | 111.96 | 167.94 | W:18 3/4'' H:10 1/2'' E:8 1/4'' | 4.2 |  |  | 18.75 | 10.5 | Other |  |  |  |  | 8.25 |  | No |  | No | [21 empty] | D:5 1/2'' DP:1 1/8'' OB UP:7 3/4'' OB DOWN:2 3/4'' Round |  |  |  | 6.5 |  |  | N/A | Hardwired | 0 | 1 | 0 | 0 | 1 | 0 | 0 | 1 | 0 | 0 | 0 | 785652401268 | 22.75 | 9.25 | 7.5 | 5.28 | 0.913 | 175 | Yes | [9 empty] | cETL Damp | SAGEMORE 3L BATH-05 | Three Light Wall / Bath | Replaced 40025-05, redesign backplate | 40125-05.jpg | 40125.jpg
40125EN3-05 | Three Light Wall / Bath | The Sagemore bath light collection by Sea Gull Lighting is stylish, slender and sophisticated in a Chrome finish with Satin Etched glass. The feminine silhouette offers a bit more visual interest. The assortment includes two-light, three-light and four-light vanity fixtures, all of which can be mounted as up- or down-lights. Damp Rated. Most of these fixtures easily convert to LED by purchasing LED replacement lamps sold separately. | BATH | Sagemore | Wall / Bath Lighting | Chrome | 5 | Steel | Satin Etched Glass | D:5.125" H:5.4375" |  |  | 3 Medium A19 9.3w |  | 3 | Yes | [14 empty] | 0 | [12 empty] | 70.48 | 140.96 | 211.44 | W:18 3/4'' H:10 1/2'' E:8 1/4'' | 4.2 |  |  | 18.75 | 10.5 | Other |  |  |  |  | 8.25 |  | No |  | No | [21 empty] | D:5 1/2'' DP:1 1/8'' OB UP:7 3/4'' OB DOWN:2 3/4'' Round |  |  |  | 6.5 | Black/White |  | N/A | Hardwired | 0 | 1 | 0 | 1 | 1 | 0 | 0 | 0 | 0 | 0 | 0 | 785652048685 | 19.758 | 11 | 9.5 | 6.1 | 1.195 | 175 | Yes | [9 empty] | cETL Damp | SAGEMORE 3L BATH-05 | Three Light Wall / Bath |  | 40125EN-05.jpg | 40125.jpg
40126-05 | Four Light Wall / Bath | The Sagemore bath light collection by Sea Gull Lighting is stylish, slender and sophisticated in a Chrome finish with Satin Etched glass. The feminine silhouette offers a bit more visual interest. The assortment includes two-light, three-light and four-light vanity fixtures, all of which can be mounted as up- or down-lights. Damp Rated. Most of these fixtures easily convert to LED by purchasing LED replacement lamps sold separately. | BATH | Sagemore | Wall / Bath Lighting | Chrome | 5 | Steel | Satin Etched Glass | D:5.125" H:5.4375" |  |  | 4 Medium A19 100w |  | 4 | No | [14 empty] | 0 | [12 empty] | 69.48 | 138.96 | 208.44 | W:25 1/2'' H:10 1/2'' E:8 1/4'' | 5.4 |  |  | 25.5 | 10.5 | Other |  |  |  |  | 8.25 |  | No |  | No | [21 empty] | D:5 1/2'' DP:1 1/8'' OB UP:7 3/4'' OB DOWN:2 3/4'' Round |  |  |  | 6.5 |  |  | N/A | Hardwired | 0 | 1 | 0 | 0 | 1 | 0 | 0 | 1 | 0 | 0 | 0 | 785652401282 | 25.75 | 9.5 | 11.75 | 6.7 | 1.663 | 175 | Yes | [9 empty] | cETL Damp | SAGEMORE 4L BATH-05 | Four Light Wall / Bath | Replaced 40026-05, redesign backplate | 40126-05.jpg | 40126.jpg
40126EN3-05 | Four Light Wall / Bath | The Sagemore bath light collection by Sea Gull Lighting is stylish, slender and sophisticated in a Chrome finish with Satin Etched glass. The feminine silhouette offers a bit more visual interest. The assortment includes two-light, three-light and four-light vanity fixtures, all of which can be mounted as up- or down-lights. Damp Rated. Most of these fixtures easily convert to LED by purchasing LED replacement lamps sold separately. | BATH | Sagemore | Wall / Bath Lighting | Chrome | 5 | Steel | Satin Etched Glass | D:5.125" H:5.4375" |  |  | 4 Medium A19 9.3w |  | 4 | Yes | [14 empty] | 0 | [12 empty] | 89.48 | 178.96 | 268.44 | W:25 1/2'' H:10 1/2'' E:8 1/4'' | 5.4 |  |  | 25.5 | 10.5 | Other |  |  |  |  | 8.25 |  | No |  | No | [21 empty] | D:5 1/2'' DP:1 1/8'' OB UP:7 3/4'' OB DOWN:2 3/4'' Round |  |  |  | 6.5 | Black/White |  | N/A | Hardwired | 0 | 1 | 0 | 1 | 1 | 0 | 0 | 0 | 0 | 0 | 0 | 785652048692 | 25.75 | 9.5 | 11.75 | 6.7 | 1.663 | 175 | Yes | [9 empty] | cETL Damp | SAGEMORE 4L BATH-05 | Four Light Wall / Bath |  | 40126EN3-05.jpg | 40126.jpg
41036-999 | One Light Wall / Bath Sconce | The Metropolis collection from Sea Gull Lighting delivers a subtle urban feel that's not overwhelming. The simple, softly curved design takes a dramatic turn with a rich Brushed Nickel finish and Satin Etched glass. Use Metropolis to coordinate with a wide range of interior design, from traditional to eclectic to add a level of eye catching shapes and texture. The assortment includes five-light and three-light chandeliers, pendants in three sizes, a flush mount ceiling fixture and a one-light up-light wall sconce. Both incandescent lamping and ENERGY STAR-qualified LED lamping are available. All fixtures are California Title 24 compliant. | WALL SCONCE | Metropolis | Wall / Bath Lighting | Multiple Finishes | 999 | Glass |  |  |  | Satin Etched Glass | 1 Medium A19 100w |  | 1 | No | [14 empty] | 0 | [12 empty] | 32.48 | 64.96 | 97.44 | W:8'' H:8 1/4'' E:4'' | 1.83 |  |  | 8 | 8.25 | Center Lock-Up |  |  |  |  | 4 |  | No |  | No | [21 empty] | W:4 1/2'' H:5'' OB UP:3 1/4'' OB DOWN:5'' Rectangular |  |  |  | 6.5 |  |  | N/A | Hardwired | 1 | 0 | 0 | 0 | 1 | 0 | 0 | 1 | 0 | 0 | 0 | 785652410390 | 10 | 10 | 6.5 | 2.3 | 0.376 | 125 | Yes | 2 | 10785652410397 | 10.25 | 10.25 | 14 | 5.5 | 0.851 | Yes | UL Damp | cUL Damp | METROPOLIS 1L SCONCE-999 | One Light Wall / Bath Sconce | The Dark cap nurts were changed from -777 to -782 finish on shipments around and after 1/1/12 | 41036-999.jpg | 41036.jpg
41036EN3-999 | One Light Wall / Bath Sconce | The Metropolis collection from Sea Gull Lighting delivers a subtle urban feel that's not overwhelming. The simple, softly curved design takes a dramatic turn with a rich Brushed Nickel finish and Satin Etched glass. Use Metropolis to coordinate with a wide range of interior design, from traditional to eclectic to add a level of eye catching shapes and texture. The assortment includes five-light and three-light chandeliers, pendants in three sizes, a flush mount ceiling fixture and a one-light up-light wall sconce. Both incandescent lamping and ENERGY STAR-qualified LED lamping are available. All fixtures are California Title 24 compliant. | WALL SCONCE | Metropolis | Wall / Bath Lighting | Multiple Finishes | 999 | Steel |  |  |  | Satin Etched Glass | 1 Medium A19 9.3w |  | 1 | Yes | [14 empty] | 0 | [12 empty] | 37.98 | 75.96 | 113.94 | W:8'' H:8 1/4'' E:4'' | 1.83 |  |  | 8 | 8.25 | Center Lock-Up |  |  |  |  | 4 |  | No |  | No | [21 empty] | W:4 1/2'' H:5'' OB UP:3 1/4'' OB DOWN:5'' Rectangular |  |  |  | 6.5 | Black/White |  | N/A | Hardwired | 1 | 0 | 0 | 1 | 1 | 0 | 0 | 0 | 0 | 0 | 0 | 785652048708 | 12 | 10.5 | 5.5 | 2.6 | 0.401 | 125 | Yes | 2 | 10785652048705 | 12.75 | 12 | 11 | 6.2 | 0.974 | Yes | ETL Damp | cETL Damp | METROPOLIS 1L SCONCE-999 | One Light Wall / Bath Sconce |  | 41036EN3-999.jpg | 41036.jpg
41060-715 | One Light Wall Sconce | Inspired by industrial lighting, these hard-working wall sconces make a significant design statement. Pratt Street one-light wall sconces by Sea Gull Lighting are offered in a choice of Prismatic Glass or Machine-Shaped Metal styles in a choice of either Brushed Nickel, Satin Bronze or Autumn Bronze finishes. Fully enclosed, a prismatic diffusor spreads light output evenly and alleviates glare. The wall sconces are available in incandescent and ENERGY STAR-qualified LED versions, and all can easily convert to LED by purchasing LED replacement lamps sold separately. | WALL SCONCE | Pratt Street Sconces | Wall / Bath Lighting | Autumn Bronze | 715 | Steel | Clear Prismatic Glass |  |  |  | 1 Medium A19 60w |  | 1 | No | [14 empty] | 0 | [12 empty] | 62.5 | 125 | 187.5 | W:11'' H:10 5/8'' E:12 1/8'' | 5.1 |  |  | 11 | 10.625 | Wall / Bath |  |  |  |  | 12.125 |  | No |  | No | [21 empty] | D:5 1/2'' DP:1 1/4'' OB UP:5'' OB DOWN:5 5/8'' Round |  |  |  | 6 | Black/White |  |  | Hardwired | 0 | 0 | 0 | 0 | 1 | 0 | 0 | 1 | 0 | 0 | 0 | 785652257483 | 15 | 10.75 | 13.5 | 7.15 | 1.26 | 175 | Yes | [9 empty] | cETL Damp | PRATT ST GLASS 1L SCONCE-715 | One Light Wall Sconce |  | 41060-715.jpg | 41060.jpg
41060EN3-715 | One Light Wall / Bath Sconce | Inspired by industrial lighting, these hard-working wall sconces make a significant design statement. Pratt Street one-light wall sconces by Sea Gull Lighting are offered in a choice of Prismatic Glass or Machine-Shaped Metal styles in a choice of either Brushed Nickel, Satin Bronze or Autumn Bronze finishes. Fully enclosed, a prismatic diffusor spreads light output evenly and alleviates glare. The wall sconces are available in incandescent and ENERGY STAR-qualified LED versions, and all can easily convert to LED by purchasing LED replacement lamps sold separately. | WALL SCONCE | Pratt Street Sconces | Wall / Bath Lighting | Autumn Bronze | 715 | Steel | Clear Ribbed Glass |  |  |  | 1 Medium A19 9.3w |  | 1 | Yes | [14 empty] | 0 | [12 empty] | 66.5 | 133 | 199.5 | W:11'' H:10 5/8'' E:12 1/8'' | 5.1 |  |  | 11 | 10.625 | Wall / Bath |  |  |  |  | 12.125 |  | No |  | No | [21 empty] | D:5 1/2'' DP:1 1/4'' OB UP:5'' OB DOWN:5 5/8'' Round |  |  |  | 6 | Black/White |  |  | Hardwired | 0 | 0 | 0 | 1 | 1 | 0 | 0 | 0 | 0 | 0 | 0 | 785652048715 | 15 | 10.75 | 13.5 | 7.15 | 1.26 | 175 | Yes | [9 empty] | cETL Damp | PRATT ST GLASS 1L SCONCE-715 | One Light Wall / Bath Sconce |  | 41060EN3-715.jpg | 41060.jpg
41085-848 | One Light Wall / Bath Sconce | Inspired by industrial lighting, these hard-working wall sconces make a significant design statement. Pratt Street one-light wall sconces by Sea Gull Lighting are offered in a choice of Prismatic Glass or Machine-Shaped Metal styles in a choice of either Brushed Nickel, Satin Bronze or Autumn Bronze finishes. Fully enclosed, a prismatic diffusor spreads light output evenly and alleviates glare. The wall sconces are available in incandescent and ENERGY STAR-qualified LED versions, and all can easily convert to LED by purchasing LED replacement lamps sold separately. | WALL SCONCE | Pratt Street Sconces | Wall / Bath Lighting | Satin Bronze | 848 | Steel |  |  |  | Clear Textured Glass | 1 Medium A19 60w |  | 1 | No | [14 empty] | 0 | [12 empty] | 64 | 128 | 192 | W:9 1/2'' H:10 1/2'' E:11 1/4'' | 3.1 |  |  | 9.5 | 10.5 | Wall / Bath |  |  |  |  | 11.25 |  | No |  | No | [21 empty] | D:5 1/2'' DP:1 1/4'' OB UP:5'' OB DOWN:5 1/2'' Round |  |  |  | 6.5 | Black/White |  |  | Hardwired | 0 | 0 | 0 | 0 | 1 | 0 | 0 | 1 | 0 | 0 | 0 | 785652060779 | 14.75 | 13 | 12.75 | 5.5 | 1.415 | 250 | Yes | [9 empty] | cETL Damp | PRATT ST METAL 1L SCONCE-848 | One Light Wall / Bath Sconce |  | 41085-848.png | 41085.jpg
4108593S-848 | LED Wall Sconce | Inspired by industrial lighting, these hard-working wall sconces make a significant design statement. Pratt Street one-light wall sconces by Sea Gull Lighting are offered in a choice of Prismatic Glass or Machine-Shaped Metal styles in a choice of either Brushed Nickel, Satin Bronze or Autumn Bronze finishes. Fully enclosed, a prismatic diffusor spreads light output evenly and alleviates glare. The wall sconces are available in incandescent and ENERGY STAR-qualified LED versions, and all can easily convert to LED by purchasing LED replacement lamps sold separately. | WALL SCONCE | Pratt Street Sconces | Wall / Bath Lighting | Satin Bronze | 848 | Steel |  |  |  | Clear Textured Glass |  |  | 1 | No | 1000 | 3000 | 90 | 14 | 120 | 19 - Integrated | MODS - Modules |  | 5 | 100 | LED | 14 | 14 | 50000 | 0 | [12 empty] | 79 | 158 | 237 | W:9 1/2'' H:10 1/2'' E:11 1/4'' | 3.1 |  |  | 9.5 | 10.5 | Wall / Bath |  |  |  |  | 11.25 |  | No |  | No | [21 empty] | D:5 1/2'' DP:1 1/4'' OB UP:5'' OB DOWN:5 1/2'' Round |  |  |  | 6.5 | Black/White |  |  | Hardwired | 0 | 0 | 0 | 0 | 1 | 0 | 0 | 0 | 0 | 0 | 0 | 785652065033 | 15.5 | 14.75 | 13 | 5.3 | 1.72 | 250 | Yes | [9 empty] | cETL Damp | PRATT ST METAL LED SCONCE-848 | LED Wall Sconce |  | 4108593S-848.png | 41085.jpg
41085EN3-848 | One Light Wall / Bath Sconce | Inspired by industrial lighting, these hard-working wall sconces make a significant design statement. Pratt Street one-light wall sconces by Sea Gull Lighting are offered in a choice of Prismatic Glass or Machine-Shaped Metal styles in a choice of either Brushed Nickel, Satin Bronze or Autumn Bronze finishes. Fully enclosed, a prismatic diffusor spreads light output evenly and alleviates glare. The wall sconces are available in incandescent and ENERGY STAR-qualified LED versions, and all can easily convert to LED by purchasing LED replacement lamps sold separately. | WALL SCONCE | Pratt Street Sconces | Wall / Bath Lighting | Satin Bronze | 848 | Steel |  |  |  | Clear Textured Glass | 1 Medium A19 9.3w |  | 1 | Yes | [14 empty] | 0 | [12 empty] | 69 | 138 | 207 | W:9 1/2'' H:10 1/2'' E:11 1/4'' | 3.1 |  |  | 9.5 | 10.5 | Wall / Bath |  |  |  |  | 11.25 |  | No |  | No | [21 empty] | D:5 1/2'' DP:1 1/4'' OB UP:5'' OB DOWN:5 1/2'' Round |  |  |  | 6.5 | Black/White |  |  | Hardwired | 0 | 0 | 0 | 1 | 1 | 0 | 0 | 0 | 0 | 0 | 0 | 785652061219 | 14.75 | 12 | 12.25 | 5.8 | 1.255 | 175 | Yes | [9 empty] | cETL Damp | PRATT ST METAL 1L SCONCE-848 | One Light Wall / Bath Sconce |  | 41085EN3-848.png | 41085EN3.jpg
4110401-715 | One Light Wall / Bath | Named after the Italian word for “sphere,” the transitional Sfera collection by Sea Gull Lighting features detailed center bands and rounded, sweeping curves -- rustic with a modern inspiration. Offered in Autumn Bronze finish with several glass options – extraordinary painted Mercury glass and Café Tint glass, as well as a Smoky Amber glass for wall/bath fixtures only. The assortment includes six-light and four-light chandeliers, pendants in three sizes, both flush and semi-flush ceiling fixtures, as well as two-light, three-light and four-light wall/bath fixtures. Both incandescent lamping and ENERGY STAR-qualified LED lamping are available. Most of these fixtures easily convert to LED by purchasing LED replacement lamps sold separately. | WALL SCONCE | Sfera | Wall / Bath Lighting | Autumn Bronze | 715 | Steel | Mercury Glass | D:3.5" H:6.25" | D:3.5" |  | 1 Medium A19 100w |  | 1 | No | [14 empty] | 0 | [12 empty] | 33.98 | 67.96 | 101.94 | W:5'' H:11'' E:6'' | 1.7 |  |  | 5 | 11 | Wall / Bath |  |  |  |  | 6 |  | No |  | No | [21 empty] | D:5'' DP:1 1/4'' OB UP:8 1/2'' OB DOWN:2 1/2'' Round |  |  |  | 6.5 |  |  |  | Hardwired | 0 | 1 | 0 | 0 | 1 | 0 | 0 | 1 | 0 | 0 | 0 | 785652240317 | 10.375 | 8.25 | 9 | 2.2 | 0.446 | 175 | Yes | [9 empty] | cETL Damp | SFERA 1L MERCURY SCONCE-715 | One Light Wall / Bath |  | 4110401-715.jpg | 4110401.jpg
4110401EN3-715 | One Light Wall / Bath Sconce | Named after the Italian word for “sphere,” the transitional Sfera collection by Sea Gull Lighting features detailed center bands and rounded, sweeping curves -- rustic with a modern inspiration. Offered in Autumn Bronze finish with several glass options – extraordinary painted Mercury glass and Café Tint glass, as well as a Smoky Amber glass for wall/bath fixtures only. The assortment includes six-light and four-light chandeliers, pendants in three sizes, both flush and semi-flush ceiling fixtures, as well as two-light, three-light and four-light wall/bath fixtures. Both incandescent lamping and ENERGY STAR-qualified LED lamping are available. Most of these fixtures easily convert to LED by purchasing LED replacement lamps sold separately. | WALL SCONCE | Sfera | Wall / Bath Lighting | Autumn Bronze | 715 | Steel | Mercury Glass | D:3.5" H:6.25" | D:3.5" |  | 1 Medium A19 9.3w |  | 1 | Yes | [14 empty] | 0 | [12 empty] | 38.98 | 77.96 | 116.94 | W:5'' H:11'' E:6'' | 1.7 |  |  | 5 | 11 | Wall / Bath |  |  |  |  | 6 |  | No |  | No | [21 empty] | D:5'' DP:1 1/4'' OB UP:8 1/2'' OB DOWN:2 1/2'' Round |  |  |  | 6.5 | Black/White |  |  | Hardwired | 0 | 1 | 0 | 1 | 1 | 0 | 0 | 0 | 0 | 0 | 0 | 785652046841 | 10.375 | 8.25 | 9 | 2.2 | 0.446 | 175 | Yes | [9 empty] | cETL Damp | SFERA 1L MERCURY SCONCE-715 | One Light Wall / Bath Sconce |  | 4110401EN3-715.jpg | 4110401.jpg
4111493S-962 | LED Wall Sconce | The Eternity lighting collection from Sea Gull Lighting takes your home design to the next level with modern curves and sleek contemporary accents. Urban-inspired, metal lines in a Brushed Nickel finish elevate the elegantly simple silhouettes of the Satin Etched glass shades with Clear Highlights. The assortment includes a medium two-light and large three-light flush mount ceiling fixtures as well as an ADA-compliant wall sconce. Incandescent and ENERGY STAR-qualified LED lamping are available; the wall sconce is also available in Integrated LED. All fixtures are California Title 24 compliant. Choose the Eternity collection to bring a piece of the city into your home. | WALL SCONCE | Eternity | Wall / Bath Lighting | Brushed Nickel | 962 | Steel | Clear Highlighted Satin Etched Glass | W:9" H:8.75" |  |  |  |  | 1 | No | 700 | 3000 | 90 | 9 | 120 | 19 - Integrated | MODS - Modules |  | 5 | 100 | LED | 9 | 9 | 50000 | 0 | [12 empty] | 55.9 | 111.8 | 167.7 | W:9 1/2'' H:9 1/4'' E:4'' | 2.9 |  |  | 9.5 | 9.25 | Wall / Bath |  |  |  |  | 4 |  | No |  | No | [21 empty] | W:9'' H:8'' OB UP:4 1/4'' OB DOWN:5'' Irregular |  |  |  | 6.5 |  |  | N/A | Hardwired | 1 | 0 | 0 | 0 | 1 | 0 | 0 | 0 | 0 | 0 | 0 | 785652064357 | 12.25 | 12.25 | 7 | 3.9 | 0.608 | 125 | Yes | [8 empty] | UL Damp | cUL Damp | ETERNITY LED SCONCE-962 | LED Wall Sconce |  | 4111493S-962.jpg | 41115.jpg
4111601-05 | One Light Wall / Bath Sconce | The Bayfield bath collection by Sea Gull Lighting delivers simplicity with flair. The transitional design is a subtle combination of clean lines and flared, angular Satin Etched glass shades to bring style and warmth to the bathroom no matter the budget. Offered in Chrome, Burnt Sienna and Brushed Nickel finishes, the bath lighting collection offers one-light, two-light, three-light and four-light vanity fixtures. Both incandescent lamping and ENERGY STAR-qualified LED lamping are available; all fixtures are California Title 24 compliant. | WALL SCONCE | Bayfield | Wall / Bath Lighting | Chrome | 5 | Steel | Satin Etched Glass | L:5" W:5" H:5" |  |  | 1 Medium A19 100w |  | 1 | No | [14 empty] | 0 | [12 empty] | 32.48 | 64.96 | 97.44 | W:5'' H:7 3/4'' E:6 1/8'' | 2.2 |  |  | 5 | 7.75 | Wall / Bath |  |  |  |  | 6.125 |  | No |  | No | [21 empty] | DP:3/4'' W:4 5/8'' H:6 1/4'' OB UP:4 1/2'' OB DOWN:3 1/4'' Rectangular |  |  |  | 6 | Black/White |  |  | Hardwired | 0 | 1 | 0 | 0 | 1 | 0 | 0 | 1 | 0 | 0 | 0 | 785652257827 | 9 | 8.75 | 7.75 | 2.8 | 0.353 | 125 | Yes | 4 | 10785652257824 | 19.25 | 16 | 9.25 | 12.8 | 1.649 | Yes |  | cETL Damp | BAYFIELD 1L SCONCE-05 | One Light Wall / Bath Sconce |  | 4111601-05.png | 4111601.jpg
4111601-710 | One Light Wall / Bath Sconce | The Bayfield bath collection by Sea Gull Lighting delivers simplicity with flair. The transitional design is a subtle combination of clean lines and flared, angular Satin Etched glass shades to bring style and warmth to the bathroom no matter the budget. Offered in Chrome, Burnt Sienna and Brushed Nickel finishes, the bath lighting collection offers one-light, two-light, three-light and four-light vanity fixtures. Both incandescent lamping and ENERGY STAR-qualified LED lamping are available; all fixtures are California Title 24 compliant. | WALL SCONCE | Bayfield | Wall / Bath Lighting | Burnt Sienna | 710 | Steel | Satin Etched Glass | L:5" W:5" H:5" |  |  | 1 Medium A19 100w |  | 1 | No | [14 empty] | 0 | [12 empty] | 32.48 | 64.96 | 97.44 | W:5'' H:7 3/4'' E:6 1/8'' | 2.2 |  |  | 5 | 7.75 | Wall / Bath |  |  |  |  | 6.125 |  | No |  | No | [21 empty] | DP:3/4'' W:4 5/8'' H:6 1/4'' OB UP:4 1/2'' OB DOWN:3 1/4'' Rectangular |  |  |  | 6 | Black/White |  |  | Hardwired | 0 | 1 | 0 | 0 | 1 | 0 | 0 | 1 | 0 | 0 | 0 | 785652273537 | 9.25 | 8.75 | 7.75 | 2.8 | 0.363 | 100 | Yes | 4 | 10785652273534 | 16.25 | 16.5 | 9.25 | 12.5 | 1.435 | Yes |  | cETL Damp | BAYFIELD 1L SCONCE-710 | One Light Wall / Bath Sconce |  | 4111601-710.png | 4111601.jpg
4111601-962 | One Light Wall / Bath Sconce | The Bayfield bath collection by Sea Gull Lighting delivers simplicity with flair. The transitional design is a subtle combination of clean lines and flared, angular Satin Etched glass shades to bring style and warmth to the bathroom no matter the budget. Offered in Chrome, Burnt Sienna and Brushed Nickel finishes, the bath lighting collection offers one-light, two-light, three-light and four-light vanity fixtures. Both incandescent lamping and ENERGY STAR-qualified LED lamping are available; all fixtures are California Title 24 compliant. | WALL SCONCE | Bayfield | Wall / Bath Lighting | Brushed Nickel | 962 | Steel | Satin Etched Glass | L:5" W:5" H:5" |  |  | 1 Medium A19 100w |  | 1 | No | [14 empty] | 0 | [12 empty] | 32.48 | 64.96 | 97.44 | W:5'' H:7 3/4'' E:6 1/8'' | 2.2 |  |  | 5 | 7.75 | Wall / Bath |  |  |  |  | 6.125 |  | No |  | No | [21 empty] | DP:3/4'' W:4 5/8'' H:6 1/4'' OB UP:4 1/2'' OB DOWN:3 1/4'' Rectangular |  |  |  | 6 | Black/White |  |  | Hardwired | 0 | 1 | 0 | 0 | 1 | 0 | 0 | 1 | 0 | 0 | 0 | 785652257834 | 9.5 | 9 | 7 | 2.8 | 0.346 | 100 | Yes | 4 | 10785652257831 | 19.5 | 16.5 | 9.25 | 12.8 | 1.722 | Yes |  | cETL Damp | BAYFIELD 1L SCONCE-962 | One Light Wall / Bath Sconce |  | 4111601-962.png | 4111601.jpg
4111601EN3-05 | One Light Wall / Bath Sconce | The Bayfield bath collection by Sea Gull Lighting delivers simplicity with flair. The transitional design is a subtle combination of clean lines and flared, angular Satin Etched glass shades to bring style and warmth to the bathroom no matter the budget. Offered in Chrome, Burnt Sienna and Brushed Nickel finishes, the bath lighting collection offers one-light, two-light, three-light and four-light vanity fixtures. Both incandescent lamping and ENERGY STAR-qualified LED lamping are available; all fixtures are California Title 24 compliant. | WALL SCONCE | Bayfield | Wall / Bath Lighting | Chrome | 5 | Steel | Satin Etched Glass | L:5" W:5" H:5" |  |  | 1 Medium A19 9.3w |  | 1 | Yes | [14 empty] | 0 | [12 empty] | 36.98 | 73.96 | 110.94 | W:5'' H:7 3/4'' E:6 1/8'' | 2.2 |  |  | 5 | 7.75 | Wall / Bath |  |  |  |  | 6.125 |  | No |  | No | [21 empty] | DP:3/4'' W:4 5/8'' H:6 1/4'' OB UP:4 1/2'' OB DOWN:3 1/4'' Rectangular |  |  |  | 6 | Black/White |  |  | Hardwired | 0 | 1 | 0 | 1 | 1 | 0 | 0 | 0 | 0 | 0 | 0 | 785652044519 | 9 | 8.75 | 7.75 | 2.8 | 0.353 | 125 | Yes | 4 | 10785652044516 | 19.25 | 16 | 9.25 | 12.8 | 1.649 | Yes |  | cETL Damp | BAYFIELD 1L SCONCE-05 | One Light Wall / Bath Sconce |  | 4111601EN3-05.jpg | 4111601.jpg
4111601EN3-710 | One Light Wall / Bath Sconce | The Bayfield bath collection by Sea Gull Lighting delivers simplicity with flair. The transitional design is a subtle combination of clean lines and flared, angular Satin Etched glass shades to bring style and warmth to the bathroom no matter the budget. Offered in Chrome, Burnt Sienna and Brushed Nickel finishes, the bath lighting collection offers one-light, two-light, three-light and four-light vanity fixtures. Both incandescent lamping and ENERGY STAR-qualified LED lamping are available; all fixtures are California Title 24 compliant. | WALL SCONCE | Bayfield | Wall / Bath Lighting | Burnt Sienna | 710 | Steel | Satin Etched Glass | L:5" W:5" H:5" |  |  | 1 Medium A19 9.3w |  | 1 | Yes | [14 empty] | 0 | [12 empty] | 36.98 | 73.96 | 110.94 | W:5'' H:7 3/4'' E:6 1/8'' | 2.2 |  |  | 5 | 7.75 | Wall / Bath |  |  |  |  | 6.125 |  | No |  | No | [21 empty] | DP:3/4'' W:4 5/8'' H:6 1/4'' OB UP:4 1/2'' OB DOWN:3 1/4'' Rectangular |  |  |  | 6 | Black/White |  |  | Hardwired | 0 | 1 | 0 | 1 | 1 | 0 | 0 | 0 | 0 | 0 | 0 | 785652044533 | 9.25 | 8.75 | 7.75 | 2.8 | 0.363 | 100 | Yes | 4 | 10785652044530 | 16.25 | 16.5 | 9.25 | 12.5 | 1.435 | Yes |  | cETL Damp | BAYFIELD 1L SCONCE-710 | One Light Wall / Bath Sconce |  | 4111601EN3-710.jpg | 4111601.jpg
4111601EN3-962 | One Light Wall / Bath Sconce | The Bayfield bath collection by Sea Gull Lighting delivers simplicity with flair. The transitional design is a subtle combination of clean lines and flared, angular Satin Etched glass shades to bring style and warmth to the bathroom no matter the budget. Offered in Chrome, Burnt Sienna and Brushed Nickel finishes, the bath lighting collection offers one-light, two-light, three-light and four-light vanity fixtures. Both incandescent lamping and ENERGY STAR-qualified LED lamping are available; all fixtures are California Title 24 compliant. | WALL SCONCE | Bayfield | Wall / Bath Lighting | Brushed Nickel | 962 | Steel | Satin Etched Glass | L:5" W:5" H:5" |  |  | 1 Medium A19 9.3w |  | 1 | Yes | [14 empty] | 0 | [12 empty] | 36.98 | 73.96 | 110.94 | W:5'' H:7 3/4'' E:6 1/8'' | 2.2 |  |  | 5 | 7.75 | Wall / Bath |  |  |  |  | 6.125 |  | No |  | No | [21 empty] | DP:3/4'' W:4 5/8'' H:6 1/4'' OB UP:4 1/2'' OB DOWN:3 1/4'' Rectangular |  |  |  | 6 | Black/White |  |  | Hardwired | 0 | 1 | 0 | 1 | 1 | 0 | 0 | 0 | 0 | 0 | 0 | 785652044557 | 9.5 | 9 | 7 | 2.8 | 0.346 | 100 | Yes | 4 | 10785652044554 | 19.5 | 16.5 | 9.25 | 12.8 | 1.722 | Yes |  | cETL Damp | BAYFIELD 1L SCONCE-962 | One Light Wall / Bath Sconce |  | 4111601EN3-962.jpg | 4111601.jpg
41120-820 | One Light Wall / Bath | The Del Prato collection by Sea Gull Lighting has a rustic transitional style making it a great choice for all décor styles. Sweeping curves add interest without complication. Coordinate Del Prato in the Chestnut Bronze finish with earth tone walls for an added level of sophistication. The Seeded, Acid-Etched glass shades with a Café Tint contribute to the overall impact as well. The assortment includes nine-light and five-light chandeliers, pendants in five sizes, both flush and semi-flush ceiling fixtures, as well as one-light, two-light, three-light and four-light wall/bath fixtures. Most of these fixtures easily convert to LED by purchasing LED replacement lamps sold separately. | WALL SCONCE | Del Prato | Wall / Bath Lighting | Chestnut Bronze | 820 |  | Seeded acid etch with cafe tint Glass | D:7" |  |  | 1 Medium A19 100w |  | 1 | No | [14 empty] | 0 | [12 empty] | 43 | 86 | 129 | W:7'' H:10 1/4'' E:8 3/4'' | 3.9 |  |  | 7 | 10.25 | Cap Nuts |  |  |  |  | 8.75 |  | No |  | No | [21 empty] | DP:1 1/8'' W:4 1/2'' H:7'' OB UP:5 1/4'' OB DOWN:5'' Rectangular |  |  |  | 6.5 |  |  | N/A | Hardwired | 0 | 1 | 0 | 0 | 1 | 0 | 0 | 1 | 0 | 0 | 0 | 785652075797 | 10.5 | 10.5 | 10.5 | 5.25 | 0.67 | 125 | Yes | [8 empty] | UL Damp | cUL Damp | DEL PRATO 1L SCONCE-820 | One Light Wall / Bath |  | 41120-820.jpg | 41120.jpg
41120EN3-820 | One Light Wall / Bath Sconce | The Del Prato collection by Sea Gull Lighting has a rustic transitional style making it a great choice for all décor styles. Sweeping curves add interest without complication. Coordinate Del Prato in the Chestnut Bronze finish with earth tone walls for an added level of sophistication. The Seeded, Acid-Etched glass shades with a Café Tint contribute to the overall impact as well. The assortment includes nine-light and five-light chandeliers, pendants in five sizes, both flush and semi-flush ceiling fixtures, as well as one-light, two-light, three-light and four-light wall/bath fixtures. Most of these fixtures easily convert to LED by purchasing LED replacement lamps sold separately. | WALL SCONCE | Del Prato | Wall / Bath Lighting | Chestnut Bronze | 820 |  | Seeded acid etch with cafe tint Glass | D:7" |  |  | 1 Medium A19 9.3w |  | 1 | Yes | [14 empty] | 0 | [12 empty] | 45.4 | 90.8 | 136.2 | W:7'' H:10 1/4'' E:8 3/4'' | 3.9 |  |  | 7 | 10.25 | Cap Nuts |  |  |  |  | 8.75 |  | No |  | No | [21 empty] | DP:1 1/8'' W:4 1/2'' H:7'' OB UP:5 1/4'' OB DOWN:5'' Rectangular |  |  |  | 6.5 | Black/White |  | N/A | Hardwired | 0 | 1 | 0 | 1 | 1 | 0 | 0 | 0 | 0 | 0 | 0 | 785652054105 | 10.5 | 10.5 | 10.5 | 5.25 | 0.67 | 125 | Yes | [8 empty] | UL Damp | cUL Damp | DEL PRATO 1L SCONCE-820 | One Light Wall / Bath Sconce |  | 41120EN3-820.jpg | 41120.jpg
4113001-845 | One Light Wall / Bath Sconce | The subtle details of the Parkfield lighting collection by Sea Gull Lighting make this transitional design perfect for a wide range of décor. The four-sided, glass shades and the supporting sockets feature a graduated step detail which gives each fixture a slightly more masculine and tailored look. Available in both a casual Flemish Bronze finish with Crème Parchment glass or the elegantly modern Brushed Nickel finish with Opal Etched glass, the full lighting collection offers a nine-light or five-light chandelier, a three-light down chandelier; a two-light semi-flush mount; a three-light up pendant; and one-light, two-light, three-light and four-light bath fixture (all of which can mount up or down). Incandescent and ENERGY STAR-qualified LED lamping are available. | WALL SCONCE | Parkfield | Wall / Bath Lighting | Flemish Bronze | 845 | Steel / Zinc | Creme Parchment Glass | L:5.25" W:5.25" H:5.375" |  |  | 1 Medium A19 75w |  | 1 | No | [14 empty] | 0 | [12 empty] | 36.98 | 73.96 | 110.94 | W:5 1/2'' H:10'' E:5 7/8'' | 2.7 |  |  | 5.5 | 10 | Wall / Bath |  |  |  |  | 5.875 |  | No |  | No | [21 empty] | D:5 1/2'' DP:1 1/8'' OB UP:7 1/4'' OB DOWN:2 3/4'' Round |  |  |  | 8 | Black/White |  |  | Hardwired | 0 | 1 | 0 | 0 | 1 | 0 | 0 | 1 | 0 | 0 | 0 | 785652274817 | 10.75 | 7.75 | 7.25 | 3 | 0.35 | 100 | Yes | [9 empty] | cETL Damp | PARKFIELD 1L SCONCE-845 | One Light Wall / Bath Sconce |  | 4113001-845.jpg | 4113001.jpg
4113001-962 | One Light Wall / Bath Sconce | The subtle details of the Parkfield lighting collection by Sea Gull Lighting make this transitional design perfect for a wide range of décor. The four-sided, glass shades and the supporting sockets feature a graduated step detail which gives each fixture a slightly more masculine and tailored look. Available in both a casual Flemish Bronze finish with Crème Parchment glass or the elegantly modern Brushed Nickel finish with Opal Etched glass, the full lighting collection offers a nine-light or five-light chandelier, a three-light down chandelier; a two-light semi-flush mount; a three-light up pendant; and one-light, two-light, three-light and four-light bath fixture (all of which can mount up or down). Incandescent and ENERGY STAR-qualified LED lamping are available. | WALL SCONCE | Parkfield | Wall / Bath Lighting | Brushed Nickel | 962 | Steel / Zinc | Etched / White Inside Glass | L:5.25" W:5.25" H:5.375" |  |  | 1 Medium A19 75w |  | 1 | No | [14 empty] | 0 | [12 empty] | 36.98 | 73.96 | 110.94 | W:5 1/2'' H:10'' E:5 7/8'' | 2.7 |  |  | 5.5 | 10 | Wall / Bath |  |  |  |  | 5.875 |  | No |  | No | [21 empty] | D:5 1/2'' DP:1 1/8'' OB UP:7 1/4'' OB DOWN:2 3/4'' Round |  |  |  | 8 | Black/White |  |  | Hardwired | 0 | 1 | 0 | 0 | 1 | 0 | 0 | 1 | 0 | 0 | 0 | 785652274824 | 10.75 | 7.75 | 7.25 | 3 | 0.35 | 100 | Yes | [9 empty] | cETL Damp | PARKFIELD 1L SCONCE-962 | One Light Wall / Bath Sconce |  | 4113001-962.jpg | 4113001.jpg
4113001EN3-845 | One Light Wall / Bath Sconce | The subtle details of the Parkfield lighting collection by Sea Gull Lighting make this transitional design perfect for a wide range of décor. The four-sided, glass shades and the supporting sockets feature a graduated step detail which gives each fixture a slightly more masculine and tailored look. Available in both a casual Flemish Bronze finish with Crème Parchment glass or the elegantly modern Brushed Nickel finish with Opal Etched glass, the full lighting collection offers a nine-light or five-light chandelier, a three-light down chandelier; a two-light semi-flush mount; a three-light up pendant; and one-light, two-light, three-light and four-light bath fixture (all of which can mount up or down). Incandescent and ENERGY STAR-qualified LED lamping are available. | WALL SCONCE | Parkfield | Wall / Bath Lighting | Flemish Bronze | 845 | Steel / Zinc | Creme Parchment Glass | L:5.25" W:5.25" H:5.375" |  |  | 1 Medium A19 9.3w |  | 1 | Yes | [14 empty] | 0 | [12 empty] | 42.98 | 85.96 | 128.94 | W:5 1/2'' H:10'' E:5 7/8'' | 2.7 |  |  | 5.5 | 10 | Wall / Bath |  |  |  |  | 5.875 |  | No |  | No | [21 empty] | D:5 1/2'' DP:1 1/8'' OB UP:7 1/4'' OB DOWN:2 3/4'' Round |  |  |  | 8 | Black/White |  |  | Hardwired | 0 | 1 | 0 | 1 | 1 | 0 | 0 | 0 | 0 | 0 | 0 | 785652048777 | 10.75 | 7.75 | 7.25 | 3 | 0.35 | 100 | Yes | [9 empty] | cETL Damp | PARKFIELD 1L SCONCE-845 | One Light Wall / Bath Sconce |  | 4113001EN3-845.jpg | 4113001.jpg
4113001EN3-962 | One Light Wall / Bath Sconce | The subtle details of the Parkfield lighting collection by Sea Gull Lighting make this transitional design perfect for a wide range of décor. The four-sided, glass shades and the supporting sockets feature a graduated step detail which gives each fixture a slightly more masculine and tailored look. Available in both a casual Flemish Bronze finish with Crème Parchment glass or the elegantly modern Brushed Nickel finish with Opal Etched glass, the full lighting collection offers a nine-light or five-light chandelier, a three-light down chandelier; a two-light semi-flush mount; a three-light up pendant; and one-light, two-light, three-light and four-light bath fixture (all of which can mount up or down). Incandescent and ENERGY STAR-qualified LED lamping are available. | WALL SCONCE | Parkfield | Wall / Bath Lighting | Brushed Nickel | 962 | Steel / Zinc | Etched / White Inside Glass | L:5.25" W:5.25" H:5.375" |  |  | 1 Medium A19 9.3w |  | 1 | Yes | [14 empty] | 0 | [12 empty] | 42.98 | 85.96 | 128.94 | W:5 1/2'' H:10'' E:5 7/8'' | 2.7 |  |  | 5.5 | 10 | Wall / Bath |  |  |  |  | 5.875 |  | No |  | No | [21 empty] | D:5 1/2'' DP:1 1/8'' OB UP:7 1/4'' OB DOWN:2 3/4'' Round |  |  |  | 8 | Black/White |  |  | Hardwired | 0 | 1 | 0 | 1 | 1 | 0 | 0 | 0 | 0 | 0 | 0 | 785652048784 | 10.75 | 7.75 | 7.25 | 3 | 0.35 | 100 | Yes | [9 empty] | cETL Damp | PARKFIELD 1L SCONCE-962 | One Light Wall / Bath Sconce |  | 4113001EN3-962.jpg | 4113001.jpg
4113201-715 | One Light Wall / Bath Sconce | The soft curves give the transitional Metcalf lighting collection by Sea Gull Lighting its clean, subtle look. The modern silhouette of the Satin Etched glass shades reinforces the easy and casual lines of this design. Equally at home in a contemporary, urban setting or a transitional décor in the suburbs, the full lighting collection is offered in Autumn Bronze and Brushed Nickel finishes and is comprised of nine-, five- and three-light chandeliers; one- and three-light pendants, mini pendant, two-light semi-flush mount; and one-, two-, three- and four-light bath fixtures. Incandescent and ENERGY STAR-qualified LED lamping are available; all fixtures are California Title 24 compliant. | WALL SCONCE | Metcalf | Wall / Bath Lighting | Autumn Bronze | 715 | Steel | Satin Etched Glass | D:6.25" H:5.25" |  |  | 1 Medium A19 100w |  | 1 | No | [14 empty] | 0 | [12 empty] | 36.98 | 73.96 | 110.94 | W:6 1/4'' H:10 3/4'' E:7 1/4'' | 2.1 |  |  | 6.25 | 10.75 | Double Cap Nuts |  |  |  |  | 7.25 |  | No |  | No | [21 empty] | D:5'' H:7/8'' OB UP:8 1/4'' OB DOWN:2 1/2'' Round |  |  |  | 6.5 | Black/White |  |  | Hardwired | 0 | 1 | 0 | 0 | 1 | 0 | 0 | 1 | 0 | 0 | 0 | 785652275104 | 12.25 | 8.5 | 8.5 | 2.8 | 0.512 | 175 | Yes | 4 | 10785652275101 | 18 | 16.75 | 12.75 | 12.6 | 2.225 | Yes |  | cETL Damp | METCALF 1L SCONCE-715 | One Light Wall / Bath Sconce |  | 4113201-715.jpg | 4113201.jpg
4113201-962 | One Light Wall / Bath Sconce | The soft curves give the transitional Metcalf lighting collection by Sea Gull Lighting its clean, subtle look. The modern silhouette of the Satin Etched glass shades reinforces the easy and casual lines of this design. Equally at home in a contemporary, urban setting or a transitional décor in the suburbs, the full lighting collection is offered in Autumn Bronze and Brushed Nickel finishes and is comprised of nine-, five- and three-light chandeliers; one- and three-light pendants, mini pendant, two-light semi-flush mount; and one-, two-, three- and four-light bath fixtures. Incandescent and ENERGY STAR-qualified LED lamping are available; all fixtures are California Title 24 compliant. | WALL SCONCE | Metcalf | Wall / Bath Lighting | Brushed Nickel | 962 | Steel | Satin Etched Glass | D:6.25" H:5.25" |  |  | 1 Medium A19 100w |  | 1 | No | [14 empty] | 0 | [12 empty] | 36.98 | 73.96 | 110.94 | W:6 1/4'' H:10 3/4'' E:7 1/4'' | 2.1 |  |  | 6.25 | 10.75 | Double Cap Nuts |  |  |  |  | 7.25 |  | No |  | No | [21 empty] | D:5'' H:7/8'' OB UP:8 1/4'' OB DOWN:2 1/2'' Round |  |  |  | 6.5 | Black/White |  |  | Hardwired | 0 | 1 | 0 | 0 | 1 | 0 | 0 | 1 | 0 | 0 | 0 | 785652275111 | 12.25 | 8.5 | 8.5 | 2.8 | 0.512 | 175 | Yes | 4 | 10785652275118 | 18 | 16.75 | 12.75 | 12.6 | 2.225 | Yes |  | cETL Damp | METCALF 1L SCONCE-962 | One Light Wall / Bath Sconce |  | 4113201-962.jpg | 4113201.jpg
4113201EN3-715 | One Light Wall / Bath Sconce | The soft curves give the transitional Metcalf lighting collection by Sea Gull Lighting its clean, subtle look. The modern silhouette of the Satin Etched glass shades reinforces the easy and casual lines of this design. Equally at home in a contemporary, urban setting or a transitional décor in the suburbs, the full lighting collection is offered in Autumn Bronze and Brushed Nickel finishes and is comprised of nine-, five- and three-light chandeliers; one- and three-light pendants, mini pendant, two-light semi-flush mount; and one-, two-, three- and four-light bath fixtures. Incandescent and ENERGY STAR-qualified LED lamping are available; all fixtures are California Title 24 compliant. | WALL SCONCE | Metcalf | Wall / Bath Lighting | Autumn Bronze | 715 | Steel | Satin Etched Glass | D:6.25" H:5.25" |  |  | 1 Medium A19 9.3w |  | 1 | Yes | [14 empty] | 0 | [12 empty] | 42.98 | 85.96 | 128.94 | W:6 1/4'' H:10 3/4'' E:7 1/4'' | 2.1 |  |  | 6.25 | 10.75 | Double Cap Nuts |  |  |  |  | 7.25 |  | No |  | No | [21 empty] | D:5'' H:7/8'' OB UP:8 1/4'' OB DOWN:2 1/2'' Round |  |  |  | 6.5 | Black/White |  |  | Hardwired | 0 | 1 | 0 | 1 | 1 | 0 | 0 | 0 | 0 | 0 | 0 | 785652048791 | 12.25 | 8.5 | 8.5 | 2.8 | 0.512 | 175 | Yes | 4 | 10785652048798 | 18 | 16.75 | 12.75 | 12.6 | 2.225 | Yes |  | cETL Damp | METCALF 1L SCONCE-715 | One Light Wall / Bath Sconce |  | 4113201EN3-715.jpg | 4113201.jpg
4113201EN3-962 | One Light Wall / Bath Sconce | The soft curves give the transitional Metcalf lighting collection by Sea Gull Lighting its clean, subtle look. The modern silhouette of the Satin Etched glass shades reinforces the easy and casual lines of this design. Equally at home in a contemporary, urban setting or a transitional décor in the suburbs, the full lighting collection is offered in Autumn Bronze and Brushed Nickel finishes and is comprised of nine-, five- and three-light chandeliers; one- and three-light pendants, mini pendant, two-light semi-flush mount; and one-, two-, three- and four-light bath fixtures. Incandescent and ENERGY STAR-qualified LED lamping are available; all fixtures are California Title 24 compliant. | WALL SCONCE | Metcalf | Wall / Bath Lighting | Brushed Nickel | 962 | Steel | Satin Etched Glass | D:6.25" H:5.25" |  |  | 1 Medium A19 9.3w |  | 1 | Yes | [14 empty] | 0 | [12 empty] | 42.98 | 85.96 | 128.94 | W:6 1/4'' H:10 3/4'' E:7 1/4'' | 2.1 |  |  | 6.25 | 10.75 | Double Cap Nuts |  |  |  |  | 7.25 |  | No |  | No | [21 empty] | D:5'' H:7/8'' OB UP:8 1/4'' OB DOWN:2 1/2'' Round |  |  |  | 6.5 | Black/White |  |  | Hardwired | 0 | 1 | 0 | 1 | 1 | 0 | 0 | 0 | 0 | 0 | 0 | 785652048807 | 12.25 | 8.5 | 8.5 | 2.8 | 0.512 | 175 | Yes | 4 | 10785652048804 | 18 | 16.75 | 12.75 | 12.6 | 2.225 | Yes |  | cETL Damp | METCALF 1L SCONCE-962 | One Light Wall / Bath Sconce |  | 4113201EN3-962.jpg | 4113201.jpg
4113301-846 | One Light Wall / Bath Sconce | Making a statement without overpowering the surrounding décor, the Dunning lighting collection by Sea Gull Lighting is a chic addition to a wide range of interiors. The bold design is inspired by farmhouse influences seen in the rustic rope detail highlighting the open, square frame which surrounds medium based lamps covered in Crème Parchment glass shades. The Dunning collection features a unique two-tone finish of Stardust on the overall metal structure, with the open frame in Cerused Oak finish. The full lighting collection features a three-light and five-light chandeliers; a one-light mini-pendant, a four-light island chandelier; a two-light flush mount; and one-light, two-light, three-light and four-light bath fixtures (all of which can mount up or down). Both incandescent lamping and ENERGY STAR-qualified LED lamping are available. | WALL SCONCE | Dunning | Wall / Bath Lighting | Stardust / Cerused Oak | 846 / 735 |  | Creme Parchment Glass | D:3.75" H:6.3125" |  |  | 1 Medium A19 100w |  | 1 | No | [14 empty] | 0 | [12 empty] | 54.48 | N/A | 163.44 | W:5'' H:8 1/4'' E:6'' | 1.9 |  |  | 5 | 8.25 | Wall / Bath |  |  |  |  | 6 |  | No |  | No | [21 empty] | DP:1'' W:5'' H:5'' OB UP:5 5/8'' OB DOWN:2 5/8'' Square |  |  |  | 6.5 |  |  |  | Hardwired | 0 | 1 | 0 | 0 | 1 | 0 | 0 | 1 | 0 | 0 | 0 | 785652275814 | 13 | 8.75 | 5.25 | 2.9 | 0.346 | 100 | Yes | 4 | 10785652275811 | 26.5 | 18 | 6.25 | 13.5 | 1.725 | Yes |  | cETL Damp | DUNNING 1L SCONCE-846 | One Light Wall / Bath Sconce |  | 4113301-846.jpg | 4113301.jpg
4113301EN3-846 | One Light Wall / Bath Sconce | Making a statement without overpowering the surrounding décor, the Dunning lighting collection by Sea Gull Lighting is a chic addition to a wide range of interiors. The bold design is inspired by farmhouse influences seen in the rustic rope detail highlighting the open, square frame which surrounds medium based lamps covered in Crème Parchment glass shades. The Dunning collection features a unique two-tone finish of Stardust on the overall metal structure, with the open frame in Cerused Oak finish. The full lighting collection features a three-light and five-light chandeliers; a one-light mini-pendant, a four-light island chandelier; a two-light flush mount; and one-light, two-light, three-light and four-light bath fixtures (all of which can mount up or down). Both incandescent lamping and ENERGY STAR-qualified LED lamping are available. | WALL SCONCE | Dunning | Wall / Bath Lighting | Stardust / Cerused Oak | 846 / 735 |  | Creme Parchment Glass | D:3.75" H:6.3125" |  |  | 1 Medium A19 9.3w |  | 1 | Yes | [14 empty] | 0 | [12 empty] | 58.48 | N/A | 175.44 | W:5'' H:8 1/4'' E:6'' | 1.9 |  |  | 5 | 8.25 | Wall / Bath |  |  |  |  | 6 |  | No |  | No | [21 empty] | DP:1'' W:5'' H:5'' OB UP:5 5/8'' OB DOWN:2 5/8'' Square |  |  |  | 6.5 | Black/White |  |  | Hardwired | 0 | 1 | 0 | 1 | 1 | 0 | 0 | 0 | 0 | 0 | 0 | 785652045509 | 13 | 8.75 | 5.25 | 2.9 | 0.346 | 100 | Yes | 4 | 10785652045506 | 26.5 | 18 | 6.25 | 13.5 | 1.725 | Yes |  | cETL Damp | DUNNING 1L SCONCE-846 | One Light Wall / Bath Sconce |  | 4113301EN3-846.jpg | 4113301.jpg
4113401-05 | One Light Wall / Bath | The modern Englehorn collection by Sea Gull Lighting brings a heightened sense of beauty through the use of dramatic and flawless optic crystal. Even with the crystal’s delicate appearance, the overall design makes a strong statement. Offered in a Chrome finish with Etched White glass. The assortment includes nine-light, five-light, and three-light chandeliers, three-light and mini-pendants, two-light semi-flush mount, as well as one-light, two-light, three-light and four-light wall/bath fixtures. Incandescent and ENERGY STAR-qualified LED lamping are available; all fixtures are California Title 24 compliant. | WALL SCONCE | Englehorn | Wall / Bath Lighting | Chrome / Optic Crystal | 05 / 602 | Steel | Etched / White Inside Glass | D:3.9375" H:6.6875" | D:3.9375" |  | 1 Medium A19 100w |  | 1 | No | [14 empty] | 0 | [12 empty] | 46.98 | 93.96 | 140.94 | W:5'' H:13'' E:7'' | 1.7 |  |  | 5 | 13 | Wall / Bath |  |  |  |  | 7 |  | No |  | No | [21 empty] | D:5'' DP:1 1/8'' OB UP:10 1/2'' OB DOWN:2 1/2'' Round |  |  |  | 6.5 |  |  |  | Hardwired | 0 | 1 | 0 | 0 | 1 | 0 | 0 | 1 | 0 | 0 | 0 | 785652242847 | 11.9 | 9.25 | 9.25 | 2.3 | 0.589 | 250 | Yes | [8 empty] | ETL Damp |  | ENGLEHORN 1L SCONCE-05 | One Light Wall / Bath |  | 4113401-05.jpg | 4113401.jpg
4113401EN3-05 | One Light Wall / Bath Sconce | The modern Englehorn collection by Sea Gull Lighting brings a heightened sense of beauty through the use of dramatic and flawless optic crystal. Even with the crystal’s delicate appearance, the overall design makes a strong statement. Offered in a Chrome finish with Etched White glass. The assortment includes nine-light, five-light, and three-light chandeliers, three-light and mini-pendants, two-light semi-flush mount, as well as one-light, two-light, three-light and four-light wall/bath fixtures. Incandescent and ENERGY STAR-qualified LED lamping are available; all fixtures are California Title 24 compliant. | WALL SCONCE | Englehorn | Wall / Bath Lighting | Chrome / Optic Crystal | 05 / 602 | Steel | Etched / White Inside Glass | D:3.9375" H:6.6875" | D:3.9375" |  | 1 Medium A19 9.3w |  | 1 | Yes | [14 empty] | 0 | [12 empty] | 49.98 | 99.96 | 149.94 | W:5'' H:13'' E:7'' | 1.7 |  |  | 5 | 13 | Wall / Bath |  |  |  |  | 7 |  | No |  | No | [21 empty] | D:5'' DP:1 1/8'' OB UP:10 1/2'' OB DOWN:2 1/2'' Round |  |  |  | 6.5 | Black/White |  |  | Hardwired | 0 | 1 | 0 | 1 | 1 | 0 | 0 | 0 | 0 | 0 | 0 | 785652045639 | 11.9 | 9.25 | 9.25 | 2.3 | 0.589 | 250 | Yes | [8 empty] | C-UL-US Damp |  | ENGLEHORN 1L SCONCE-05 | One Light Wall / Bath Sconce |  | 4113401EN3-05.jpg | 4113401.jpg
4113701-778 | One Light Wall / Bath Sconce | Ellis Harper has an Arts and Crafts pedigree with a Modernist twist. The array of fixtures showcases Sea Gull's commitment to high style with robust construction and craftsmanship at an exceptional price. The subtle detail allows this transitional design to easily fit into any décor. The sleek, geometric arms and square Satin Etched glass shades add touches of elegance to its streamlined profile. The assortment includes: four- and eight-light chandeliers, a six-light linear, one-light mini-pendant, and one-, two-, three- and four-light bath fixtures. All fixtures are offered in either a Brushed Nickel or Brushed Oil Rubbed Bronze. | WALL SCONCE | Ellis Harper | Wall / Bath Lighting | Brushed Oil Rubbed Bronze | 778 | Steel | Etched / White Inside Glass | L:5.75" W:5.75" H:5.5" |  |  | 1 Medium A19 75w |  | 1 | No | [14 empty] | 0 | [12 empty] | 23.98 | 47.96 | 71.94 | W:5 3/4'' H:10 1/8'' E:6 5/8'' | 2.2 |  |  | 5.75 | 10.125 | Cap Nuts |  |  |  |  | 6.625 |  | No |  | No | [21 empty] | DP:1'' W:5'' H:5'' OB UP:7 5/8'' OB DOWN:2 1/2'' Square |  |  |  | 6.5 | Black/White |  |  | Hardwired | 0 | 1 | 0 | 0 | 1 | 0 | 0 | 1 | 0 | 0 | 0 | 785652069642 | 11.75 | 9.25 | 8.25 | 3.2 | 0.519 | 125 | Yes | 6 | 10785652069649 | 24.75 | 19 | 13.25 | 21.7 | 3.606 | Yes |  | cETL Damp | ELLIS HARPER 1L SCONCE-778 | One Light Wall / Bath Sconce |  | 4113701-778.jpg | 4113701.jpg
4113701-962 | One Light Wall / Bath Sconce | Ellis Harper has an Arts and Crafts pedigree with a Modernist twist. The array of fixtures showcases Sea Gull's commitment to high style with robust construction and craftsmanship at an exceptional price. The subtle detail allows this transitional design to easily fit into any décor. The sleek, geometric arms and square Satin Etched glass shades add touches of elegance to its streamlined profile. The assortment includes: four- and eight-light chandeliers, a six-light linear, one-light mini-pendant, and one-, two-, three- and four-light bath fixtures. All fixtures are offered in either a Brushed Nickel or Brushed Oil Rubbed Bronze. | WALL SCONCE | Ellis Harper | Wall / Bath Lighting | Brushed Nickel | 962 | Steel | Etched / White Inside Glass | L:5.75" W:5.75" H:5.5" |  |  | 1 Medium A19 75w |  | 1 | No | [14 empty] | 0 | [12 empty] | 23.98 | 47.96 | 71.94 | W:5 3/4'' H:10 1/8'' E:6 5/8'' | 2.2 |  |  | 5.75 | 10.125 | Cap Nuts |  |  |  |  | 6.625 |  | No |  | No | [21 empty] | DP:1'' W:5'' H:5'' OB UP:7 5/8'' OB DOWN:2 1/2'' Square |  |  |  | 6.5 | Black/White |  |  | Hardwired | 0 | 1 | 0 | 0 | 1 | 0 | 0 | 1 | 0 | 0 | 0 | 785652069659 | 12 | 9.25 | 8.25 | 3.1 | 0.53 | 125 | Yes | 6 | 10785652069656 | 25 | 19 | 13 | 21.3 | 3.573 | Yes |  | cETL Damp | ELLIS HARPER 1L SCONCE-962 | One Light Wall / Bath Sconce |  | 4113701-962.jpg | 4113701.jpg
4113701EN3-778 | One Light Wall / Bath Sconce | Ellis Harper has an Arts and Crafts pedigree with a Modernist twist. The array of fixtures showcases Sea Gull's commitment to high style with robust construction and craftsmanship at an exceptional price. The subtle detail allows this transitional design to easily fit into any décor. The sleek, geometric arms and square Satin Etched glass shades add touches of elegance to its streamlined profile. The assortment includes: four- and eight-light chandeliers, a six-light linear, one-light mini-pendant, and one-, two-, three- and four-light bath fixtures. All fixtures are offered in either a Brushed Nickel or Brushed Oil Rubbed Bronze. | WALL SCONCE | Ellis Harper | Wall / Bath Lighting | Brushed Oil Rubbed Bronze | 778 | Steel | Etched / White Inside Glass | L:5.75" W:5.75" H:5.5" |  |  | 1 Medium A19 9.3w |  | 1 | Yes | [14 empty] | 0 | [12 empty] | 28.98 | 57.96 | 86.94 | W:5 3/4'' H:10 1/8'' E:6 5/8'' | 2.2 |  |  | 5.75 | 10.125 | Cap Nuts |  |  |  |  | 6.625 |  | No |  | No | [21 empty] | DP:1'' W:5'' H:5'' OB UP:7 5/8'' OB DOWN:2 1/2'' Square |  |  |  | 6.5 | Black/White |  |  | Hardwired | 0 | 1 | 0 | 1 | 1 | 0 | 0 | 0 | 0 | 0 | 0 | 785652071416 | 11.75 | 9.25 | 8.25 | 3.2 | 0.519 | 125 | Yes | 6 | 10785652071413 | 24.75 | 19 | 13.25 | 21.7 | 3.606 | Yes |  | cETL Damp | ELLIS HARPR 1L LED SCONCE-778 | One Light Wall / Bath Sconce |  | 4113701EN3-778.jpg | 4113701EN3.jpg
4113701EN3-962 | One Light Wall / Bath Sconce | Ellis Harper has an Arts and Crafts pedigree with a Modernist twist. The array of fixtures showcases Sea Gull's commitment to high style with robust construction and craftsmanship at an exceptional price. The subtle detail allows this transitional design to easily fit into any décor. The sleek, geometric arms and square Satin Etched glass shades add touches of elegance to its streamlined profile. The assortment includes: four- and eight-light chandeliers, a six-light linear, one-light mini-pendant, and one-, two-, three- and four-light bath fixtures. All fixtures are offered in either a Brushed Nickel or Brushed Oil Rubbed Bronze. | WALL SCONCE | Ellis Harper | Wall / Bath Lighting | Brushed Nickel | 962 | Steel | Etched / White Inside Glass | L:5.75" W:5.75" H:5.5" |  |  | 1 Medium A19 9.3w |  | 1 | Yes | [14 empty] | 0 | [12 empty] | 28.98 | 57.96 | 86.94 | W:5 3/4'' H:10 1/8'' E:6 5/8'' | 2.2 |  |  | 5.75 | 10.125 | Cap Nuts |  |  |  |  | 6.625 |  | No |  | No | [21 empty] | DP:1'' W:5'' H:5'' OB UP:7 5/8'' OB DOWN:2 1/2'' Square |  |  |  | 6.5 | Black/White |  |  | Hardwired | 0 | 1 | 0 | 1 | 1 | 0 | 0 | 0 | 0 | 0 | 0 | 785652071423 | 12 | 9.25 | 8.25 | 3.1 | 0.53 | 125 | Yes | 6 | 10785652071420 | 25 | 19 | 13 | 21.3 | 3.573 | Yes |  | cETL Damp | ELLIS HARPR 1L LED SCONCE-962 | One Light Wall / Bath Sconce |  | 4113701EN3-962.jpg | 4113701EN3.jpg
4114501-05 | One Light Wall / Bath Sconce | Influenced by the vintage industrial designs of early 20th Century America, the transitional Belton lighting collection by Sea Gull Lighting has Seeded glass shades that highlight the classic Edison bulbs. The rich Heirloom Bronze and Brushed Nickel finishes adds to the layer of retro design to the warm look. The assortment includes three- and five- down light chandeliers; five-light upright chandelier; a four-light island pendant; one-light pendant; one-light mini pendant; and one-, two-, three- and four-light bath fixtures. All fixtures are California Title 24 compliant and easily convert to LED by purchasing LED lamps sold separately. | BATH | Belton | Wall / Bath Lighting | Chrome | 5 | Steel | Clear Seeded Glass | D:5.375" H:6.125" |  |  | 1 Medium A19 60w |  | 1 | No | [14 empty] | 0 | [12 empty] | 40.45 | N/A | 121.35 | W:5 3/8'' H:9 3/4'' E:6 5/8'' | 1.7 |  |  | 5.375 | 9.75 | Cap Nuts |  |  |  |  | 6.625 |  | No |  | No | [21 empty] | DP:7/8'' W:4 1/2'' H:8 3/8'' OB UP:5 1/2'' OB DOWN:4 1/4'' Oval |  |  |  | 6.5 | Black/White |  |  | Hardwired | 0 | 1 | 0 | 0 | 1 | 0 | 0 | 0 | 0 | 0 | 0 | 785652077920 | 11.25 | 9.25 | 7.75 | 2.7 | 0.467 | 175 | Yes | 4 | 10785652077927 | 18.5 | 16.25 | 12 | 11.1 | 2.088 | Yes |  | cETL Damp | BELTON 1L SCONCE-05 | One Light Wall / Bath Sconce |  | 4114501-05.jpg | 4114501.jpg
4114501-782 | One Light Wall / Bath Sconce | Influenced by the vintage industrial designs of early 20th Century America, the transitional Belton lighting collection by Sea Gull Lighting has Seeded glass shades that highlight the classic Edison bulbs. The rich Heirloom Bronze and Brushed Nickel finishes adds to the layer of retro design to the warm look. The assortment includes three- and five- down light chandeliers; five-light upright chandelier; a four-light island pendant; one-light pendant; one-light mini pendant; and one-, two-, three- and four-light bath fixtures. All fixtures are California Title 24 compliant and easily convert to LED by purchasing LED lamps sold separately. | WALL SCONCE | Belton | Wall / Bath Lighting | Heirloom Bronze | 782 | Steel | Clear Seeded Glass | D:5.375" H:6.125" |  |  | 1 Medium A19 60w |  | 1 | No | [14 empty] | 0 | [12 empty] | 44.48 | N/A | 133.44 | W:5 3/8'' H:9 3/4'' E:6 5/8'' | 1.7 |  |  | 5.375 | 9.75 | Cap Nuts |  |  |  |  | 6.625 |  | No |  | No | [21 empty] | DP:7/8'' W:4 1/2'' H:8 3/8'' OB UP:5 1/2'' OB DOWN:4 1/4'' Oval |  |  |  | 6.5 | Black/White |  |  | Hardwired | 0 | 1 | 0 | 0 | 1 | 0 | 0 | 0 | 0 | 0 | 0 | 785652108723 | 9 | 8 | 11 | 2.4 | 0.458 | 175 | Yes | 4 | 10785652108720 | 18.5 | 16.25 | 12 | 11.1 | 2.088 | Yes |  | cETL Damp | BELTON 1L SCONCE-782 | One Light Wall / Bath Sconce |  | 4114501-782.jpg | 4114501.jpg
4114501-962 | One Light Wall / Bath Sconce | Influenced by the vintage industrial designs of early 20th Century America, the transitional Belton lighting collection by Sea Gull Lighting has Seeded glass shades that highlight the classic Edison bulbs. The rich Heirloom Bronze and Brushed Nickel finishes adds to the layer of retro design to the warm look. The assortment includes three- and five- down light chandeliers; five-light upright chandelier; a four-light island pendant; one-light pendant; one-light mini pendant; and one-, two-, three- and four-light bath fixtures. All fixtures are California Title 24 compliant and easily convert to LED by purchasing LED lamps sold separately. | WALL SCONCE | Belton | Wall / Bath Lighting | Brushed Nickel | 962 | Steel | Clear Seeded Glass | D:5.375" H:6.125" |  |  | 1 Medium A19 60w |  | 1 | No | [14 empty] | 0 | [12 empty] | 41.48 | N/A | 124.44 | W:5 3/8'' H:9 3/4'' E:6 5/8'' | 1.7 |  |  | 5.375 | 9.75 | Cap Nuts |  |  |  |  | 6.625 |  | No |  | No | [21 empty] | DP:7/8'' W:4 1/2'' H:8 3/8'' OB UP:5 1/2'' OB DOWN:4 1/4'' Oval |  |  |  | 6.5 | Black/White |  |  | Hardwired | 0 | 1 | 0 | 0 | 1 | 0 | 0 | 0 | 0 | 0 | 0 | 785652003394 | 9 | 8 | 11 | 2.4 | 0.458 | 175 | Yes | 4 | 10785652003391 | 18.5 | 16.25 | 12 | 11.1 | 2.088 | Yes |  | cETL Damp | BELTON 1L SCONCE-962 | One Light Wall / Bath Sconce |  | 4114501-962.jpg | 4114501.jpg
4115201-05 | One Light Wall / Bath Sconce | With a simple, airy appearance, the Kerrville lighting collection by Sea Gull Lighting embraces its modern design roots while enhancing virtually any home’s decor. Tubular steel arms extend outward and curve to present beautiful tapered, Satin Etched glass shades. The collection has a Brushed Nickel, Burnt Sienna or Chrome finish and offers three-, five- and nine-light chandeliers, a one-light mini pendant, one- and three-light pendants, a two-light semi-flush mount which can convert to a pendant, and one-, two-, three- and four-light bath fixtures. Incandescent and ENERGY STAR-qualified LED lamping are available; all fixtures are California Title 24 compliant. | WALL SCONCE | Kerrville | Wall / Bath Lighting | Chrome | 5 | Steel | Satin Etched Glass | D:4.375" H:5.375" |  |  | 1 Medium A19 100w |  | 1 | No | [14 empty] | 0 | [12 empty] | 29.48 | 58.96 | 88.44 | W:4 5/8'' H:9 5/8'' E:6 3/4'' | 1.9 |  |  | 4.625 | 9.625 | Single Cap Nut |  |  |  |  | 6.75 |  | No |  | No | [21 empty] | DP:7/8'' W:4 5/8'' H:8'' OB UP:5 5/8'' OB DOWN:4'' Oval |  |  |  | 6.5 | Black/White |  |  | Hardwired | 0 | 1 | 0 | 0 | 1 | 0 | 0 | 1 | 0 | 0 | 0 | 785652059544 | 10.75 | 6.75 | 8.75 | 2.5 | 0.367 | 125 | Yes | 4 | 10785652059541 | 18.25 | 14.5 | 11.75 | 11 | 1.799 | Yes |  | cETL Damp | KERRVILLE 1L SCONCE-05 | One Light Wall / Bath Sconce |  | 4115201-05.png | 4115201.jpg
4115201-782 | One Light Wall / Bath Sconce | With a simple, airy appearance, the Kerrville lighting collection by Sea Gull Lighting embraces its modern design roots while enhancing virtually any home’s decor. Tubular steel arms extend outward and curve to present beautiful tapered, Satin Etched glass shades. The collection has a Brushed Nickel, Burnt Sienna or Chrome finish and offers three-, five- and nine-light chandeliers, a one-light mini pendant, one- and three-light pendants, a two-light semi-flush mount which can convert to a pendant, and one-, two-, three- and four-light bath fixtures. Incandescent and ENERGY STAR-qualified LED lamping are available; all fixtures are California Title 24 compliant. | WALL SCONCE | Kerrville | Wall / Bath Lighting | Heirloom Bronze | 782 | Steel | Satin Etched Glass | D:4.375" H:5.375" |  |  | 1 Medium A19 100w |  | 1 | No | [14 empty] | 0 | [12 empty] | 29.48 | 58.96 | 88.44 | W:4 5/8'' H:9 5/8'' E:6 3/4'' | 1.9 |  |  | 4.625 | 9.625 | Single Cap Nut |  |  |  |  | 6.75 |  | No |  | No | [21 empty] | DP:7/8'' W:4 5/8'' H:8'' OB UP:5 5/8'' OB DOWN:4'' Oval |  |  |  | 6.5 | Black/White |  |  | Hardwired | 0 | 1 | 0 | 0 | 1 | 0 | 0 | 1 | 0 | 0 | 0 | 785652111648 | 11 | 9 | 6.75 | 2.4 | 0.387 | 125 | Yes | 4 | 10785652111645 | 18.25 | 14.25 | 12 | 11 | 1.806 | Yes |  | cETL Damp | KERRVILLE 1L SCONCE-782 | One Light Wall / Bath Sconce |  | 4115201-782.jpg | 4115201.jpg
4115201-962 | One Light Wall / Bath Sconce | With a simple, airy appearance, the Kerrville lighting collection by Sea Gull Lighting embraces its modern design roots while enhancing virtually any home’s decor. Tubular steel arms extend outward and curve to present beautiful tapered, Satin Etched glass shades. The collection has a Brushed Nickel, Burnt Sienna or Chrome finish and offers three-, five- and nine-light chandeliers, a one-light mini pendant, one- and three-light pendants, a two-light semi-flush mount which can convert to a pendant, and one-, two-, three- and four-light bath fixtures. Incandescent and ENERGY STAR-qualified LED lamping are available; all fixtures are California Title 24 compliant. | WALL SCONCE | Kerrville | Wall / Bath Lighting | Brushed Nickel | 962 | Steel | Satin Etched Glass | D:4.375" H:5.375" |  |  | 1 Medium A19 100w |  | 1 | No | [14 empty] | 0 | [12 empty] | 29.48 | 58.96 | 88.44 | W:4 5/8'' H:9 5/8'' E:6 3/4'' | 1.9 |  |  | 4.625 | 9.625 | Single Cap Nut |  |  |  |  | 6.75 |  | No |  | No | [21 empty] | DP:7/8'' W:4 5/8'' H:8'' OB UP:5 5/8'' OB DOWN:4'' Oval |  |  |  | 6.5 | Black/White |  |  | Hardwired | 0 | 1 | 0 | 0 | 1 | 0 | 0 | 1 | 0 | 0 | 0 | 785652111655 | 10.5 | 9 | 6.5 | 2.4 | 0.355 | 125 | Yes | 4 | 10785652111652 | 18 | 14 | 11.5 | 10.9 | 1.677 | Yes |  | cETL Damp | KERRVILLE 1L SCONCE-962 | One Light Wall / Bath Sconce |  | 4115201-962.jpg | 4115201.jpg
4115201EN3-05 | One Light Wall / Bath Sconce | With a simple, airy appearance, the Kerrville lighting collection by Sea Gull Lighting embraces its modern design roots while enhancing virtually any home’s decor. Tubular steel arms extend outward and curve to present beautiful tapered, Satin Etched glass shades. The collection has a Brushed Nickel, Burnt Sienna or Chrome finish and offers three-, five- and nine-light chandeliers, a one-light mini pendant, one- and three-light pendants, a two-light semi-flush mount which can convert to a pendant, and one-, two-, three- and four-light bath fixtures. Incandescent and ENERGY STAR-qualified LED lamping are available; all fixtures are California Title 24 compliant. | WALL SCONCE | Kerrville | Wall / Bath Lighting | Chrome | 5 | Steel | Satin Etched Glass | D:4.375" H:5.375" |  |  | 1 Medium A19 9.3w |  | 1 | Yes | [14 empty] | 0 | [12 empty] | 34.98 | 69.96 | 104.94 | W:4 5/8'' H:9 5/8'' E:6 3/4'' | 1.9 |  |  | 4.625 | 9.625 | Single Cap Nut |  |  |  |  | 6.75 |  | No |  | No | [21 empty] | DP:7/8'' W:4 5/8'' H:8'' OB UP:5 5/8'' OB DOWN:4'' Oval |  |  |  | 6.5 | Black/White |  |  | Hardwired | 0 | 1 | 0 | 1 | 1 | 0 | 0 | 0 | 0 | 0 | 0 | 785652060083 | 10.75 | 6.75 | 8.75 | 2.5 | 0.367 | 125 | Yes | 4 | 10785652060080 | 10.75 | 6.75 | 8.75 | 2.5 | 0.367 | Yes |  | cETL Damp | KERRVILLE 1L SCONCE-05 | One Light Wall / Bath Sconce |  | 4115201EN3-05.png | 4115201EN3.jpg
4115201EN3-782 | One Light Wall / Bath Sconce | With a simple, airy appearance, the Kerrville lighting collection by Sea Gull Lighting embraces its modern design roots while enhancing virtually any home’s decor. Tubular steel arms extend outward and curve to present beautiful tapered, Satin Etched glass shades. The collection has a Brushed Nickel, Burnt Sienna or Chrome finish and offers three-, five- and nine-light chandeliers, a one-light mini pendant, one- and three-light pendants, a two-light semi-flush mount which can convert to a pendant, and one-, two-, three- and four-light bath fixtures. Incandescent and ENERGY STAR-qualified LED lamping are available; all fixtures are California Title 24 compliant. | WALL SCONCE | Kerrville | Wall / Bath Lighting | Heirloom Bronze | 782 | Steel | Satin Etched Glass | D:4.375" H:5.375" |  |  | 1 Medium A19 9.3w |  | 1 | Yes | [14 empty] | 0 | [12 empty] | 34.98 | 69.96 | 104.94 | W:4 5/8'' H:9 5/8'' E:6 3/4'' | 1.9 |  |  | 4.625 | 9.625 | Single Cap Nut |  |  |  |  | 6.75 |  | No |  | No | [21 empty] | DP:7/8'' W:4 5/8'' H:8'' OB UP:5 5/8'' OB DOWN:4'' Oval |  |  |  | 6.5 | Black/White |  |  | Hardwired | 0 | 1 | 0 | 1 | 1 | 0 | 0 | 0 | 0 | 0 | 0 | 785652048814 | 11 | 9 | 6.75 | 2.4 | 0.387 | 125 | Yes | 4 | 10785652048811 | 18.25 | 14.25 | 12 | 11 | 1.806 | Yes |  | cETL Damp | KERRVILLE 1L SCONCE-782 | One Light Wall / Bath Sconce |  | 4115201EN3-782.jpg | 4115201.jpg
4115201EN3-962 | One Light Wall / Bath Sconce | With a simple, airy appearance, the Kerrville lighting collection by Sea Gull Lighting embraces its modern design roots while enhancing virtually any home’s decor. Tubular steel arms extend outward and curve to present beautiful tapered, Satin Etched glass shades. The collection has a Brushed Nickel, Burnt Sienna or Chrome finish and offers three-, five- and nine-light chandeliers, a one-light mini pendant, one- and three-light pendants, a two-light semi-flush mount which can convert to a pendant, and one-, two-, three- and four-light bath fixtures. Incandescent and ENERGY STAR-qualified LED lamping are available; all fixtures are California Title 24 compliant. | WALL SCONCE | Kerrville | Wall / Bath Lighting | Brushed Nickel | 962 | Steel | Satin Etched Glass | D:4.375" H:5.375" |  |  | 1 Medium A19 9.3w |  | 1 | Yes | [14 empty] | 0 | [12 empty] | 34.98 | 69.96 | 104.94 | W:4 5/8'' H:9 5/8'' E:6 3/4'' | 1.9 |  |  | 4.625 | 9.625 | Single Cap Nut |  |  |  |  | 6.75 |  | No |  | No | [21 empty] | DP:7/8'' W:4 5/8'' H:8'' OB UP:5 5/8'' OB DOWN:4'' Oval |  |  |  | 6.5 | Black/White |  |  | Hardwired | 0 | 1 | 0 | 1 | 1 | 0 | 0 | 0 | 0 | 0 | 0 | 785652048821 | 10.5 | 9 | 6.5 | 2.4 | 0.355 | 125 | Yes | 4 | 10785652048828 | 18 | 14 | 11.5 | 10.9 | 1.677 | Yes |  | cETL Damp | KERRVILLE 1L SCONCE-962 | One Light Wall / Bath Sconce |  | 4115201EN3-962.jpg | 4115201.jpg
41160-05 | One Light Wall / Bath | The Oslo lighting collection by Sea Gull Lighting is a sleek design, with smooth and clean lines. The Opal Etched glass adds to this collection's contemporary and minimalist character. Offered in Chrome, Brushed Nickel and textured Blacksmith finishes, the collection includes nine-, five-, and three-light chandeliers, pendants in four sizes, both flush and semi-flush ceiling fixtures, as well as one-, two-, three- and four-light wall/bath fixtures. Both incandescent lamping and ENERGY STAR-qualified LED lamping are available. All fixtures are California Title 24 compliant. | WALL SCONCE | Oslo | Wall / Bath Lighting | Chrome | 5 | Steel | Cased Opal Etched Glass | D:3.9375" H:5.90625" |  |  | 1 Medium A19 100w |  | 1 | No | [14 empty] | 0 | [12 empty] | 35.98 | 71.96 | 107.94 | W:4 3/4'' H:8 3/4'' E:5 1/2'' | 1.77 |  |  | 4.75 | 8.75 | Wall / Bath |  |  |  |  | 5.5 |  | No |  | No | [21 empty] | DP:13/16'' W:4 3/4'' H:8 3/4'' OB UP:4 3/4'' OB DOWN:4'' Oval |  |  |  | 6.5 |  |  | N/A |  | 0 | 1 | 0 | 0 | 1 | 0 | 0 | 1 | 0 | 0 | 0 | 785652171499 | 7.25 | 6.5 | 12 | 2.3 | 0.327 | 125 | Yes | [9 empty] | cETL Damp | OSLO 1L SCONCE-05 | One Light Wall / Bath |  | 41160-05.jpg | 41160.jpg
41160-710 | One Light Wall / Bath | The Oslo lighting collection by Sea Gull Lighting is a sleek design, with smooth and clean lines. The Opal Etched glass adds to this collection's contemporary and minimalist character. Offered in Chrome, Brushed Nickel and textured Blacksmith finishes, the collection includes nine-, five-, and three-light chandeliers, pendants in four sizes, both flush and semi-flush ceiling fixtures, as well as one-, two-, three- and four-light wall/bath fixtures. Both incandescent lamping and ENERGY STAR-qualified LED lamping are available. All fixtures are California Title 24 compliant. | BATH | Oslo | Wall / Bath Lighting | Burnt Sienna | 710 | Steel | Cased Opal Etched Glass | D:3.9375" H:5.90625" |  |  | 1 Medium A19 100w |  | 1 | No | [14 empty] | 0 | [12 empty] | 34.95 | 69.9 | 104.85 | W:4 3/4'' H:8 3/4'' E:5 1/2'' | 1.77 |  |  | 4.75 | 8.75 | Wall / Bath |  |  |  |  | 5.5 |  | No |  | No | [21 empty] | DP:13/16'' W:4 3/4'' H:8 3/4'' OB UP:4 3/4'' OB DOWN:4'' Oval |  |  |  | 6.5 | Black/White |  |  |  | 0 | 1 | 0 | 0 | 1 | 0 | 0 | 1 | 0 | 0 | 0 | 785652077821 | 7.25 | 6.5 | 12 | 2.3 | 0.327 | 125 | Yes | [9 empty] | cETL Damp | OSLO 1L SCONCE-710 | One Light Wall / Bath |  | 41160-710.jpg | 41160.jpg
41160-839 | One Light Wall / Bath | The Oslo lighting collection by Sea Gull Lighting is a sleek design, with smooth and clean lines. The Opal Etched glass adds to this collection's contemporary and minimalist character. Offered in Chrome, Brushed Nickel and textured Blacksmith finishes, the collection includes nine-, five-, and three-light chandeliers, pendants in four sizes, both flush and semi-flush ceiling fixtures, as well as one-, two-, three- and four-light wall/bath fixtures. Both incandescent lamping and ENERGY STAR-qualified LED lamping are available. All fixtures are California Title 24 compliant. | WALL SCONCE | Oslo | Wall / Bath Lighting | Blacksmith | 839 | Steel | Cased Opal Etched Glass | D:3.9375" H:5.90625" |  |  | 1 Medium A19 100w |  | 1 | No | [14 empty] | 0 | [12 empty] | 35.98 | 71.96 | 107.94 | W:4 3/4'' H:8 3/4'' E:5 1/2'' | 1.77 |  |  | 4.75 | 8.75 | Wall / Bath |  |  |  |  | 5.5 |  | No |  | No | [21 empty] | DP:13/16'' W:4 3/4'' H:8 3/4'' OB UP:4 3/4'' OB DOWN:4'' Oval |  |  |  | 6.5 | Black/White |  |  |  | 0 | 1 | 0 | 0 | 1 | 0 | 0 | 1 | 0 | 0 | 0 | 785652171642 | 7.25 | 6.5 | 12 | 2.3 | 0.327 | 125 | Yes | [9 empty] | cETL Damp | OSLO 1L SCONCE-839 | One Light Wall / Bath |  | 41160-839.jpg | 41160.jpg
41160-962 | One Light Wall / Bath Sconce | The Oslo lighting collection by Sea Gull Lighting is a sleek design, with smooth and clean lines. The Opal Etched glass adds to this collection's contemporary and minimalist character. Offered in Chrome, Brushed Nickel and textured Blacksmith finishes, the collection includes nine-, five-, and three-light chandeliers, pendants in four sizes, both flush and semi-flush ceiling fixtures, as well as one-, two-, three- and four-light wall/bath fixtures. Both incandescent lamping and ENERGY STAR-qualified LED lamping are available. All fixtures are California Title 24 compliant. | WALL SCONCE | Oslo | Wall / Bath Lighting | Brushed Nickel | 962 | Steel | Cased Opal Etched Glass | D:3.9375" H:5.90625" |  |  | 1 Medium A19 100w |  | 1 | No | [14 empty] | 0 | [12 empty] | 33.98 | 67.96 | 101.94 | W:4 3/4'' H:8 3/4'' E:5 1/2'' | 1.77 |  |  | 4.75 | 8.75 | Wall / Bath |  |  |  |  | 5.5 |  | No |  | No | [21 empty] | DP:13/16'' W:4 3/4'' H:8 3/4'' OB UP:4 3/4'' OB DOWN:4'' Oval |  |  |  | 6.5 | Black/White |  |  | Hardwired | 0 | 1 | 0 | 0 | 1 | 0 | 0 | 1 | 0 | 0 | 0 | 785652002977 | 12 | 6.5 | 7.25 | 2.3 | 0.327 | 125 | Yes | [9 empty] | cETL Damp | OSLO 1L SCONCE-962 | One Light Wall / Bath Sconce |  | 41160-962.jpg | 41160.jpg
41160EN3-05 | One Light Wall / Bath Sconce | The Oslo lighting collection by Sea Gull Lighting is a sleek design, with smooth and clean lines. The Opal Etched glass adds to this collection's contemporary and minimalist character. Offered in Chrome, Brushed Nickel and textured Blacksmith finishes, the collection includes nine-, five-, and three-light chandeliers, pendants in four sizes, both flush and semi-flush ceiling fixtures, as well as one-, two-, three- and four-light wall/bath fixtures. Both incandescent lamping and ENERGY STAR-qualified LED lamping are available. All fixtures are California Title 24 compliant. | WALL SCONCE | Oslo | Wall / Bath Lighting | Chrome | 5 | Steel | Cased Opal Etched Glass | D:3.9375" H:5.90625" |  |  | 1 Medium A19 9.3w |  | 1 | Yes | [14 empty] | 0 | [12 empty] | 41.48 | 82.96 | 124.44 | W:4 3/4'' H:8 3/4'' E:5 1/2'' | 1.77 |  |  | 4.75 | 8.75 | Wall / Bath |  |  |  |  | 5.5 |  | No |  | No | [21 empty] | DP:13/16'' W:4 3/4'' H:8 3/4'' OB UP:4 3/4'' OB DOWN:4'' Oval |  |  |  | 6.5 | Black/White |  |  | Hardwired | 0 | 1 | 0 | 1 | 1 | 0 | 0 | 0 | 0 | 0 | 0 | 785652046377 | 12.625 | 7.5 | 6.75 | 1.9 | 0.37 | 175 | Yes | [9 empty] | cETL Damp | OSLO 1L SCONCE-05 | One Light Wall / Bath Sconce |  | 41160EN3-05.jpg | 41160.jpg
41160EN3-710 | One Light Wall / Bath Sconce | The Oslo lighting collection by Sea Gull Lighting is a sleek design, with smooth and clean lines. The Opal Etched glass adds to this collection's contemporary and minimalist character. Offered in Chrome, Brushed Nickel and textured Blacksmith finishes, the collection includes nine-, five-, and three-light chandeliers, pendants in four sizes, both flush and semi-flush ceiling fixtures, as well as one-, two-, three- and four-light wall/bath fixtures. Both incandescent lamping and ENERGY STAR-qualified LED lamping are available. All fixtures are California Title 24 compliant. | BATH | Oslo | Wall / Bath Lighting | Burnt Sienna | 710 | Steel | Cased Opal Etched Glass | D:3.9375" H:5.90625" |  |  | 1 Medium A19 9.3w |  | 1 | Yes | [14 empty] | 0 | [12 empty] | 40.45 | 80.9 | 121.35 | W:4 3/4'' H:8 3/4'' E:5 1/2'' | 1.77 |  |  | 4.75 | 8.75 | Wall / Bath |  |  |  |  | 5.5 |  | No |  | No | [21 empty] | DP:13/16'' W:4 3/4'' H:8 3/4'' OB UP:4 3/4'' OB DOWN:4'' Oval |  |  |  | 6.5 | Black/White |  |  | Hardwired | 0 | 1 | 0 | 1 | 1 | 0 | 0 | 0 | 0 | 0 | 0 | 785652081712 | 7.25 | 6.5 | 12 | 2.3 | 0.327 | 125 | Yes | [9 empty] | cETL Damp | OSLO 1L SCONCE-710 | One Light Wall / Bath Sconce |  | 41160EN3-710.jpg | 41160EN3.jpg
41160EN3-839 | One Light Wall / Bath Sconce | The Oslo lighting collection by Sea Gull Lighting is a sleek design, with smooth and clean lines. The Opal Etched glass adds to this collection's contemporary and minimalist character. Offered in Chrome, Brushed Nickel and textured Blacksmith finishes, the collection includes nine-, five-, and three-light chandeliers, pendants in four sizes, both flush and semi-flush ceiling fixtures, as well as one-, two-, three- and four-light wall/bath fixtures. Both incandescent lamping and ENERGY STAR-qualified LED lamping are available. All fixtures are California Title 24 compliant. | WALL SCONCE | Oslo | Wall / Bath Lighting | Blacksmith | 839 | Steel | Cased Opal Etched Glass | D:3.9375" H:5.90625" |  |  | 1 Medium A19 9.3w |  | 1 | Yes | [14 empty] | 0 | [12 empty] | 41.48 | 82.96 | 124.44 | W:4 3/4'' H:8 3/4'' E:5 1/2'' | 1.77 |  |  | 4.75 | 8.75 | Wall / Bath |  |  |  |  | 5.5 |  | No |  | No | [21 empty] | DP:13/16'' W:4 3/4'' H:8 3/4'' OB UP:4 3/4'' OB DOWN:4'' Oval |  |  |  | 6.5 | Black/White |  |  | Hardwired | 0 | 1 | 0 | 1 | 1 | 0 | 0 | 0 | 0 | 0 | 0 | 785652046384 | 7.25 | 6.5 | 12 | 2.3 | 0.327 | 125 | Yes | [9 empty] | cETL Damp | OSLO 1L SCONCE-839 | One Light Wall / Bath Sconce |  | 41160EN3-839.jpg | 41160.jpg
41160EN3-962 | One Light Wall / Bath Sconce | The Oslo lighting collection by Sea Gull Lighting is a sleek design, with smooth and clean lines. The Opal Etched glass adds to this collection's contemporary and minimalist character. Offered in Chrome, Brushed Nickel and textured Blacksmith finishes, the collection includes nine-, five-, and three-light chandeliers, pendants in four sizes, both flush and semi-flush ceiling fixtures, as well as one-, two-, three- and four-light wall/bath fixtures. Both incandescent lamping and ENERGY STAR-qualified LED lamping are available. All fixtures are California Title 24 compliant. | WALL SCONCE | Oslo | Wall / Bath Lighting | Brushed Nickel | 962 | Steel | Cased Opal Etched Glass | D:3.9375" H:5.90625" |  |  | 1 Medium A19 9.3w |  | 1 | Yes | [14 empty] | 0 | [12 empty] | 39.48 | 78.96 | 118.44 | W:4 3/4'' H:8 3/4'' E:5 1/2'' | 1.77 |  |  | 4.75 | 8.75 | Wall / Bath |  |  |  |  | 5.5 |  | No |  | No | [21 empty] | DP:13/16'' W:4 3/4'' H:8 3/4'' OB UP:4 3/4'' OB DOWN:4'' Oval |  |  |  | 6.5 | Black/White |  |  | Hardwired | 0 | 1 | 0 | 1 | 1 | 0 | 0 | 0 | 0 | 0 | 0 | 785652048838 | 12 | 6.5 | 7.25 | 2.3 | 0.327 | 125 | Yes | [9 empty] | cETL Damp | OSLO 1L SCONCE-962 | One Light Wall / Bath Sconce |  | 41160EN3-962.jpg | 41160.jpg
41161-05 | Two Light Wall / Bath | The Oslo lighting collection by Sea Gull Lighting is a sleek design, with smooth and clean lines. The Opal Etched glass adds to this collection's contemporary and minimalist character. Offered in Chrome, Brushed Nickel and textured Blacksmith finishes, the collection includes nine-, five-, and three-light chandeliers, pendants in four sizes, both flush and semi-flush ceiling fixtures, as well as one-, two-, three- and four-light wall/bath fixtures. Both incandescent lamping and ENERGY STAR-qualified LED lamping are available. All fixtures are California Title 24 compliant. | BATH | Oslo | Wall / Bath Lighting | Chrome | 5 | Steel | Cased Opal Etched Glass | D:3.9375" H:5.90625" |  |  | 2 Medium A19 100w |  | 2 | No | [14 empty] | 0 | [12 empty] | 61.98 | 123.96 | 185.94 | W:12 1/2'' H:8 1/2'' E:5 1/2'' | 3.3 |  |  | 12.5 | 8.5 | Wall / Bath |  |  |  |  | 5.5 |  | No |  | No | [21 empty] | DP:13/16'' W:8'' H:4 3/4'' OB UP:6 1/4'' OB DOWN:2 1/4'' Oval |  |  |  | 6.5 |  |  | N/A |  | 0 | 1 | 0 | 0 | 1 | 0 | 0 | 1 | 0 | 0 | 0 | 785652171505 | 14.75 | 11.75 | 6.5 | 4.1 | 0.652 | 125 | Yes | [9 empty] | cETL Damp | OSLO 2L BATH-05 | Two Light Wall / Bath |  | 41161-05.jpg | 41161.jpg
41161-710 | Two Light Wall / Bath | The Oslo lighting collection by Sea Gull Lighting is a sleek design, with smooth and clean lines. The Opal Etched glass adds to this collection's contemporary and minimalist character. Offered in Chrome, Brushed Nickel and textured Blacksmith finishes, the collection includes nine-, five-, and three-light chandeliers, pendants in four sizes, both flush and semi-flush ceiling fixtures, as well as one-, two-, three- and four-light wall/bath fixtures. Both incandescent lamping and ENERGY STAR-qualified LED lamping are available. All fixtures are California Title 24 compliant. | BATH | Oslo | Wall / Bath Lighting | Burnt Sienna | 710 | Steel | Cased Opal Etched Glass | D:3.9375" H:5.90625" |  |  | 2 Medium A19 100w |  | 2 | No | [14 empty] | 0 | [12 empty] | 60.45 | 120.9 | 181.35 | W:12 1/2'' H:8 1/2'' E:5 1/2'' | 3.3 |  |  | 12.5 | 8.5 | Wall / Bath |  |  |  |  | 5.5 |  | No |  | No | [21 empty] | DP:13/16'' W:8'' H:4 3/4'' OB UP:6 1/4'' OB DOWN:2 1/4'' Oval |  |  |  | 6.5 | Black/White |  |  |  | 0 | 1 | 0 | 0 | 1 | 0 | 0 | 1 | 0 | 0 | 0 | 785652077838 | 14.75 | 11.75 | 6.5 | 4.1 | 0.652 | 125 | Yes | [9 empty] | cETL Damp | OSLO 2L BATH-710 | Two Light Wall / Bath |  | 41161-710.jpg | 41161.jpg
41161-839 | Two Light Wall / Bath | The Oslo lighting collection by Sea Gull Lighting is a sleek design, with smooth and clean lines. The Opal Etched glass adds to this collection's contemporary and minimalist character. Offered in Chrome, Brushed Nickel and textured Blacksmith finishes, the collection includes nine-, five-, and three-light chandeliers, pendants in four sizes, both flush and semi-flush ceiling fixtures, as well as one-, two-, three- and four-light wall/bath fixtures. Both incandescent lamping and ENERGY STAR-qualified LED lamping are available. All fixtures are California Title 24 compliant. | BATH | Oslo | Wall / Bath Lighting | Blacksmith | 839 | Steel | Cased Opal Etched Glass | D:3.9375" H:5.90625" |  |  | 2 Medium A19 100w |  | 2 | No | [14 empty] | 0 | [12 empty] | 61.98 | 123.96 | 185.94 | W:12 1/2'' H:8 1/2'' E:5 1/2'' | 3.3 |  |  | 12.5 | 8.5 | Wall / Bath |  |  |  |  | 5.5 |  | No |  | No | [21 empty] | DP:13/16'' W:8'' H:4 3/4'' OB UP:6 1/4'' OB DOWN:2 1/4'' Oval |  |  |  | 6.5 | Black/White |  | N/A |  | 0 | 1 | 0 | 0 | 1 | 0 | 0 | 1 | 0 | 0 | 0 | 785652171659 | 14.75 | 11.75 | 6.5 | 4.1 | 0.652 | 125 | Yes | [9 empty] | cETL Damp | OSLO 2L BATH-839 | Two Light Wall / Bath |  | 41161-839.jpg | 41161.jpg
41161-962 | Two Light Wall / Bath | The Oslo lighting collection by Sea Gull Lighting is a sleek design, with smooth and clean lines. The Opal Etched glass adds to this collection's contemporary and minimalist character. Offered in Chrome, Brushed Nickel and textured Blacksmith finishes, the collection includes nine-, five-, and three-light chandeliers, pendants in four sizes, both flush and semi-flush ceiling fixtures, as well as one-, two-, three- and four-light wall/bath fixtures. Both incandescent lamping and ENERGY STAR-qualified LED lamping are available. All fixtures are California Title 24 compliant. | BATH | Oslo | Wall / Bath Lighting | Brushed Nickel | 962 | Steel | Cased Opal Etched Glass | D:3.9375" H:5.90625" |  |  | 2 Medium A19 100w |  | 2 | No | [14 empty] | 0 | [12 empty] | 58.48 | 116.96 | 175.44 | W:12 1/2'' H:8 1/2'' E:5 1/2'' | 3.3 |  |  | 12.5 | 8.5 | Wall / Bath |  |  |  |  | 5.5 |  | No |  | No | [21 empty] | DP:13/16'' W:8'' H:4 3/4'' OB UP:6 1/4'' OB DOWN:2 1/4'' Oval |  |  |  | 6.5 | Black/White |  |  | Hardwired | 0 | 1 | 0 | 0 | 1 | 0 | 0 | 1 | 0 | 0 | 0 | 785652002984 | 14.75 | 11.75 | 6.5 | 4.1 | 0.652 | 125 | Yes | [9 empty] | cETL Damp | OSLO 2L BATH-962 | Two Light Wall / Bath |  | 41161-962.jpg | 41161.jpg
41161EN3-05 | Two Light Wall / Bath | The Oslo lighting collection by Sea Gull Lighting is a sleek design, with smooth and clean lines. The Opal Etched glass adds to this collection's contemporary and minimalist character. Offered in Chrome, Brushed Nickel and textured Blacksmith finishes, the collection includes nine-, five-, and three-light chandeliers, pendants in four sizes, both flush and semi-flush ceiling fixtures, as well as one-, two-, three- and four-light wall/bath fixtures. Both incandescent lamping and ENERGY STAR-qualified LED lamping are available. All fixtures are California Title 24 compliant. | BATH | Oslo | Wall / Bath Lighting | Chrome | 5 | Steel | Cased Opal Etched Glass | D:3.9375" H:5.90625" |  |  | 2 Medium A19 9.3w |  | 2 | Yes | [14 empty] | 0 | [12 empty] | 73.48 | 146.96 | 220.44 | W:12 1/2'' H:8 1/2'' E:5 1/2'' | 3.3 |  |  | 12.5 | 8.5 | Wall / Bath |  |  |  |  | 5.5 |  | No |  | No | [21 empty] | DP:13/16'' W:8'' H:4 3/4'' OB UP:6 1/4'' OB DOWN:2 1/4'' Oval |  |  |  | 6.5 | Black/White |  |  | Hardwired | 0 | 1 | 0 | 1 | 1 | 0 | 0 | 0 | 0 | 0 | 0 | 785652046391 | 14.75 | 12 | 7.125 | 3.9 | 0.73 | 175 | Yes | [9 empty] | cETL Damp | OSLO 2L BATH-05 | Two Light Wall / Bath |  | 41161EN3-05.jpg | 41161.jpg
41161EN3-710 | Two Light Wall / Bath | The Oslo lighting collection by Sea Gull Lighting is a sleek design, with smooth and clean lines. The Opal Etched glass adds to this collection's contemporary and minimalist character. Offered in Chrome, Brushed Nickel and textured Blacksmith finishes, the collection includes nine-, five-, and three-light chandeliers, pendants in four sizes, both flush and semi-flush ceiling fixtures, as well as one-, two-, three- and four-light wall/bath fixtures. Both incandescent lamping and ENERGY STAR-qualified LED lamping are available. All fixtures are California Title 24 compliant. | BATH | Oslo | Wall / Bath Lighting | Burnt Sienna | 710 | Steel | Cased Opal Etched Glass | D:3.9375" H:5.90625" |  |  | 2 Medium A19 9.3w |  | 2 | Yes | [14 empty] | 0 | [12 empty] | 70.95 | 141.9 | 212.85 | W:12 1/2'' H:8 1/2'' E:5 1/2'' | 3.3 |  |  | 12.5 | 8.5 | Wall / Bath |  |  |  |  | 5.5 |  | No |  | No | [21 empty] | DP:13/16'' W:8'' H:4 3/4'' OB UP:6 1/4'' OB DOWN:2 1/4'' Oval |  |  |  | 6.5 | Black/White |  |  | Hardwired | 0 | 1 | 0 | 1 | 1 | 0 | 0 | 0 | 0 | 0 | 0 | 785652081729 | 14.75 | 11.75 | 6.5 | 4.1 | 0.652 | 125 | Yes | [9 empty] | cETL Damp | OSLO 2L BATH-710 | Two Light Wall / Bath |  | 41161EN3-710.jpg | 41161EN3.jpg
41161EN3-839 | Two Light Wall / Bath | The Oslo lighting collection by Sea Gull Lighting is a sleek design, with smooth and clean lines. The Opal Etched glass adds to this collection's contemporary and minimalist character. Offered in Chrome, Brushed Nickel and textured Blacksmith finishes, the collection includes nine-, five-, and three-light chandeliers, pendants in four sizes, both flush and semi-flush ceiling fixtures, as well as one-, two-, three- and four-light wall/bath fixtures. Both incandescent lamping and ENERGY STAR-qualified LED lamping are available. All fixtures are California Title 24 compliant. | BATH | Oslo | Wall / Bath Lighting | Blacksmith | 839 | Steel | Cased Opal Etched Glass | D:3.9375" H:5.90625" |  |  | 2 Medium A19 9.3w |  | 2 | Yes | [14 empty] | 0 | [12 empty] | 73.48 | 146.96 | 220.44 | W:12 1/2'' H:8 1/2'' E:5 1/2'' | 3.3 |  |  | 12.5 | 8.5 | Wall / Bath |  |  |  |  | 5.5 |  | No |  | No | [21 empty] | DP:13/16'' W:8'' H:4 3/4'' OB UP:6 1/4'' OB DOWN:2 1/4'' Oval |  |  |  | 6.5 | Black/White |  |  | Hardwired | 0 | 1 | 0 | 1 | 1 | 0 | 0 | 0 | 0 | 0 | 0 | 785652046407 | 14.75 | 11.75 | 6.5 | 4.1 | 0.652 | 125 | Yes | [9 empty] | cETL Damp | OSLO 2L BATH-839 | Two Light Wall / Bath |  | 41161EN3-839.jpg | 41161.jpg
41161EN3-962 | Two Light Wall / Bath | The Oslo lighting collection by Sea Gull Lighting is a sleek design, with smooth and clean lines. The Opal Etched glass adds to this collection's contemporary and minimalist character. Offered in Chrome, Brushed Nickel and textured Blacksmith finishes, the collection includes nine-, five-, and three-light chandeliers, pendants in four sizes, both flush and semi-flush ceiling fixtures, as well as one-, two-, three- and four-light wall/bath fixtures. Both incandescent lamping and ENERGY STAR-qualified LED lamping are available. All fixtures are California Title 24 compliant. | BATH | Oslo | Wall / Bath Lighting | Brushed Nickel | 962 | Steel | Cased Opal Etched Glass | D:3.9375" H:5.90625" |  |  | 2 Medium A19 9.3w |  | 2 | Yes | [14 empty] | 0 | [12 empty] | 69.98 | 139.96 | 209.94 | W:12 1/2'' H:8 1/2'' E:5 1/2'' | 3.3 |  |  | 12.5 | 8.5 | Wall / Bath |  |  |  |  | 5.5 |  | No |  | No | [21 empty] | DP:13/16'' W:8'' H:4 3/4'' OB UP:6 1/4'' OB DOWN:2 1/4'' Oval |  |  |  | 6.5 | Black/White |  |  | Hardwired | 0 | 1 | 0 | 1 | 1 | 0 | 0 | 0 | 0 | 0 | 0 | 785652046414 | 14.75 | 11.75 | 6.5 | 4.1 | 0.652 | 125 | Yes | [9 empty] | cETL Damp | OSLO 2L BATH-962 | Two Light Wall / Bath |  | 41161EN3-962.jpg | 41161.jpg
41162-05 | Three Light Wall / Bath | The Oslo lighting collection by Sea Gull Lighting is a sleek design, with smooth and clean lines. The Opal Etched glass adds to this collection's contemporary and minimalist character. Offered in Chrome, Brushed Nickel and textured Blacksmith finishes, the collection includes nine-, five-, and three-light chandeliers, pendants in four sizes, both flush and semi-flush ceiling fixtures, as well as one-, two-, three- and four-light wall/bath fixtures. Both incandescent lamping and ENERGY STAR-qualified LED lamping are available. All fixtures are California Title 24 compliant. | BATH | Oslo | Wall / Bath Lighting | Chrome | 5 | Steel | Cased Opal Etched Glass | D:3.9375" H:5.90625" |  |  | 3 Medium A19 100w |  | 3 | No | [14 empty] | 0 | [12 empty] | 82.48 | 164.96 | 247.44 | W:20'' H:8 1/2'' E:5 1/2'' | 4 |  |  | 20 | 8.5 | [5 empty] | 5.5 |  | No |  | No | [21 empty] | DP:13/16'' W:8'' H:4 3/4'' OB UP:6 1/4'' OB DOWN:2 1/4'' Oval |  |  |  | 6.5 |  |  | N/A |  | 0 | 1 | 0 | 0 | 1 | 0 | 0 | 1 | 0 | 0 | 0 | 785652171512 | 21.5 | 11.5 | 6.5 | 4.9 | 0.93 | 175 | Yes | [9 empty] | cETL Damp | OSLO 3L BATH-05 | Three Light Wall / Bath |  | 41162-05.jpg | 41162.jpg
41162-710 | Three Light Wall / Bath | The Oslo lighting collection by Sea Gull Lighting is a sleek design, with smooth and clean lines. The Opal Etched glass adds to this collection's contemporary and minimalist character. Offered in Chrome, Brushed Nickel and textured Blacksmith finishes, the collection includes nine-, five-, and three-light chandeliers, pendants in four sizes, both flush and semi-flush ceiling fixtures, as well as one-, two-, three- and four-light wall/bath fixtures. Both incandescent lamping and ENERGY STAR-qualified LED lamping are available. All fixtures are California Title 24 compliant. | BATH | Oslo | Wall / Bath Lighting | Burnt Sienna | 710 | Steel | Cased Opal Etched Glass | D:3.9375" H:5.90625" |  |  | 3 Medium A19 100w |  | 3 | No | [14 empty] | 0 | [12 empty] | 80.45 | 160.9 | 241.35 | W:20'' H:8 1/2'' E:5 1/2'' | 4 |  |  | 20 | 8.5 | Wall / Bath |  |  |  |  | 5.5 |  | No |  | No | [21 empty] | DP:13/16'' W:8'' H:4 3/4'' OB UP:6 1/4'' OB DOWN:2 1/4'' Oval |  |  |  | 6.5 | Black/White |  |  |  | 0 | 1 | 0 | 0 | 1 | 0 | 0 | 1 | 0 | 0 | 0 | 785652077845 | 21.5 | 11.5 | 6.5 | 4.9 | 0.93 | 150 | Yes | [9 empty] | cETL Damp | OSLO 3L BATH-710 | Three Light Wall / Bath |  | 41162-710.jpg | 41162.jpg
41162-839 | Three Light Wall / Bath | The Oslo lighting collection by Sea Gull Lighting is a sleek design, with smooth and clean lines. The Opal Etched glass adds to this collection's contemporary and minimalist character. Offered in Chrome, Brushed Nickel and textured Blacksmith finishes, the collection includes nine-, five-, and three-light chandeliers, pendants in four sizes, both flush and semi-flush ceiling fixtures, as well as one-, two-, three- and four-light wall/bath fixtures. Both incandescent lamping and ENERGY STAR-qualified LED lamping are available. All fixtures are California Title 24 compliant. | BATH | Oslo | Wall / Bath Lighting | Blacksmith | 839 | Steel | Cased Opal Etched Glass | D:3.9375" H:5.90625" |  |  | 3 Medium A19 100w |  | 3 | No | [14 empty] | 0 | [12 empty] | 82.48 | 164.96 | 247.44 | W:20'' H:8 1/2'' E:5 1/2'' | 4 |  |  | 20 | 8.5 | Wall / Bath |  |  |  |  | 5.5 |  | No |  | No | [21 empty] | DP:13/16'' W:8'' H:4 3/4'' OB UP:6 1/4'' OB DOWN:2 1/4'' Oval |  |  |  | 6.5 | Black/White |  |  |  | 0 | 1 | 0 | 0 | 1 | 0 | 0 | 1 | 0 | 0 | 0 | 785652171666 | 21.5 | 11.5 | 6.5 | 4.9 | 0.93 | 175 | Yes | [9 empty] | cETL Damp | OSLO 3L BATH-839 | Three Light Wall / Bath |  | 41162-839.jpg | 41162.jpg
41162-962 | Three Light Wall / Bath | The Oslo lighting collection by Sea Gull Lighting is a sleek design, with smooth and clean lines. The Opal Etched glass adds to this collection's contemporary and minimalist character. Offered in Chrome, Brushed Nickel and textured Blacksmith finishes, the collection includes nine-, five-, and three-light chandeliers, pendants in four sizes, both flush and semi-flush ceiling fixtures, as well as one-, two-, three- and four-light wall/bath fixtures. Both incandescent lamping and ENERGY STAR-qualified LED lamping are available. All fixtures are California Title 24 compliant. | BATH | Oslo | Wall / Bath Lighting | Brushed Nickel | 962 | Steel | Cased Opal Etched Glass | D:3.9375" H:5.90625" |  |  | 3 Medium A19 100w |  | 3 | No | [14 empty] | 0 | [12 empty] | 77.48 | 154.96 | 232.44 | W:20'' H:8 1/2'' E:5 1/2'' | 4 |  |  | 20 | 8.5 | Wall / Bath |  |  |  |  | 5.5 |  | No |  | No | [21 empty] | DP:13/16'' W:8'' H:4 3/4'' OB UP:6 1/4'' OB DOWN:2 1/4'' Oval |  |  |  | 6.5 | Black/White |  |  | Hardwired | 0 | 1 | 0 | 0 | 1 | 0 | 0 | 1 | 0 | 0 | 0 | 785652002991 | 21.5 | 11.5 | 6.5 | 4.9 | 0.93 | 175 | Yes | [9 empty] | cETL Damp | OSLO 3L BATH-962 | Three Light Wall / Bath |  | 41162-962.jpg | 41162.jpg
41162EN3-05 | Three Light Wall / Bath | The Oslo lighting collection by Sea Gull Lighting is a sleek design, with smooth and clean lines. The Opal Etched glass adds to this collection's contemporary and minimalist character. Offered in Chrome, Brushed Nickel and textured Blacksmith finishes, the collection includes nine-, five-, and three-light chandeliers, pendants in four sizes, both flush and semi-flush ceiling fixtures, as well as one-, two-, three- and four-light wall/bath fixtures. Both incandescent lamping and ENERGY STAR-qualified LED lamping are available. All fixtures are California Title 24 compliant. | BATH | Oslo | Wall / Bath Lighting | Chrome | 5 | Steel | Cased Opal Etched Glass | D:3.9375" H:5.90625" |  |  | 3 Medium A19 9.3w |  | 3 | Yes | [14 empty] | 0 | [12 empty] | 99.98 | 199.96 | 299.94 | W:20'' H:8 1/2'' E:5 1/2'' | 4 |  |  | 20 | 8.5 | Wall / Bath |  |  |  |  | 5.5 |  | No |  | No | [21 empty] | DP:13/16'' W:8'' H:4 3/4'' OB UP:6 1/4'' OB DOWN:2 1/4'' Oval |  |  |  | 6.5 | Black/White |  |  | Hardwired | 0 | 1 | 0 | 1 | 1 | 0 | 0 | 0 | 0 | 0 | 0 | 785652046438 | 21.5 | 11.5 | 6.5 | 4.9 | 0.93 | 175 | Yes | [9 empty] | cETL Damp | OSLO 3L BATH-05 | Three Light Wall / Bath |  | 41162EN3-05.jpg | 41162.jpg
41162EN3-710 | Three Light Wall / Bath | The Oslo lighting collection by Sea Gull Lighting is a sleek design, with smooth and clean lines. The Opal Etched glass adds to this collection's contemporary and minimalist character. Offered in Chrome, Brushed Nickel and textured Blacksmith finishes, the collection includes nine-, five-, and three-light chandeliers, pendants in four sizes, both flush and semi-flush ceiling fixtures, as well as one-, two-, three- and four-light wall/bath fixtures. Both incandescent lamping and ENERGY STAR-qualified LED lamping are available. All fixtures are California Title 24 compliant. | BATH | Oslo | Wall / Bath Lighting | Burnt Sienna | 710 | Steel | Cased Opal Etched Glass | D:3.9375" H:5.90625" |  |  | 3 Medium A19 9.3w |  | 3 | Yes | [14 empty] | 0 | [12 empty] | 96.45 | 192.9 | 289.35 | W:20'' H:8 1/2'' E:5 1/2'' | 4 |  |  | 20 | 8.5 | Wall / Bath |  |  |  |  | 5.5 |  | No |  | No | [21 empty] | DP:13/16'' W:8'' H:4 3/4'' OB UP:6 1/4'' OB DOWN:2 1/4'' Oval |  |  |  | 6.5 | Black/White |  |  | Hardwired | 0 | 1 | 0 | 1 | 1 | 0 | 0 | 0 | 0 | 0 | 0 | 785652081736 | 21.5 | 11.5 | 6.5 | 4.9 | 0.93 | 175 | Yes | [9 empty] | cETL Damp | OSLO 3L BATH-710 | Three Light Wall / Bath |  | 41162EN3-710.jpg | 41162EN3.jpg
41162EN3-839 | Three Light Wall / Bath | The Oslo lighting collection by Sea Gull Lighting is a sleek design, with smooth and clean lines. The Opal Etched glass adds to this collection's contemporary and minimalist character. Offered in Chrome, Brushed Nickel and textured Blacksmith finishes, the collection includes nine-, five-, and three-light chandeliers, pendants in four sizes, both flush and semi-flush ceiling fixtures, as well as one-, two-, three- and four-light wall/bath fixtures. Both incandescent lamping and ENERGY STAR-qualified LED lamping are available. All fixtures are California Title 24 compliant. | BATH | Oslo | Wall / Bath Lighting | Blacksmith | 839 | Steel | Cased Opal Etched Glass | D:3.9375" H:5.90625" |  |  | 3 Medium A19 9.3w |  | 3 | Yes | [14 empty] | 0 | [12 empty] | 99.98 | 199.96 | 299.94 | W:20'' H:8 1/2'' E:5 1/2'' | 4 |  |  | 20 | 8.5 | Wall / Bath |  |  |  |  | 5.5 |  | No |  | No | [21 empty] | DP:13/16'' W:8'' H:4 3/4'' OB UP:6 1/4'' OB DOWN:2 1/4'' Oval |  |  |  | 6.5 | Black/White |  |  | Hardwired | 0 | 1 | 0 | 1 | 1 | 0 | 0 | 0 | 0 | 0 | 0 | 785652046445 | 21.5 | 11.5 | 6.5 | 4.9 | 0.93 | 175 | Yes | [9 empty] | cETL Damp | OSLO 3L BATH-839 | Three Light Wall / Bath |  | 41162EN3-839.jpg | 41162.jpg
41162EN3-962 | Three Light Wall / Bath | The Oslo lighting collection by Sea Gull Lighting is a sleek design, with smooth and clean lines. The Opal Etched glass adds to this collection's contemporary and minimalist character. Offered in Chrome, Brushed Nickel and textured Blacksmith finishes, the collection includes nine-, five-, and three-light chandeliers, pendants in four sizes, both flush and semi-flush ceiling fixtures, as well as one-, two-, three- and four-light wall/bath fixtures. Both incandescent lamping and ENERGY STAR-qualified LED lamping are available. All fixtures are California Title 24 compliant. | BATH | Oslo | Wall / Bath Lighting | Brushed Nickel | 962 | Steel | Cased Opal Etched Glass | D:3.9375" H:5.90625" |  |  | 3 Medium A19 9.3w |  | 3 | Yes | [14 empty] | 0 | [12 empty] | 94.98 | 189.96 | 284.94 | W:20'' H:8 1/2'' E:5 1/2'' | 4 |  |  | 20 | 8.5 | Wall / Bath |  |  |  |  | 5.5 |  | No |  | No | [21 empty] | DP:13/16'' W:8'' H:4 3/4'' OB UP:6 1/4'' OB DOWN:2 1/4'' Oval |  |  |  | 6.5 | Black/White |  |  | Hardwired | 0 | 1 | 0 | 1 | 1 | 0 | 0 | 0 | 0 | 0 | 0 | 785652046452 | 21.5 | 11.5 | 6.5 | 4.9 | 0.93 | 175 | Yes | [9 empty] | cETL Damp | OSLO 3L BATH-962 | Three Light Wall / Bath |  | 41162EN3-962.jpg | 41162.jpg
41163-05 | Four Light Wall / Bath | The Oslo lighting collection by Sea Gull Lighting is a sleek design, with smooth and clean lines. The Opal Etched glass adds to this collection's contemporary and minimalist character. Offered in Chrome, Brushed Nickel and textured Blacksmith finishes, the collection includes nine-, five-, and three-light chandeliers, pendants in four sizes, both flush and semi-flush ceiling fixtures, as well as one-, two-, three- and four-light wall/bath fixtures. Both incandescent lamping and ENERGY STAR-qualified LED lamping are available. All fixtures are California Title 24 compliant. | BATH | Oslo | Wall / Bath Lighting | Chrome | 5 | Steel | Cased Opal Etched Glass | D:3.9375" H:5.90625" |  |  | 4 Medium A19 100w |  | 4 | No | [14 empty] | 0 | [12 empty] | 108.98 | 217.96 | 326.94 | W:27 1/2'' H:8 1/2'' E:5 1/2'' | 5.78 |  |  | 27.5 | 8.5 | Wall / Bath |  |  |  |  | 5.5 |  | No |  | No | [21 empty] | DP:13/16'' W:12'' H:4 3/4'' OB UP:6 1/4'' OB DOWN:2 1/4'' Oval |  |  |  | 6.5 |  |  | N/A |  | 0 | 1 | 0 | 0 | 1 | 0 | 0 | 1 | 0 | 0 | 0 | 785652171529 | 29 | 11.5 | 6.5 | 7.3 | 1.254 | 175 | Yes | [9 empty] | cETL Damp | OSLO 4L BATH-05 | Four Light Wall / Bath |  | 41163-05.jpg | 41163.jpg
41163-710 | Four Light Wall / Bath | The Oslo lighting collection by Sea Gull Lighting is a sleek design, with smooth and clean lines. The Opal Etched glass adds to this collection's contemporary and minimalist character. Offered in Chrome, Brushed Nickel and textured Blacksmith finishes, the collection includes nine-, five-, and three-light chandeliers, pendants in four sizes, both flush and semi-flush ceiling fixtures, as well as one-, two-, three- and four-light wall/bath fixtures. Both incandescent lamping and ENERGY STAR-qualified LED lamping are available. All fixtures are California Title 24 compliant. | BATH | Oslo | Wall / Bath Lighting | Burnt Sienna | 710 | Steel | Cased Opal Etched Glass | D:3.9375" H:5.90625" |  |  | 4 Medium A19 100w |  | 4 | No | [14 empty] | 0 | [12 empty] | 105.95 | 211.9 | 317.85 | W:28'' H:8 1/2'' E:5 1/2'' | 5.78 |  |  | 28 | 8.5 | Wall / Bath |  |  |  |  | 5.5 |  | No |  | No | [21 empty] | DP:13/16'' W:12'' H:4 3/4'' OB UP:6 1/4'' OB DOWN:2 1/4'' Oval |  |  |  | 6.5 | Black/White |  |  |  | 0 | 1 | 0 | 0 | 1 | 0 | 0 | 1 | 0 | 0 | 0 | 785652077852 | 29 | 11.5 | 6.5 | 7.3 | 1.254 | 150 | Yes | [9 empty] | cETL Damp | OSLO 4L BATH-710 | Four Light Wall / Bath |  | 41163-710.jpg | 41163.jpg
41163-839 | Four Light Wall / Bath | The Oslo lighting collection by Sea Gull Lighting is a sleek design, with smooth and clean lines. The Opal Etched glass adds to this collection's contemporary and minimalist character. Offered in Chrome, Brushed Nickel and textured Blacksmith finishes, the collection includes nine-, five-, and three-light chandeliers, pendants in four sizes, both flush and semi-flush ceiling fixtures, as well as one-, two-, three- and four-light wall/bath fixtures. Both incandescent lamping and ENERGY STAR-qualified LED lamping are available. All fixtures are California Title 24 compliant. | BATH | Oslo | Wall / Bath Lighting | Blacksmith | 839 | Steel | Cased Opal Etched Glass | D:3.9375" H:5.90625" |  |  | 4 Medium A19 100w |  | 4 | No | [14 empty] | 0 | [12 empty] | 108.98 | 217.96 | 326.94 | W:28'' H:8 1/2'' E:5 1/2'' | 5.78 |  |  | 28 | 8.5 | Wall / Bath |  |  |  |  | 5.5 |  | No |  | No | [21 empty] | DP:13/16'' W:12'' H:4 3/4'' OB UP:6 1/4'' OB DOWN:2 1/4'' Oval |  |  |  | 6.5 |  |  | N/A |  | 0 | 1 | 0 | 0 | 1 | 0 | 0 | 1 | 0 | 0 | 0 | 785652171673 | 29 | 11.5 | 6.5 | 7.3 | 1.254 | 175 | Yes | [9 empty] | cETL Damp | OSLO 4L BATH-839 | Four Light Wall / Bath |  | 41163-839.jpg | 41163.jpg
41163-962 | Four Light Wall / Bath | The Oslo lighting collection by Sea Gull Lighting is a sleek design, with smooth and clean lines. The Opal Etched glass adds to this collection's contemporary and minimalist character. Offered in Chrome, Brushed Nickel and textured Blacksmith finishes, the collection includes nine-, five-, and three-light chandeliers, pendants in four sizes, both flush and semi-flush ceiling fixtures, as well as one-, two-, three- and four-light wall/bath fixtures. Both incandescent lamping and ENERGY STAR-qualified LED lamping are available. All fixtures are California Title 24 compliant. | BATH | Oslo | Wall / Bath Lighting | Brushed Nickel | 962 | Steel | Cased Opal Etched Glass | D:3.9375" H:5.90625" |  |  | 4 Medium A19 100w |  | 4 | No | [14 empty] | 0 | [12 empty] | 99.98 | 199.96 | 299.94 | W:27 1/2'' H:8 1/2'' E:5 1/2'' | 5.78 |  |  | 27.5 | 8.5 | Wall / Bath |  |  |  |  | 5.5 |  | No |  | No | [21 empty] | DP:13/16'' W:12'' H:4 3/4'' OB UP:6 1/4'' OB DOWN:2 1/4'' Oval |  |  |  | 6.5 | Black/White |  |  | Hardwired | 0 | 1 | 0 | 0 | 1 | 0 | 0 | 1 | 0 | 0 | 0 | 785652003004 | 29 | 11.5 | 6.5 | 7.3 | 1.254 | 175 | Yes | [9 empty] | cETL Damp | OSLO 4L BATH-962 | Four Light Wall / Bath |  | 41163-962.jpg | 41163.jpg
41163EN3-05 | Four Light Wall / Bath | The Oslo lighting collection by Sea Gull Lighting is a sleek design, with smooth and clean lines. The Opal Etched glass adds to this collection's contemporary and minimalist character. Offered in Chrome, Brushed Nickel and textured Blacksmith finishes, the collection includes nine-, five-, and three-light chandeliers, pendants in four sizes, both flush and semi-flush ceiling fixtures, as well as one-, two-, three- and four-light wall/bath fixtures. Both incandescent lamping and ENERGY STAR-qualified LED lamping are available. All fixtures are California Title 24 compliant. | BATH | Oslo | Wall / Bath Lighting | Chrome | 5 | Steel | Cased Opal Etched Glass | D:3.9375" H:5.90625" |  |  | 4 Medium A19 9.3w |  | 4 | Yes | [14 empty] | 0 | [12 empty] | 129.98 | 259.96 | 389.94 | W:27 1/2'' H:8 1/2'' E:5 1/2'' | 5.78 |  |  | 27.5 | 8.5 | Wall / Bath |  |  |  |  | 5.5 |  | No |  | No | [21 empty] | DP:13/16'' W:12'' H:4 3/4'' OB UP:6 1/4'' OB DOWN:2 1/4'' Oval |  |  |  | 6.5 | Black/White |  |  | Hardwired | 0 | 1 | 0 | 1 | 1 | 0 | 0 | 0 | 0 | 0 | 0 | 785652046506 | 29.25 | 11.75 | 7 | 6.9 | 1.392 | 175 | Yes | [9 empty] | cETL Damp | OSLO 4L BATH-05 | Four Light Wall / Bath |  | 41163EN3-05.jpg | 41163.jpg
41163EN3-710 | Four Light Wall / Bath | The Oslo lighting collection by Sea Gull Lighting is a sleek design, with smooth and clean lines. The Opal Etched glass adds to this collection's contemporary and minimalist character. Offered in Chrome, Brushed Nickel and textured Blacksmith finishes, the collection includes nine-, five-, and three-light chandeliers, pendants in four sizes, both flush and semi-flush ceiling fixtures, as well as one-, two-, three- and four-light wall/bath fixtures. Both incandescent lamping and ENERGY STAR-qualified LED lamping are available. All fixtures are California Title 24 compliant. | BATH | Oslo | Wall / Bath Lighting | Burnt Sienna | 710 | Steel | Cased Opal Etched Glass | D:3.9375" H:5.90625" |  |  | 4 Medium A19 9.3w |  | 4 | Yes | [14 empty] | 0 | [12 empty] | 126.45 | 252.9 | 379.35 | W:27 1/2'' H:8 1/2'' E:5 1/2'' | 5.78 |  |  | 27.5 | 8.5 | Wall / Bath |  |  |  |  | 5.5 |  | No |  | No | [21 empty] | DP:13/16'' W:12'' H:4 3/4'' OB UP:6 1/4'' OB DOWN:2 1/4'' Oval |  |  |  | 6.5 | Black/White |  |  | Hardwired | 0 | 1 | 0 | 1 | 1 | 0 | 0 | 0 | 0 | 0 | 0 | 785652081743 | 29.25 | 11.75 | 7 | 6.9 | 1.392 | 175 | Yes | [9 empty] | cETL Damp | OSLO 4L BATH-710 | Four Light Wall / Bath |  | 41163EN3-710.jpg | 41163EN3.jpg
41163EN3-839 | Four Light Wall / Bath | The Oslo lighting collection by Sea Gull Lighting is a sleek design, with smooth and clean lines. The Opal Etched glass adds to this collection's contemporary and minimalist character. Offered in Chrome, Brushed Nickel and textured Blacksmith finishes, the collection includes nine-, five-, and three-light chandeliers, pendants in four sizes, both flush and semi-flush ceiling fixtures, as well as one-, two-, three- and four-light wall/bath fixtures. Both incandescent lamping and ENERGY STAR-qualified LED lamping are available. All fixtures are California Title 24 compliant. | BATH | Oslo | Wall / Bath Lighting | Blacksmith | 839 | Steel | Cased Opal Etched Glass | D:3.9375" H:5.90625" |  |  | 4 Medium A19 9.3w |  | 4 | Yes | [14 empty] | 0 | [12 empty] | 130.98 | 261.96 | 392.94 | W:27 1/2'' H:8 1/2'' E:5 1/2'' | 5.78 |  |  | 27.5 | 8.5 | Wall / Bath |  |  |  |  | 5.5 |  | No |  | No | [21 empty] | DP:13/16'' W:12'' H:4 3/4'' OB UP:6 1/4'' OB DOWN:2 1/4'' Oval |  |  |  | 6.5 | Black/White |  |  | Hardwired | 0 | 1 | 0 | 1 | 1 | 0 | 0 | 0 | 0 | 0 | 0 | 785652046513 | 29.25 | 11.75 | 7 | 6.9 | 1.392 | 175 | Yes | [9 empty] | cETL Damp | OSLO 4L BATH-839 | Four Light Wall / Bath |  | 41163EN3-839.jpg | 41163.jpg
41163EN3-962 | Four Light Wall / Bath | The Oslo lighting collection by Sea Gull Lighting is a sleek design, with smooth and clean lines. The Opal Etched glass adds to this collection's contemporary and minimalist character. Offered in Chrome, Brushed Nickel and textured Blacksmith finishes, the collection includes nine-, five-, and three-light chandeliers, pendants in four sizes, both flush and semi-flush ceiling fixtures, as well as one-, two-, three- and four-light wall/bath fixtures. Both incandescent lamping and ENERGY STAR-qualified LED lamping are available. All fixtures are California Title 24 compliant. | BATH | Oslo | Wall / Bath Lighting | Brushed Nickel | 962 | Steel | Cased Opal Etched Glass | D:3.9375" H:5.90625" |  |  | 4 Medium A19 9.3w |  | 4 | Yes | [14 empty] | 0 | [12 empty] | 124.98 | 249.96 | 374.94 | W:27 1/2'' H:8 1/2'' E:5 1/2'' | 5.78 |  |  | 27.5 | 8.5 | Wall / Bath |  |  |  |  | 5.5 |  | No |  | No | [21 empty] | DP:13/16'' W:12'' H:4 3/4'' OB UP:6 1/4'' OB DOWN:2 1/4'' Oval |  |  |  | 6.5 | Black/White |  |  | Hardwired | 0 | 1 | 0 | 1 | 1 | 0 | 0 | 0 | 0 | 0 | 0 | 785652046520 | 29.25 | 11.75 | 7 | 6.9 | 1.392 | 175 | Yes | [9 empty] | cETL Damp | OSLO 4L BATH-962 | Four Light Wall / Bath |  | 41163EN3-962.jpg | 41163.jpg
4116601-782 | One Light Wall / Bath Sconce | The subtle detail of the Bannock lighting collection by Sea Gull Lighting allows this transitional design to easily fit into any décor. The sleek, sweeping arms and Satin-Etched glass shades add touches of elegance to its streamlined profile. Equally at home in a contemporary, urban setting or a traditional décor in the suburbs, the full Bannock lighting collection is available in two beautiful finishes, Brushed Nickel and Heirloom Bronze. The Bannock collection includes three-, five- and nine-light chandeliers, one-light mini pendant, two-light semi-flush convertible pendant, and one-, two-, three- and four-light bath vanity fixtures. Incandescent and ENERGY STAR-qualified LED lamping are available; all fixtures are California Title 24 compliant. | WALL SCONCE | Bannock | Wall / Bath Lighting | Heirloom Bronze | 782 | Steel | Satin Etched Glass | D:4.75" H:5" |  |  | 1 Medium A19 75w |  | 1 | No | [14 empty] | 0 | [12 empty] | 31.45 | 62.9 | 94.35 | W:4 7/8'' H:8 3/4'' E:7 1/4'' | 2.4 |  |  | 4.875 | 8.75 | Cap Nuts |  |  |  |  | 7.25 |  | No |  | No | [21 empty] | D:4 7/8'' DP:1'' OB UP:6 1/4'' OB DOWN:2 1/2'' Round |  |  |  | 6.5 | Black/White |  |  | Hardwired | 0 | 1 | 0 | 0 | 1 | 0 | 0 | 1 | 0 | 0 | 0 | 785652001642 | 10.75 | 9.75 | 8 | 2.8 | 0.485 | 175 | Yes | [9 empty] | cETL Damp | BANNOCK 1L SCONCE-782 | One Light Wall / Bath Sconce |  | 4116601-782.jpg | 4116601.jpg
4116601-962 | One Light Wall / Bath Sconce | The subtle detail of the Bannock lighting collection by Sea Gull Lighting allows this transitional design to easily fit into any décor. The sleek, sweeping arms and Satin-Etched glass shades add touches of elegance to its streamlined profile. Equally at home in a contemporary, urban setting or a traditional décor in the suburbs, the full Bannock lighting collection is available in two beautiful finishes, Brushed Nickel and Heirloom Bronze. The Bannock collection includes three-, five- and nine-light chandeliers, one-light mini pendant, two-light semi-flush convertible pendant, and one-, two-, three- and four-light bath vanity fixtures. Incandescent and ENERGY STAR-qualified LED lamping are available; all fixtures are California Title 24 compliant. | WALL SCONCE | Bannock | Wall / Bath Lighting | Brushed Nickel | 962 | Steel | Satin Etched Glass | D:4.75" H:5" |  |  | 1 Medium A19 75w |  | 1 | No | [14 empty] | 0 | [12 empty] | 31.45 | 62.9 | 94.35 | W:4 7/8'' H:8 3/4'' E:7 1/4'' | 2.4 |  |  | 4.875 | 8.75 | Cap Nuts |  |  |  |  | 7.25 |  | No |  | No | [21 empty] | D:4 7/8'' DP:1'' OB UP:6 1/4'' OB DOWN:2 1/2'' Round |  |  |  | 6.5 | Black/White |  |  | Hardwired | 0 | 1 | 0 | 0 | 1 | 0 | 0 | 1 | 0 | 0 | 0 | 785652001659 | 10.75 | 9.75 | 8 | 2.8 | 0.485 | 175 | Yes | [9 empty] | cETL Damp | BANNOCK 1L SCONCE-962 | One Light Wall / Bath Sconce |  | 4116601-962.jpg | 4116601.jpg
4116601EN3-782 | One Light Wall / Bath Sconce | The subtle detail of the Bannock lighting collection by Sea Gull Lighting allows this transitional design to easily fit into any décor. The sleek, sweeping arms and Satin-Etched glass shades add touches of elegance to its streamlined profile. Equally at home in a contemporary, urban setting or a traditional décor in the suburbs, the full Bannock lighting collection is available in two beautiful finishes, Brushed Nickel and Heirloom Bronze. The Bannock collection includes three-, five- and nine-light chandeliers, one-light mini pendant, two-light semi-flush convertible pendant, and one-, two-, three- and four-light bath vanity fixtures. Incandescent and ENERGY STAR-qualified LED lamping are available; all fixtures are California Title 24 compliant. | WALL SCONCE | Bannock | Wall / Bath Lighting | Heirloom Bronze | 782 | Steel | Satin Etched Glass | D:4.75" H:5" |  |  | 1 Medium A19 9.3w |  | 1 | Yes | [14 empty] | 0 | [12 empty] | 36.95 | 73.9 | 110.85 | W:4 7/8'' H:8 3/4'' E:7 1/4'' | 2.4 |  |  | 4.875 | 8.75 | Cap Nuts |  |  |  |  | 7.25 |  | No |  | No | [21 empty] | D:4 7/8'' DP:1'' OB UP:6 1/4'' OB DOWN:2 1/2'' Round |  |  |  | 6.5 | Black/White |  |  | Hardwired | 0 | 1 | 0 | 1 | 1 | 0 | 0 | 0 | 0 | 0 | 0 | 785652048845 | 10.75 | 9.75 | 8 | 2.8 | 0.485 | 175 | Yes | [9 empty] | cETL Damp | BANNOCK 1L SCONCE-782 | One Light Wall / Bath Sconce |  | 4116601EN3-782.jpg | 4116601.jpg
4116601EN3-962 | One Light Wall / Bath Sconce | The subtle detail of the Bannock lighting collection by Sea Gull Lighting allows this transitional design to easily fit into any décor. The sleek, sweeping arms and Satin-Etched glass shades add touches of elegance to its streamlined profile. Equally at home in a contemporary, urban setting or a traditional décor in the suburbs, the full Bannock lighting collection is available in two beautiful finishes, Brushed Nickel and Heirloom Bronze. The Bannock collection includes three-, five- and nine-light chandeliers, one-light mini pendant, two-light semi-flush convertible pendant, and one-, two-, three- and four-light bath vanity fixtures. Incandescent and ENERGY STAR-qualified LED lamping are available; all fixtures are California Title 24 compliant. | WALL SCONCE | Bannock | Wall / Bath Lighting | Brushed Nickel | 962 | Steel | Satin Etched Glass | D:4.75" H:5" |  |  | 1 Medium A19 9.3w |  | 1 | Yes | [14 empty] | 0 | [12 empty] | 36.95 | 73.9 | 110.85 | W:4 7/8'' H:8 3/4'' E:7 1/4'' | 2.4 |  |  | 4.875 | 8.75 | Cap Nuts |  |  |  |  | 7.25 |  | No |  | No | [21 empty] | D:4 7/8'' DP:1'' OB UP:6 1/4'' OB DOWN:2 1/2'' Round |  |  |  | 6.5 | Black/White |  |  | Hardwired | 0 | 1 | 0 | 1 | 1 | 0 | 0 | 0 | 0 | 0 | 0 | 785652048852 | 10.75 | 9.75 | 8 | 2.8 | 0.485 | 175 | Yes | [9 empty] | cETL Damp | BANNOCK 1L SCONCE-962 | One Light Wall / Bath Sconce |  | 4116601EN3-962.jpg | 4116601.jpg
41180-710 | One Light Wall / Bath | The Montreal collection by Sea Gull Lighting features flowing body elements and beautifully formed glass that complement each other to create a bold transitional statement. Classic Antique Brushed Nickel finish with Etched White glass or Burnt Sienna finish with Café Tint glass make Montreal a fit for any home decor. The assortment includes nine-light, five-light and three-light chandeliers, pendants in four sizes, both flush and semi-flush ceiling fixtures, as well as one-light, two-light, three-light and four-light wall/bath fixtures. Both incandescent lamping and ENERGY STAR-qualified LED lamping are available. All fixtures are California Title 24 compliant. | WALL SCONCE | Montreal | Wall / Bath Lighting | Burnt Sienna | 710 | Steel | Cafe Tint Glass |  |  |  | 1 Medium A19 100w |  | 1 | No | [14 empty] | 0 | [12 empty] | 32.95 | 65.9 | 98.85 | W:7 3/4'' H:8 1/2'' E:9 3/4'' | 2.9 |  |  | 7.75 | 8.5 | Cap Nuts |  |  |  |  | 9.75 |  | No |  | No | [21 empty] | DP:1'' W:5'' H:8'' OB UP:4'' OB DOWN:4 1/2'' Oval |  |  |  | 6.5 | Black/White |  |  | Hardwired | 0 | 1 | 0 | 0 | 1 | 0 | 0 | 1 | 0 | 0 | 0 | 785652181979 | 14.5 | 11 | 7 | 3.7 | 0.646 | 175 | Yes | [8 empty] | UL Damp | cUL Damp | MONTREAL 1L SCONCE-710 | One Light Wall / Bath |  | 41180-710.jpg | 41180.jpg
41180-965 | One Light Wall / Bath | The Montreal collection by Sea Gull Lighting features flowing body elements and beautifully formed glass that complement each other to create a bold transitional statement. Classic Antique Brushed Nickel finish with Etched White glass or Burnt Sienna finish with Café Tint glass make Montreal a fit for any home decor. The assortment includes nine-light, five-light and three-light chandeliers, pendants in four sizes, both flush and semi-flush ceiling fixtures, as well as one-light, two-light, three-light and four-light wall/bath fixtures. Both incandescent lamping and ENERGY STAR-qualified LED lamping are available. All fixtures are California Title 24 compliant. | WALL SCONCE | Montreal | Wall / Bath Lighting | Antique Brushed Nickel | 965 | Steel | Etched / White Inside Glass | D:7.4375" |  |  | 1 Medium A19 100w |  | 1 | No | [14 empty] | 0 | [12 empty] | 32.95 | 65.9 | 98.85 | W:7 3/4'' H:8 1/2'' E:9 3/4'' | 2.9 |  |  | 7.75 | 8.5 | Cap Nuts |  |  |  |  | 9.75 |  | No |  | No | [21 empty] | DP:1'' W:5'' H:8'' OB UP:4'' OB DOWN:4 1/2'' Oval |  |  |  | 6.5 | Black/White |  |  | Hardwired | 0 | 1 | 0 | 0 | 1 | 0 | 0 | 1 | 0 | 0 | 0 | 785652171765 | 14.5 | 11 | 7 | 3.7 | 0.646 | 175 | Yes | [8 empty] | UL Damp | cUL Damp | MONTREAL 1L SCONCE-965 | One Light Wall / Bath |  | 41180-965.jpg | 41180.jpg
41180EN3-710 | One Light Wall / Bath Sconce | The Montreal collection by Sea Gull Lighting features flowing body elements and beautifully formed glass that complement each other to create a bold transitional statement. Classic Antique Brushed Nickel finish with Etched White glass or Burnt Sienna finish with Café Tint glass make Montreal a fit for any home decor. The assortment includes nine-light, five-light and three-light chandeliers, pendants in four sizes, both flush and semi-flush ceiling fixtures, as well as one-light, two-light, three-light and four-light wall/bath fixtures. Both incandescent lamping and ENERGY STAR-qualified LED lamping are available. All fixtures are California Title 24 compliant. | WALL SCONCE | Montreal | Wall / Bath Lighting | Burnt Sienna | 710 | Steel | Cafe Tint Glass |  |  |  | 1 Medium A19 9.3w |  | 1 | Yes | [14 empty] | 0 | [12 empty] | 37.95 | 75.9 | 113.85 | W:7 1/2'' H:8 1/2'' E:9 3/4'' | 2.9 |  |  | 7.5 | 8.5 | Cap Nuts |  |  |  |  | 9.75 |  | No |  | No | [21 empty] | DP:1'' W:5'' H:8'' OB UP:4'' OB DOWN:4 1/2'' Oval |  |  |  | 6.5 | Black/White |  |  | Hardwired | 0 | 1 | 0 | 1 | 1 | 0 | 0 | 0 | 0 | 0 | 0 | 785652054112 | 14.5 | 11 | 7 | 3.7 | 0.646 | 175 | Yes | [8 empty] | ETL Damp | cETL Damp | MONTREAL 1L SCONCE-710 | One Light Wall / Bath Sconce |  | 41180EN3-710.jpg | 41180.jpg
41180EN3-965 | One Light Wall / Bath Sconce | The Montreal collection by Sea Gull Lighting features flowing body elements and beautifully formed glass that complement each other to create a bold transitional statement. Classic Antique Brushed Nickel finish with Etched White glass or Burnt Sienna finish with Café Tint glass make Montreal a fit for any home decor. The assortment includes nine-light, five-light and three-light chandeliers, pendants in four sizes, both flush and semi-flush ceiling fixtures, as well as one-light, two-light, three-light and four-light wall/bath fixtures. Both incandescent lamping and ENERGY STAR-qualified LED lamping are available. All fixtures are California Title 24 compliant. | WALL SCONCE | Montreal | Wall / Bath Lighting | Antique Brushed Nickel | 965 | Steel | Etched / White Inside Glass | D:7.4375" |  |  | 1 Medium A19 9.3w |  | 1 | Yes | [14 empty] | 0 | [12 empty] | 37.95 | 75.9 | 113.85 | W:7 3/4'' H:8 1/2'' E:9 3/4'' | 2.9 |  |  | 7.75 | 8.5 | Cap Nuts |  |  |  |  | 9.75 |  | No |  | No | [21 empty] | DP:1'' W:5'' H:8'' OB UP:4'' OB DOWN:4 1/2'' Oval |  |  |  | 6.5 | Black/White |  |  | Hardwired | 0 | 1 | 0 | 1 | 1 | 0 | 0 | 0 | 0 | 0 | 0 | 785652054129 | 14.5 | 11 | 7 | 3.7 | 0.646 | 175 | Yes | [9 empty] | cETL Damp | MONTREAL 1L SCONCE-965 | One Light Wall / Bath Sconce |  | 41180EN3-965.jpg | 41180.jpg
41181-710 | Two Light Wall / Bath | The Montreal collection by Sea Gull Lighting features flowing body elements and beautifully formed glass that complement each other to create a bold transitional statement. Classic Antique Brushed Nickel finish with Etched White glass or Burnt Sienna finish with Café Tint glass make Montreal a fit for any home decor. The assortment includes nine-light, five-light and three-light chandeliers, pendants in four sizes, both flush and semi-flush ceiling fixtures, as well as one-light, two-light, three-light and four-light wall/bath fixtures. Both incandescent lamping and ENERGY STAR-qualified LED lamping are available. All fixtures are California Title 24 compliant. | BATH | Montreal | Wall / Bath Lighting | Burnt Sienna | 710 | Steel | Cafe Tint Glass | D:7.6875" |  |  | 2 Medium A19 100w |  | 2 | No | [14 empty] | 0 | [12 empty] | 68.45 | 136.9 | 205.35 | W:17 1/2'' H:8 1/4'' E:9 3/4'' | 5.2 |  |  | 17.5 | 8.25 | Cap Nuts |  |  |  |  | 9.75 |  | No |  | No | [21 empty] | DP:1'' W:8'' H:5'' OB UP:5 1/4'' OB DOWN:3'' Oval |  |  |  | 6.5 | Black/White |  |  | Hardwired | 0 | 1 | 0 | 0 | 1 | 0 | 0 | 1 | 0 | 0 | 0 | 785652181986 | 18 | 12.75 | 12.75 | 6.5 | 1.693 | 250 | Yes | [8 empty] | UL Damp | cUL Damp | MONTREAL 2L BATH-710 | Two Light Wall / Bath |  | 41181-710.jpg | 41181.jpg
41181-965 | Two Light Wall / Bath | The Montreal collection by Sea Gull Lighting features flowing body elements and beautifully formed glass that complement each other to create a bold transitional statement. Classic Antique Brushed Nickel finish with Etched White glass or Burnt Sienna finish with Café Tint glass make Montreal a fit for any home decor. The assortment includes nine-light, five-light and three-light chandeliers, pendants in four sizes, both flush and semi-flush ceiling fixtures, as well as one-light, two-light, three-light and four-light wall/bath fixtures. Both incandescent lamping and ENERGY STAR-qualified LED lamping are available. All fixtures are California Title 24 compliant. | BATH | Montreal | Wall / Bath Lighting | Antique Brushed Nickel | 965 | Steel | Etched / White Inside Glass | D:7.6875" |  |  | 2 Medium A19 100w |  | 2 | No | [14 empty] | 0 | [12 empty] | 68.45 | 136.9 | 205.35 | W:17 1/2'' H:8 1/4'' E:9 3/4'' | 5.2 |  |  | 17.5 | 8.25 | Cap Nuts |  |  |  |  | 9.75 |  | No |  | No | [21 empty] | DP:1'' W:8'' H:5'' OB UP:5 1/4'' OB DOWN:3'' Oval |  |  |  | 6.5 | Black/White |  |  | Hardwired | 0 | 1 | 0 | 0 | 1 | 0 | 0 | 1 | 0 | 0 | 0 | 785652171772 | 18 | 12.75 | 12.75 | 6.5 | 1.693 | 250 | Yes | [8 empty] | UL Damp | cUL Damp | MONTREAL 2L BATH-965 | Two Light Wall / Bath |  | 41181-965.jpg | 41181.jpg
41181EN3-710 | Two Light Wall / Bath | The Montreal collection by Sea Gull Lighting features flowing body elements and beautifully formed glass that complement each other to create a bold transitional statement. Classic Antique Brushed Nickel finish with Etched White glass or Burnt Sienna finish with Café Tint glass make Montreal a fit for any home decor. The assortment includes nine-light, five-light and three-light chandeliers, pendants in four sizes, both flush and semi-flush ceiling fixtures, as well as one-light, two-light, three-light and four-light wall/bath fixtures. Both incandescent lamping and ENERGY STAR-qualified LED lamping are available. All fixtures are California Title 24 compliant. | BATH | Montreal | Wall / Bath Lighting | Burnt Sienna | 710 | Steel | Cafe Tint Glass |  |  |  | 2 Medium A19 9.3w |  | 2 | Yes | [14 empty] | 0 | [12 empty] | 81.48 | 162.96 | 244.44 | W:17 1/2'' H:8 1/4'' E:9 3/4'' | 5.2 |  |  | 17.5 | 8.25 | Cap Nuts |  |  |  |  | 9.75 |  | No |  | No | [21 empty] | DP:1'' W:8'' H:5'' OB UP:5 1/4'' OB DOWN:3'' Oval |  |  |  | 6.5 | Black/White |  |  | Hardwired | 0 | 1 | 0 | 1 | 1 | 0 | 0 | 0 | 0 | 0 | 0 | 785652054136 | 18 | 12.75 | 12.75 | 6.5 | 1.693 | 250 | Yes | [9 empty] | cETL Damp | MONTREAL 2L BATH-710 | Two Light Wall / Bath |  | 41181EN3-710.jpg | 41181.jpg
41181EN3-965 | Two Light Wall / Bath | The Montreal collection by Sea Gull Lighting features flowing body elements and beautifully formed glass that complement each other to create a bold transitional statement. Classic Antique Brushed Nickel finish with Etched White glass or Burnt Sienna finish with Café Tint glass make Montreal a fit for any home decor. The assortment includes nine-light, five-light and three-light chandeliers, pendants in four sizes, both flush and semi-flush ceiling fixtures, as well as one-light, two-light, three-light and four-light wall/bath fixtures. Both incandescent lamping and ENERGY STAR-qualified LED lamping are available. All fixtures are California Title 24 compliant. | BATH | Montreal | Wall / Bath Lighting | Antique Brushed Nickel | 965 | Steel | Etched / White Inside Glass | D:7.6875" |  |  | 2 Medium A19 9.3w |  | 2 | Yes | [14 empty] | 0 | [12 empty] | 81.48 | 162.96 | 244.44 | W:17 1/2'' H:8 1/4'' E:9 3/4'' | 5.2 |  |  | 17.5 | 8.25 | Cap Nuts |  |  |  |  | 9.75 |  | No |  | No | [21 empty] | DP:1'' W:8'' H:5'' OB UP:5 1/4'' OB DOWN:3'' Oval |  |  |  | 6.5 | Black/White |  |  | Hardwired | 0 | 1 | 0 | 1 | 1 | 0 | 0 | 0 | 0 | 0 | 0 | 785652054143 | 18 | 12.75 | 12.75 | 6.5 | 1.693 | 250 | Yes | [8 empty] | C-UL-US Damp |  | MONTREAL 2L BATH-965 | Two Light Wall / Bath |  | 41181EN3-965.jpg | 41181.jpg
41182-710 | Three Light Wall / Bath | The Montreal collection by Sea Gull Lighting features flowing body elements and beautifully formed glass that complement each other to create a bold transitional statement. Classic Antique Brushed Nickel finish with Etched White glass or Burnt Sienna finish with Café Tint glass make Montreal a fit for any home decor. The assortment includes nine-light, five-light and three-light chandeliers, pendants in four sizes, both flush and semi-flush ceiling fixtures, as well as one-light, two-light, three-light and four-light wall/bath fixtures. Both incandescent lamping and ENERGY STAR-qualified LED lamping are available. All fixtures are California Title 24 compliant. | BATH | Montreal | Wall / Bath Lighting | Burnt Sienna | 710 | Steel | Cafe Tint Glass | D:7.6875" |  |  | 3 Medium A19 100w |  | 3 | No | [14 empty] | 0 | [12 empty] | 90.45 | 180.9 | 271.35 | W:27'' H:8 1/4'' E:9 3/4'' | 7.5 |  |  | 27 | 8.25 | Cap Nuts |  |  |  |  | 9.75 |  | No |  | No | [21 empty] | DP:1'' W:8'' H:5'' OB UP:5 1/4'' OB DOWN:3'' Oval |  |  |  | 6.5 | Black/White |  |  | Hardwired | 0 | 1 | 0 | 0 | 1 | 0 | 0 | 1 | 0 | 0 | 0 | 785652181993 | 26.5 | 9.25 | 12.75 | 9.4 | 1.809 | 175 | Yes | [8 empty] | UL Damp | cUL Damp | MONTREAL 3L BATH-710 | Three Light Wall / Bath |  | 41182-710.jpg | 41182.jpg
41182-965 | Three Light Wall / Bath | The Montreal collection by Sea Gull Lighting features flowing body elements and beautifully formed glass that complement each other to create a bold transitional statement. Classic Antique Brushed Nickel finish with Etched White glass or Burnt Sienna finish with Café Tint glass make Montreal a fit for any home decor. The assortment includes nine-light, five-light and three-light chandeliers, pendants in four sizes, both flush and semi-flush ceiling fixtures, as well as one-light, two-light, three-light and four-light wall/bath fixtures. Both incandescent lamping and ENERGY STAR-qualified LED lamping are available. All fixtures are California Title 24 compliant. | BATH | Montreal | Wall / Bath Lighting | Antique Brushed Nickel | 965 | Steel | Etched / White Inside Glass | D:7.6875" |  |  | 3 Medium A19 100w |  | 3 | No | [14 empty] | 0 | [12 empty] | 90.45 | 180.9 | 271.35 | W:27'' H:8 1/4'' E:9 3/4'' | 7.5 |  |  | 27 | 8.25 | Cap Nuts |  |  |  |  | 9.75 |  | No |  | No | [21 empty] | DP:1'' W:8'' H:5'' OB UP:5 1/4'' OB DOWN:3'' Oval |  |  |  | 6.5 | Black/White |  |  | Hardwired | 0 | 1 | 0 | 0 | 1 | 0 | 0 | 1 | 0 | 0 | 0 | 785652171789 | 26.5 | 9.25 | 12.75 | 9.4 | 1.809 | 175 | Yes | [8 empty] | UL Damp | cUL Damp | MONTREAL 3L BATH-965 | Three Light Wall / Bath |  | 41182-965.jpg | 41182.jpg
41182EN3-710 | Three Light Wall / Bath | The Montreal collection by Sea Gull Lighting features flowing body elements and beautifully formed glass that complement each other to create a bold transitional statement. Classic Antique Brushed Nickel finish with Etched White glass or Burnt Sienna finish with Café Tint glass make Montreal a fit for any home decor. The assortment includes nine-light, five-light and three-light chandeliers, pendants in four sizes, both flush and semi-flush ceiling fixtures, as well as one-light, two-light, three-light and four-light wall/bath fixtures. Both incandescent lamping and ENERGY STAR-qualified LED lamping are available. All fixtures are California Title 24 compliant. | BATH | Montreal | Wall / Bath Lighting | Burnt Sienna | 710 | Steel | Cafe Tint Glass |  |  |  | 3 Medium A19 9.3w |  | 3 | Yes | [14 empty] | 0 | [12 empty] | 110.48 | 220.96 | 331.44 | W:27'' H:8 1/4'' E:9 3/4'' | 7.5 |  |  | 27 | 8.25 | Cap Nuts |  |  |  |  | 9.75 |  | No |  | No | [21 empty] | DP:1'' W:8'' H:5'' OB UP:5 1/4'' OB DOWN:3'' Oval |  |  |  | 6.5 | Black/White |  |  | Hardwired | 0 | 1 | 0 | 1 | 1 | 0 | 0 | 0 | 0 | 0 | 0 | 785652054150 | 26.5 | 9.25 | 12.75 | 9.4 | 1.809 | 175 | Yes | [8 empty] | C-UL-US Damp |  | MONTREAL 3L BATH-710 | Three Light Wall / Bath |  | 41182EN3-710.jpg | 41182.jpg
41182EN3-965 | Three Light Wall / Bath | The Montreal collection by Sea Gull Lighting features flowing body elements and beautifully formed glass that complement each other to create a bold transitional statement. Classic Antique Brushed Nickel finish with Etched White glass or Burnt Sienna finish with Café Tint glass make Montreal a fit for any home decor. The assortment includes nine-light, five-light and three-light chandeliers, pendants in four sizes, both flush and semi-flush ceiling fixtures, as well as one-light, two-light, three-light and four-light wall/bath fixtures. Both incandescent lamping and ENERGY STAR-qualified LED lamping are available. All fixtures are California Title 24 compliant. | BATH | Montreal | Wall / Bath Lighting | Antique Brushed Nickel | 965 | Steel | Etched / White Inside Glass | D:7.6875" |  |  | 3 Medium A19 9.3w |  | 3 | Yes | [14 empty] | 0 | [12 empty] | 105.95 | 211.9 | 317.85 | W:27'' H:8 1/4'' E:9 3/4'' | 7.5 |  |  | 27 | 8.25 | Cap Nuts |  |  |  |  | 9.75 |  | No |  | No | [21 empty] | DP:1'' W:8'' H:5'' OB UP:5 1/4'' OB DOWN:3'' Oval |  |  |  | 6.5 | Black/White |  |  | Hardwired | 0 | 1 | 0 | 1 | 1 | 0 | 0 | 0 | 0 | 0 | 0 | 785652054167 | 26.5 | 9.25 | 12.75 | 9.4 | 1.809 | 175 | Yes | [8 empty] | C-UL-US Damp |  | MONTREAL 3L BATH-965 | Three Light Wall / Bath |  | 41182EN3-965.jpg | 41182.jpg
41183-710 | Four Light Wall / Bath | The Montreal collection by Sea Gull Lighting features flowing body elements and beautifully formed glass that complement each other to create a bold transitional statement. Classic Antique Brushed Nickel finish with Etched White glass or Burnt Sienna finish with Café Tint glass make Montreal a fit for any home decor. The assortment includes nine-light, five-light and three-light chandeliers, pendants in four sizes, both flush and semi-flush ceiling fixtures, as well as one-light, two-light, three-light and four-light wall/bath fixtures. Both incandescent lamping and ENERGY STAR-qualified LED lamping are available. All fixtures are California Title 24 compliant. | BATH | Montreal | Wall / Bath Lighting | Burnt Sienna | 710 | Steel | Cafe Tint Glass | D:7.4375" |  |  | 4 Medium A19 100w |  | 4 | No | [14 empty] | 0 | [12 empty] | 122.98 | 245.96 | 368.94 | W:36 3/4'' H:8 1/4'' E:9 3/4'' | 9.6 |  |  | 36.75 | 8.25 | Cap Nuts |  |  |  |  | 9.75 |  | No |  | No | [21 empty] | DP:1'' W:8'' H:5'' OB UP:5 1/4'' OB DOWN:3'' Oval |  |  |  | 6.5 | Black/White |  |  | Hardwired | 0 | 1 | 0 | 0 | 1 | 0 | 0 | 1 | 0 | 0 | 0 | 785652182006 | 35.5 | 9 | 13.25 | 12 | 2.45 | 175 | Yes | [8 empty] | UL Damp | cUL Damp | MONTREAL 4L BATH-710 | Four Light Wall / Bath |  | 41183-710.jpg | 41183.jpg
41183-965 | Four Light Wall / Bath | The Montreal collection by Sea Gull Lighting features flowing body elements and beautifully formed glass that complement each other to create a bold transitional statement. Classic Antique Brushed Nickel finish with Etched White glass or Burnt Sienna finish with Café Tint glass make Montreal a fit for any home decor. The assortment includes nine-light, five-light and three-light chandeliers, pendants in four sizes, both flush and semi-flush ceiling fixtures, as well as one-light, two-light, three-light and four-light wall/bath fixtures. Both incandescent lamping and ENERGY STAR-qualified LED lamping are available. All fixtures are California Title 24 compliant. | BATH | Montreal | Wall / Bath Lighting | Antique Brushed Nickel | 965 | Steel | Etched / White Inside Glass | D:7.4375" |  |  | 4 Medium A19 100w |  | 4 | No | [14 empty] | 0 | [12 empty] | 115.95 | 231.9 | 347.85 | W:36 3/4'' H:8 1/4'' E:9 3/4'' | 9.6 |  |  | 36.75 | 8.25 | Cap Nuts |  |  |  |  | 9.75 |  | No |  | No | [21 empty] | DP:1'' W:8'' H:5'' OB UP:5 1/4'' OB DOWN:3'' Oval |  |  |  | 6.5 | Black/White |  |  | Hardwired | 0 | 1 | 0 | 0 | 1 | 0 | 0 | 1 | 0 | 0 | 0 | 785652171796 | 35.5 | 9 | 13.25 | 12 | 2.45 | 175 | Yes | [8 empty] | UL Damp | cUL Damp | MONTREAL 4L BATH-965 | Four Light Wall / Bath |  | 41183-965.jpg | 41183.jpg
41183EN3-710 | Four Light Wall / Bath | The Montreal collection by Sea Gull Lighting features flowing body elements and beautifully formed glass that complement each other to create a bold transitional statement. Classic Antique Brushed Nickel finish with Etched White glass or Burnt Sienna finish with Café Tint glass make Montreal a fit for any home decor. The assortment includes nine-light, five-light and three-light chandeliers, pendants in four sizes, both flush and semi-flush ceiling fixtures, as well as one-light, two-light, three-light and four-light wall/bath fixtures. Both incandescent lamping and ENERGY STAR-qualified LED lamping are available. All fixtures are California Title 24 compliant. | BATH | Montreal | Wall / Bath Lighting | Burnt Sienna | 710 | Steel | Cafe Tint Glass |  |  |  | 4 Medium A19 9.3w |  | 4 | Yes | [14 empty] | 0 | [12 empty] | 136.95 | 273.9 | 410.85 | W:36 3/4'' H:8 1/4'' E:9 3/4'' | 9.6 |  |  | 36.75 | 8.25 | Cap Nuts |  |  |  |  | 9.75 |  | No |  | No | [21 empty] | DP:1'' W:8'' H:5'' OB UP:5 1/4'' OB DOWN:3'' Oval |  |  |  | 6.5 | Black/White |  |  | Hardwired | 0 | 1 | 0 | 1 | 1 | 0 | 0 | 0 | 0 | 0 | 0 | 785652054174 | 35.5 | 9 | 13.25 | 12 | 2.45 | 175 | Yes | [8 empty] | C-UL-US Damp |  | MONTREAL 4L BATH-710 | Four Light Wall / Bath |  | 41183EN3-710.jpg | 41183.jpg
41183EN3-965 | Four Light Wall / Bath | The Montreal collection by Sea Gull Lighting features flowing body elements and beautifully formed glass that complement each other to create a bold transitional statement. Classic Antique Brushed Nickel finish with Etched White glass or Burnt Sienna finish with Café Tint glass make Montreal a fit for any home decor. The assortment includes nine-light, five-light and three-light chandeliers, pendants in four sizes, both flush and semi-flush ceiling fixtures, as well as one-light, two-light, three-light and four-light wall/bath fixtures. Both incandescent lamping and ENERGY STAR-qualified LED lamping are available. All fixtures are California Title 24 compliant. | BATH | Montreal | Wall / Bath Lighting | Antique Brushed Nickel | 965 | Steel | Etched / White Inside Glass | D:7.4375" |  |  | 4 Medium A19 9.3w |  | 4 | Yes | [14 empty] | 0 | [12 empty] | 136.95 | 273.9 | 410.85 | W:36 3/4'' H:8 1/4'' E:9 3/4'' | 9.6 |  |  | 36.75 | 8.25 | Cap Nuts |  |  |  |  | 9.75 |  | No |  | No | [21 empty] | DP:1'' W:8'' H:5'' OB UP:5 1/4'' OB DOWN:3'' Oval |  |  |  | 6.5 | Black/White |  |  | Hardwired | 0 | 1 | 0 | 1 | 1 | 0 | 0 | 0 | 0 | 0 | 0 | 785652054181 | 35.5 | 9 | 13.25 | 12 | 2.45 | 175 | Yes | [8 empty] | C-UL-US Damp |  | MONTREAL 4L BATH-965 | Four Light Wall / Bath |  | 41183EN3-965.jpg | 41183.jpg
4118501-05 | One Light Wall / Bath Sconce |  | BATH | Catlin | Wall / Bath Lighting | Chrome | 5 | Steel | Etched / White Inside Glass | D:4.5" H:5.5" |  |  | 1 Medium A19 75w |  | 1 | No | [14 empty] | 0 | [12 empty] | 27 | 54 | 81 | W:5'' H:10'' E:6 3/4'' |  |  |  | 5 | 10 | Cap Nuts |  |  |  |  | 6.75 |  | No |  | No | [21 empty] | DP:3/4'' W:5'' H:7'' OB UP:6 1/2'' OB DOWN:3 1/2'' Rectangular |  |  |  | 6.5 | Black/White |  |  | Hardwired | 0 | 1 | 0 | 0 | 1 | 0 | 0 | 1 | 0 | 0 | 0 | 785652074912 | [16 empty] | cETL Damp | CATLIN 1L SCONCE-05 | One Light Wall / Bath Sconce |  | 4118501-05.jpg | 4118501.jpg
4118501-112 | One Light Wall / Bath Sconce |  | BATH | Catlin | Wall / Bath Lighting | Midnight Black | 112 | Steel | Etched / White Inside Glass | D:4.5" H:5.5" |  |  | 1 Medium A19 75w |  | 1 | No | [14 empty] | 0 | [12 empty] | 27 | 54 | 81 | W:5'' H:10'' E:6 3/4'' |  |  |  | 5 | 10 | Cap Nuts |  |  |  |  | 6.75 |  | No |  | No | [21 empty] | DP:3/4'' W:5'' H:7'' OB UP:6 1/2'' OB DOWN:3 1/2'' Rectangular |  |  |  | 6.5 | Black/White |  |  | Hardwired | 0 | 1 | 0 | 0 | 1 | 0 | 0 | 1 | 0 | 0 | 0 | 785652074929 | 15.5 | 10.75 | 10.75 | 3.2 | 1.037 | 250 | Yes | [9 empty] | cETL Damp | CATLIN 1L SCONCE-112 | One Light Wall / Bath Sconce |  | 4118501-112.jpg | 4118501.jpg
4118501-962 | One Light Wall / Bath Sconce |  | BATH | Catlin | Wall / Bath Lighting | Brushed Nickel | 962 | Steel | Etched / White Inside Glass | D:4.5" H:5.5" |  |  | 1 Medium A19 75w |  | 1 | No | [14 empty] | 0 | [12 empty] | 27 | 54 | 81 | W:5'' H:10'' E:6 3/4'' |  |  |  | 5 | 10 | Cap Nuts |  |  |  |  | 6.75 |  | No |  | No | [21 empty] | DP:3/4'' W:5'' H:7'' OB UP:6 1/2'' OB DOWN:3 1/2'' Rectangular |  |  |  | 6.5 | Black/White |  |  | Hardwired | 0 | 1 | 0 | 0 | 1 | 0 | 0 | 1 | 0 | 0 | 0 | 785652074943 | [16 empty] | cETL Damp | CATLIN 1L SCONCE-962 | One Light Wall / Bath Sconce |  | 4118501-962.jpg | 4118501.jpg
4118501EN3-05 | One Light Wall / Bath Sconce |  | BATH | Catlin | Wall / Bath Lighting | Chrome | 5 | Steel | Etched / White Inside Glass | D:4.5" H:5.5" |  |  | 1 Medium A19 9.3w |  | 1 | Yes | [14 empty] | 0 | [12 empty] | 32 | 64 | 96 | W:5'' H:10'' E:6 3/4'' |  |  |  | 5 | 10 | Cap Nuts |  |  |  |  | 6.75 |  | No |  | No | [21 empty] | DP:3/4'' W:5'' H:7'' OB UP:6 1/2'' OB DOWN:3 1/2'' Rectangular |  |  |  | 6.5 | Black/White |  |  | Hardwired | 0 | 1 | 0 | 1 | 1 | 0 | 0 | 0 | 0 | 0 | 0 | 785652079443 | [16 empty] | cETL Damp | CATLIN 1L SCONCE-05 | One Light Wall / Bath Sconce |  | 4118501EN3-05.jpg | 4118501EN3.jpg
4118501EN3-112 | One Light Wall / Bath Sconce |  | BATH | Catlin | Wall / Bath Lighting | Midnight Black | 112 | Steel | Etched / White Inside Glass | D:4.5" H:5.5" |  |  | 1 Medium A19 9.3w |  | 1 | Yes | [14 empty] | 0 | [12 empty] | 32 | 64 | 96 | W:5'' H:10'' E:6 3/4'' |  |  |  | 5 | 10 | Cap Nuts |  |  |  |  | 6.75 |  | No |  | No | [21 empty] | DP:3/4'' W:5'' H:7'' OB UP:6 1/2'' OB DOWN:3 1/2'' Rectangular |  |  |  | 6.5 | Black/White |  |  | Hardwired | 0 | 1 | 0 | 1 | 1 | 0 | 0 | 0 | 0 | 0 | 0 | 785652079450 | [16 empty] | cETL Damp | CATLIN 1L SCONCE-112 | One Light Wall / Bath Sconce |  | 4118501EN3-112.jpg | 4118501EN3.jpg
4118501EN3-962 | One Light Wall / Bath Sconce |  | BATH | Catlin | Wall / Bath Lighting | Brushed Nickel | 962 | Steel | Etched / White Inside Glass | D:4.5" H:5.5" |  |  | 1 Medium A19 9.3w |  | 1 | Yes | [14 empty] | 0 | [12 empty] | 32 | 64 | 96 | W:5'' H:10'' E:6 3/4'' |  |  |  | 5 | 10 | Cap Nuts |  |  |  |  | 6.75 |  | No |  | No | [21 empty] | DP:3/4'' W:5'' H:7'' OB UP:6 1/2'' OB DOWN:3 1/2'' Rectangular |  |  |  | 6.5 | Black/White |  |  | Hardwired | 0 | 1 | 0 | 1 | 1 | 0 | 0 | 0 | 0 | 0 | 0 | 785652079467 | [16 empty] | cETL Damp | CATLIN 1L SCONCE-962 | One Light Wall / Bath Sconce |  | 4118501EN3-962.jpg | 4118501EN3.jpg
4120201-05 | One Light Wall / Bath Sconce | The Seville collection represents commitment to high style at a sharp price. The modernist design is epitomized by the teardrop curves in the arms tipped by etched glass diffusors throughout the chandeliers and bath fixtures. The collection offers a "whole home" lighting solution in every imaginable category. The assortment includes nine-light, five-light, and three-light chandeliers (either with up-light or down-light), pendants in four sizes as well as one-light, two-light, three-light , four-light and five-light wall/bath fixtures. Install a stylish and elegant addition to any room in the house. Seville is offered in Brushed Nickel and Burnt Sienna finishes. | WALL SCONCE | Seville | Wall / Bath Lighting | Chrome | 5 | Steel | Etched / White Inside Glass | D:4" H:5.75" |  |  | 1 Medium A19 75w |  | 1 | No | [14 empty] | 0 | [12 empty] | 23.48 | 46.96 | 70.44 | W:4 3/4'' H:8 1/2'' E:6 5/8'' | 1.87 |  |  | 4.75 | 8.5 | Cap Nuts |  |  |  |  | 6.625 |  | No |  | No | [21 empty] | DP:5/8'' W:4 3/4'' H:4 3/4'' OB UP:5 1/8'' OB DOWN:3 3/8'' Square |  |  |  | 6.5 | Black/White |  |  | Hardwired | 0 | 1 | 0 | 0 | 1 | 0 | 0 | 1 | 0 | 0 | 0 | 785652071058 | 9.75 | 8.125 | 6.375 | 2.3 | 0.292 | 125 | Yes | 6 | 10785652071055 | 20 | 17 | 10.5 | 15.3 | 2.066 | Yes |  | cETL Damp | SEVILLE 1L SCONCE-05 | One Light Wall / Bath Sconce |  | 4120201-05.jpg | 4120201.jpg
4120201-710 | One Light Wall / Bath Sconce | The Seville collection represents commitment to high style at a sharp price. The modernist design is epitomized by the teardrop curves in the arms tipped by etched glass diffusors throughout the chandeliers and bath fixtures. The collection offers a "whole home" lighting solution in every imaginable category. The assortment includes nine-light, five-light, and three-light chandeliers (either with up-light or down-light), pendants in four sizes as well as one-light, two-light, three-light , four-light and five-light wall/bath fixtures. Install a stylish and elegant addition to any room in the house. Seville is offered in Brushed Nickel and Burnt Sienna finishes. | WALL SCONCE | Seville | Wall / Bath Lighting | Burnt Sienna | 710 | Steel | Etched / White Inside Glass | D:4" H:5.75" |  |  | 1 Medium A19 75w |  | 1 | No | [14 empty] | 0 | [12 empty] | 23.48 | 46.96 | 70.44 | W:4 3/4'' H:8 1/2'' E:6 5/8'' | 1.87 |  |  | 4.75 | 8.5 | Cap Nuts |  |  |  |  | 6.625 |  | No |  | No | [21 empty] | DP:5/8'' W:4 3/4'' H:4 3/4'' OB UP:5 1/8'' OB DOWN:3 3/8'' Square |  |  |  | 6.5 | Black/White |  |  | Hardwired | 0 | 1 | 0 | 0 | 1 | 0 | 0 | 1 | 0 | 0 | 0 | 785652057410 | 10 | 6.5 | 8 | 2.4 | 0.301 | 100 | Yes | 6 | 10785652057417 | 19.75 | 17 | 10.75 | 16 | 2.089 | Yes |  | cETL Damp | SEVILLE 1L SCONCE-710 | One Light Wall / Bath Sconce |  | 4120201-710.png | 4120201.jpg
4120201-962 | One Light Wall / Bath Sconce | The Seville collection represents commitment to high style at a sharp price. The modernist design is epitomized by the teardrop curves in the arms tipped by etched glass diffusors throughout the chandeliers and bath fixtures. The collection offers a "whole home" lighting solution in every imaginable category. The assortment includes nine-light, five-light, and three-light chandeliers (either with up-light or down-light), pendants in four sizes as well as one-light, two-light, three-light , four-light and five-light wall/bath fixtures. Install a stylish and elegant addition to any room in the house. Seville is offered in Brushed Nickel and Burnt Sienna finishes. | WALL SCONCE | Seville | Wall / Bath Lighting | Brushed Nickel | 962 | Steel | Etched / White Inside Glass | D:4" H:5.75" |  |  | 1 Medium A19 75w |  | 1 | No | [14 empty] | 0 | [12 empty] | 23.48 | 46.96 | 70.44 | W:4 3/4'' H:8 1/2'' E:6 5/8'' | 1.87 |  |  | 4.75 | 8.5 | Cap Nuts |  |  |  |  | 6.625 |  | No |  | No | [21 empty] | DP:5/8'' W:4 3/4'' H:4 3/4'' OB UP:5 1/8'' OB DOWN:3 3/8'' Square |  |  |  | 6.5 | Black/White |  |  | Hardwired | 0 | 1 | 0 | 0 | 1 | 0 | 0 | 1 | 0 | 0 | 0 | 785652057427 | 10 | 6.5 | 8 | 2.4 | 0.301 | 100 | Yes | 6 | 10785652057424 | 19.75 | 17 | 10.75 | 16 | 2.089 | Yes |  | cETL Damp | SEVILLE 1L SCONCE-962 | One Light Wall / Bath Sconce |  | 4120201-962.png | 4120201.jpg
4120201EN3-05 | One Light Wall / Bath Sconce | The Seville collection represents commitment to high style at a sharp price. The modernist design is epitomized by the teardrop curves in the arms tipped by etched glass diffusors throughout the chandeliers and bath fixtures. The collection offers a "whole home" lighting solution in every imaginable category. The assortment includes nine-light, five-light, and three-light chandeliers (either with up-light or down-light), pendants in four sizes as well as one-light, two-light, three-light , four-light and five-light wall/bath fixtures. Install a stylish and elegant addition to any room in the house. Seville is offered in Brushed Nickel and Burnt Sienna finishes. | WALL SCONCE | Seville | Wall / Bath Lighting | Chrome | 5 | Steel | Etched / White Inside Glass | D:4" H:5.75" |  |  | 1 Medium A19 9.3w |  | 1 | Yes | [14 empty] | 0 | [12 empty] | 28.98 | 57.96 | 86.94 | W:4 3/4'' H:8 1/2'' E:6 5/8'' | 1.87 |  |  | 4.75 | 8.5 | Cap Nuts |  |  |  |  | 6.625 |  | No |  | No | [21 empty] | DP:5/8'' W:4 3/4'' H:4 3/4'' OB UP:5 1/8'' OB DOWN:3 3/8'' Square |  |  |  | 6.5 | Black/White |  |  | Hardwired | 0 | 1 | 0 | 1 | 1 | 0 | 0 | 0 | 0 | 0 | 0 | 785652072512 | 9.75 | 8.125 | 6.375 | 2.3 | 0.292 | 125 | Yes | 6 | 10785652072519 | 20 | 17 | 10.5 | 15.3 | 2.066 | Yes |  | cETL Damp | SEVILLE 1L LED SCONCE-05 | One Light Wall / Bath Sconce |  | 4120201EN3-05.jpg | 4120201EN3.jpg
4120201EN3-710 | One Light Wall / Bath Sconce | The Seville collection represents commitment to high style at a sharp price. The modernist design is epitomized by the teardrop curves in the arms tipped by etched glass diffusors throughout the chandeliers and bath fixtures. The collection offers a "whole home" lighting solution in every imaginable category. The assortment includes nine-light, five-light, and three-light chandeliers (either with up-light or down-light), pendants in four sizes as well as one-light, two-light, three-light , four-light and five-light wall/bath fixtures. Install a stylish and elegant addition to any room in the house. Seville is offered in Brushed Nickel and Burnt Sienna finishes. | WALL SCONCE | Seville | Wall / Bath Lighting | Burnt Sienna | 710 | Steel | Etched / White Inside Glass | D:4" H:5.75" |  |  | 1 Medium A19 9.3w |  | 1 | Yes | [14 empty] | 0 | [12 empty] | 28.98 | 57.96 | 86.94 | W:4 3/4'' H:8 1/2'' E:6 5/8'' | 1.87 |  |  | 4.75 | 8.5 | Cap Nuts |  |  |  |  | 6.625 |  | No |  | No | [21 empty] | DP:5/8'' W:4 3/4'' H:4 3/4'' OB UP:5 1/8'' OB DOWN:3 3/8'' Square |  |  |  | 6.5 | Black/White |  |  | Hardwired | 0 | 1 | 0 | 1 | 1 | 0 | 0 | 0 | 0 | 0 | 0 | 785652058240 | 10 | 6.5 | 8 | 2.4 | 0.301 | 100 | Yes | 6 | 10785652058247 | 19.75 | 17 | 10.75 | 16 | 2.089 | Yes |  | cETL Damp | SEVILLE 1L SCONCE-710 | One Light Wall / Bath Sconce |  | 4120201EN3-710.png | 4120201EN3.jpg
4120201EN3-962 | One Light Wall / Bath Sconce | The Seville collection represents commitment to high style at a sharp price. The modernist design is epitomized by the teardrop curves in the arms tipped by etched glass diffusors throughout the chandeliers and bath fixtures. The collection offers a "whole home" lighting solution in every imaginable category. The assortment includes nine-light, five-light, and three-light chandeliers (either with up-light or down-light), pendants in four sizes as well as one-light, two-light, three-light , four-light and five-light wall/bath fixtures. Install a stylish and elegant addition to any room in the house. Seville is offered in Brushed Nickel and Burnt Sienna finishes. | WALL SCONCE | Seville | Wall / Bath Lighting | Brushed Nickel | 962 | Steel | Etched / White Inside Glass | D:4" H:5.75" |  |  | 1 Medium A19 9.3w |  | 1 | Yes | [14 empty] | 0 | [12 empty] | 28.98 | 57.96 | 86.94 | W:4 3/4'' H:8 1/2'' E:6 5/8'' | 1.87 |  |  | 4.75 | 8.5 | Cap Nuts |  |  |  |  | 6.625 |  | No |  | No | [21 empty] | DP:5/8'' W:4 3/4'' H:4 3/4'' OB UP:5 1/8'' OB DOWN:3 3/8'' Square |  |  |  | 6.5 | Black/White |  |  | Hardwired | 0 | 1 | 0 | 1 | 1 | 0 | 0 | 0 | 0 | 0 | 0 | 785652058257 | 10 | 6.5 | 8 | 2.4 | 0.301 | 100 | Yes | 6 | 10785652058254 | 19.75 | 17 | 10.75 | 16 | 2.089 | Yes |  | cETL Damp | SEVILLE 1L SCONCE-962 | One Light Wall / Bath Sconce |  | 4120201EN3-962.png | 4120201EN3.jpg
4120301-782 | One Light Wall / Bath Sconce | Using hand-blown, clear, seeded glass diffusors, the Elsa Collection creates a soft, pleasing glow of filament light. Gracefully curved arms extending from the tapered glass add an air of elegance to the silhouette. Durable industrial steel construction ensures heirloom quality that will last until the next century. Available in a variety of fixtures including chandeliers, down light pendant, semi-flush mount, flush mount, wall sconce and vanities to transform any interior setting through a broad range of possibilities. The modern, chic design adds a personality that is both contemporary and vintage. The Heirloom Bronze finish and rounded silhouette have a classic feel while the clear glass shades framing the bulbs add a contemporary flavor. | WALL SCONCE | Elsa | Wall / Bath Lighting | Heirloom Bronze | 782 | Steel | Clear Seeded Glass | D:6" H:4.75" |  |  | 1 Medium A19 75w |  | 1 | No | [14 empty] | 0 | [12 empty] | 35.48 | 70.96 | 106.44 | W:6'' H:9 1/4'' E:7 7/8'' | 1.8 |  |  | 6 | 9.25 | Cap Nuts |  |  |  |  | 7.875 |  | No |  | No | [21 empty] | DP:3/4'' W:5'' H:6 1/2'' OB UP:4 3/4'' OB DOWN:4 1/2'' Rectangular |  |  |  | 6.5 | Black/White |  |  | Hardwired | 0 | 1 | 0 | 0 | 1 | 0 | 0 | 0 | 0 | 0 | 0 | 785652060908 | 13.25 | 9.5 | 9 | 2.6 | 0.656 | 175 | Yes | [9 empty] | cETL Damp | ELSA 1L SCONCE-782 | One Light Wall / Bath Sconce |  | 4120301-782.png | 4120301.jpg
4121601-05 | One Light Wall / Bath Sconce |  | BATH | Robie | Wall / Bath Lighting | Chrome | 5 | Steel | Etched / White Inside Glass | D:3.5" H:6.125" |  |  | 1 Medium A19 75w |  | 1 | No | [14 empty] | 0 | [12 empty] | 29.5 | 59 | 88.5 | W:5'' H:8 1/8'' E:7 3/8'' |  |  |  | 5 | 8.125 | Cap Nuts |  |  |  |  | 7.375 |  | No |  | No | [21 empty] | DP:3/4'' W:5'' H:7'' OB UP:4 5/8'' OB DOWN:3 1/2'' Rectangular |  |  |  | 6.5 | Black/White |  |  | Hardwired | 0 | 1 | 0 | 0 | 1 | 0 | 0 | 1 | 0 | 0 | 0 | 785652075193 | 11.25 | 9 | 7.25 | 2.3 | 0.425 | 175 | Yes | [9 empty] | cETL Damp | ROBIE 1L SCONCE-05 | One Light Wall / Bath Sconce |  | 4121601-05.jpg | 4121601.jpg
4121601-112 | One Light Wall / Bath Sconce |  | BATH | Robie | Wall / Bath Lighting | Midnight Black | 112 | Steel | Etched / White Inside Glass | D:3.5" H:6.125" |  |  | 1 Medium A19 75w |  | 1 | No | [14 empty] | 0 | [12 empty] | 29.5 | 59 | 88.5 | W:5'' H:8 1/8'' E:7 3/8'' |  |  |  | 5 | 8.125 | Cap Nuts |  |  |  |  | 7.375 |  | No |  | No | [21 empty] | DP:3/4'' W:5'' H:7'' OB UP:4 5/8'' OB DOWN:3 1/2'' Rectangular |  |  |  | 6.5 | Black/White |  |  | Hardwired | 0 | 1 | 0 | 0 | 1 | 0 | 0 | 1 | 0 | 0 | 0 | 785652075209 | [16 empty] | cETL Damp | ROBIE 1L SCONCE-112 | One Light Wall / Bath Sconce |  | 4121601-112.jpg | 4121601.jpg
4121601-710 | One Light Wall / Bath Sconce |  | BATH | Robie | Wall / Bath Lighting | Burnt Sienna | 710 | Steel | Etched / White Inside Glass | D:3.5" H:6.125" |  |  | 1 Medium A19 75w |  | 1 | No | [14 empty] | 0 | [12 empty] | 29.5 | 59 | 88.5 | W:5'' H:8 1/8'' E:7 3/8'' |  |  |  | 5 | 8.125 | Cap Nuts |  |  |  |  | 7.375 |  | No |  | No | [21 empty] | DP:3/4'' W:5'' H:7'' OB UP:4 5/8'' OB DOWN:3 1/2'' Rectangular |  |  |  | 6.5 | Black/White |  |  | Hardwired | 0 | 1 | 0 | 0 | 1 | 0 | 0 | 1 | 0 | 0 | 0 | 785652075216 | [16 empty] | cETL Damp | ROBIE 1L SCONCE-710 | One Light Wall / Bath Sconce |  | 4121601-710.jpg | 4121601.jpg
4121601-962 | One Light Wall / Bath Sconce |  | BATH | Robie | Wall / Bath Lighting | Brushed Nickel | 962 | Steel | Etched / White Inside Glass | D:3.5" H:6.125" |  |  | 1 Medium A19 75w |  | 1 | No | [14 empty] | 0 | [12 empty] | 29.5 | 59 | 88.5 | W:5'' H:8 1/8'' E:7 3/8'' |  |  |  | 5 | 8.125 | Cap Nuts |  |  |  |  | 7.375 |  | No |  | No | [21 empty] | DP:3/4'' W:5'' H:7'' OB UP:4 5/8'' OB DOWN:3 1/2'' Rectangular |  |  |  | 6.5 | Black/White |  |  | Hardwired | 0 | 1 | 0 | 0 | 1 | 0 | 0 | 1 | 0 | 0 | 0 | 785652079436 | [16 empty] | cETL Damp | ROBIE 1L SCONCE-962 | One Light Wall / Bath Sconce |  | 4121601-962.jpg | 4121601.jpg
4121601EN3-05 | One Light Wall / Bath Sconce |  | BATH | Robie | Wall / Bath Lighting | Chrome | 5 | Steel | Etched / White Inside Glass | D:3.5" H:6.125" |  |  | 1 Medium A19 9.3w |  | 1 | Yes | [14 empty] | 0 | [12 empty] | 34.5 | 69 | 103.5 | W:5'' H:8 1/8'' E:7 3/8'' |  |  |  | 5 | 8.125 | Cap Nuts |  |  |  |  | 7.375 |  | No |  | No | [21 empty] | DP:3/4'' W:5'' H:7'' OB UP:4 5/8'' OB DOWN:3 1/2'' Rectangular |  |  |  | 6.5 | Black/White |  |  | Hardwired | 0 | 1 | 0 | 1 | 1 | 0 | 0 | 0 | 0 | 0 | 0 | 785652079696 | [16 empty] | cETL Damp | ROBIE 1L SCONCE-05 | One Light Wall / Bath Sconce |  | 4121601EN3-05.jpg | 4121601EN3.jpg
4121601EN3-112 | One Light Wall / Bath Sconce |  | BATH | Robie | Wall / Bath Lighting | Midnight Black | 112 | Steel | Etched / White Inside Glass | D:3.5" H:6.125" |  |  | 1 Medium A19 9.3w |  | 1 | Yes | [14 empty] | 0 | [12 empty] | 34.5 | 69 | 103.5 | W:5'' H:8 1/8'' E:7 3/8'' |  |  |  | 5 | 8.125 | Cap Nuts |  |  |  |  | 7.375 |  | No |  | No | [21 empty] | DP:3/4'' W:5'' H:7'' OB UP:4 5/8'' OB DOWN:3 1/2'' Rectangular |  |  |  | 6.5 | Black/White |  |  | Hardwired | 0 | 1 | 0 | 1 | 1 | 0 | 0 | 0 | 0 | 0 | 0 | 785652079702 | [16 empty] | cETL Damp | ROBIE 1L SCONCE-112 | One Light Wall / Bath Sconce |  | 4121601EN3-112.jpg | 4121601EN3.jpg
4121601EN3-710 | One Light Wall / Bath Sconce |  | BATH | Robie | Wall / Bath Lighting | Burnt Sienna | 710 | Steel | Etched / White Inside Glass | D:3.5" H:6.125" |  |  | 1 Medium A19 9.3w |  | 1 | Yes | [14 empty] | 0 | [12 empty] | 34.5 | 69 | 103.5 | W:5'' H:8 1/8'' E:7 3/8'' |  |  |  | 5 | 8.125 | Cap Nuts |  |  |  |  | 7.375 |  | No |  | No | [21 empty] | DP:3/4'' W:5'' H:7'' OB UP:4 5/8'' OB DOWN:3 1/2'' Rectangular |  |  |  | 6.5 | Black/White |  |  | Hardwired | 0 | 1 | 0 | 1 | 1 | 0 | 0 | 0 | 0 | 0 | 0 | 785652079719 | [16 empty] | cETL Damp | ROBIE 1L SCONCE-710 | One Light Wall / Bath Sconce |  | 4121601EN3-710.jpg | 4121601EN3.jpg
4121601EN3-962 | One Light Wall / Bath Sconce |  | BATH | Robie | Wall / Bath Lighting | Brushed Nickel | 962 | Steel | Etched / White Inside Glass | D:3.5" H:6.125" |  |  | 1 Medium A19 9.3w |  | 1 | Yes | [14 empty] | 0 | [12 empty] | 34.5 | 69 | 103.5 | W:5'' H:8 1/8'' E:7 3/8'' |  |  |  | 5 | 8.125 | Cap Nuts |  |  |  |  | 7.375 |  | No |  | No | [21 empty] | DP:3/4'' W:5'' H:7'' OB UP:4 5/8'' OB DOWN:3 1/2'' Rectangular |  |  |  | 6.5 | Black/White |  |  | Hardwired | 0 | 1 | 0 | 1 | 1 | 0 | 0 | 0 | 0 | 0 | 0 | 785652079726 | [16 empty] | cETL Damp | ROBIE 1L SCONCE-962 | One Light Wall / Bath Sconce |  | 4121601EN3-962.jpg | 4121601EN3.jpg
4121801-962 | One Light Wall Sconce |  | BATH | Rennie | Wall / Bath Lighting | Brushed Nickel / Midnight Black | 962 / 112 | Steel |  |  |  |  | 1 Medium A19 60w |  | 1 | No | [14 empty] | 0 | [12 empty] | 58.5 | 117 | 175.5 | W:6'' H:14 3/8'' E:6'' |  |  |  | 6 | 14.375 | Cap Nuts |  |  |  |  | 6 |  | No |  | No | [21 empty] | DP:13/16'' W:6'' H:14 3/8'' OB UP:7 3/16'' Rectangular |  |  |  | 6.5 | Black/White |  |  | Hardwired | 0 | 0 | 0 | 0 | 1 | 0 | 0 | 1 | 0 | 0 | 0 | 785652075223 | [16 empty] | cETL Damp | RENNIE 1L WALL SCONCE-962 | One Light Wall Sconce |  | 4121801-962.jpg | 4121801.jpg
4122891S-04 | LED Wall / Bath | The Valverde Bath Collection by Sea Gull Lighting is a contemporary cylindrical linear vanity fixture series made of White Acrylic and Aluminum. Mounted vertically or horizontally, Valverde offers the incredible advantage of fully dimmable, warm white LED lighting. Offered in a Satin Aluminum finish, the bath lighting collection offers a wall sconce (which consumes only 8 watts of power), a 26” linear vanity fixture (which consumes only 18 watts of power) and 37” linear vanity fixture (which consumes only 29 watts of power). | WALL SCONCE | Valverde | Wall / Bath Lighting | Satin Aluminum | 4 | Aluminum | White Acrylic | [5 empty] | 1 | No | 450 | 2700 | 90 | 8 | 120 | 19 - Integrated | LED - Array |  | 10 | 100 | LED | 8 | 8 | 50000 | 0 | [12 empty] | 53.5 | 107 | 160.5 | W:11 1/2'' H:5 1/2'' E:4 1/4'' | 1.8 |  |  | 11.5 | 5.5 | Wall / Bath |  |  |  |  | 4.25 |  | No |  | No | [21 empty] | D:5 1/2'' H:1 1/2'' OB UP:3 3/4'' OB DOWN:2 3/4'' Round |  |  |  | 6 | Black/White |  |  | Hardwired | 0 | 0 | 0 | 0 | 1 | 0 | 1 | 0 | 0 | 0 | 0 | 785652275708 | 14.18 | 8.18 | 7.25 | 2.65 | 0.487 | 175 | Yes | [9 empty] | cETL Damp | VALVERDE LED SCONCE-04 | LED Wall / Bath |  | 4122891S-04.jpg | 4122891S.jpg
4122991S-962 | LED Wall / Bath | Uber-sleek and modern, the Vandeventer bath collection by Sea Gull Lighting has clean lines and a contemporary rectilinear profile made of White Acrylic and Steel. Featuring fully dimmable, warm white LED light, the fixtures can be installed horizontally or vertically for ultimate design flexibility. The LEDs are long-lasting to minimize the need to change the light source over time. Offered in the Brushed Nickel finish, the bath lighting collection includes a 23” linear vanity fixture (which consumes only 18 watts of power), a 36” linear vanity fixture (which consumes only 29 watts of power), plus a wall sconce (which consumes only 8 watts power). | WALL SCONCE | Vandeventer | Wall / Bath Lighting | Brushed Nickel | 962 | Steel | White Acrylic | [5 empty] | 1 | No | 900 | 2700 | 90 | 8 | 120 | 19 - Integrated | LED - Array |  | 10 | 100 | LED | 8 | 8 | 50000 | 0 | [12 empty] | 65.98 | 131.96 | 197.94 | W:4 1/2'' H:7 7/8'' E:3 7/8'' | 1.4 |  |  | 4.5 | 7.875 | Wall / Bath |  |  |  |  | 3.875 |  | No |  | No | [21 empty] | DP:1 1/8'' W:4 1/2'' H:6 3/4'' OB UP:4 1/2'' OB DOWN:3 3/8'' Rectangular |  |  |  | 6 | Black/White |  |  | Hardwired | 1 | 1 | 0 | 0 | 1 | 0 | 1 | 0 | 0 | 0 | 0 | 785652259487 | 9.25 | 6.75 | 6 | 1.9 | 0.217 | 100 | Yes | [9 empty] | cETL Damp | VANDEVENTER LED SCONCE-962 | LED Wall / Bath |  | 4122991S-962.jpg | 4122991S.jpg
4123-15 | One Light Wall / Bath Sconce |  | WALL SCONCE | Stepped Glass | Wall / Bath Lighting | White | 15 | Steel | Satin White Glass |  |  |  | 1 Medium A19 100w |  | 1 | No | [14 empty] | 0 | [12 empty] | 39.98 | 79.96 | 119.94 | W:10 3/4'' H:5 1/4'' E:4 1/4'' | 2.2 |  |  | 10.75 | 5.25 | Center Lock-Up |  |  |  |  | 4.25 |  | No |  | No | [21 empty] | W:10'' H:5'' OB UP:2 1/2'' Irregular |  |  |  | 6.5 |  |  | N/A | Hardwired | 0 | 0 | 0 | 0 | 1 | 0 | 0 | 1 | 0 | 0 | 0 | 785652412356 | 9 | 7 | 7 | 1.9 | 0.255 | 125 | Yes | 3 | 10785652412353 | 24 | 13 | 8 | 9.82 | 1.444 | Yes |  | cETL Damp | STEPPED GLASS 1L SCONCE-15 | One Light Wall / Bath Sconce |  | 4123-15.jpg | 4123.jpg
4123001-05 | One Light Wall / Bath Sconce | The Waseca Collection gives subtle nods to the craftsman movement while still making its own modernist statement. The subtly radiuses square and rectangle details translate across myriad design styles. Waseca offers a versatile choice of finishes in Burnt Sienna and Chrome. Etched glass shades artfully illuminate any bath space. Available in a variety of installations from single to multiple bulbs to suit the setting and define the mood. Options abound to redefine a bath setting with a transitional style that is simultaneously classic and contemporary. All fixtures are ENERGY STAR®-qualified and California Title 24 compliant. | WALL SCONCE | Waseca | Wall / Bath Lighting | Chrome | 5 | Steel | Etched / White Inside Glass | L:4.25" W:4.25" H:5.875" |  |  | 1 Medium A19 100w |  | 1 | No | [14 empty] | 0 | [12 empty] | 32.98 | 65.96 | 98.94 | W:5'' H:8'' E:6 7/8'' | 2.33 |  |  | 5 | 8 | Cap Nuts |  |  |  |  | 6.875 |  | No |  | No | [21 empty] | DP:1'' W:5'' H:8'' OB UP:4'' OB DOWN:4'' Irregular |  |  |  | 6.5 | Black/White |  |  | Hardwired | 0 | 1 | 0 | 0 | 1 | 0 | 0 | 1 | 0 | 0 | 0 | 785652057762 | 10 | 8.75 | 6.75 | 2.9 | 0.342 | 100 | Yes | 6 | 10785652057769 | 21 | 17.5 | 11 | 19.4 | 2.339 | Yes |  | cETL Damp | WASECA 1L SCONCE-05 | One Light Wall / Bath Sconce |  | 4123001-05.png | 4123001.jpg
4123001-710 | One Light Wall / Bath Sconce | The Waseca Collection gives subtle nods to the craftsman movement while still making its own modernist statement. The subtly radiuses square and rectangle details translate across myriad design styles. Waseca offers a versatile choice of finishes in Burnt Sienna and Chrome. Etched glass shades artfully illuminate any bath space. Available in a variety of installations from single to multiple bulbs to suit the setting and define the mood. Options abound to redefine a bath setting with a transitional style that is simultaneously classic and contemporary. All fixtures are ENERGY STAR®-qualified and California Title 24 compliant. | WALL SCONCE | Waseca | Wall / Bath Lighting | Burnt Sienna | 710 | Steel | Etched / White Inside Glass | L:4.25" W:4.25" H:5.875" |  |  | 1 Medium A19 100w |  | 1 | No | [14 empty] | 0 | [12 empty] | 31.45 | 62.9 | 94.35 | W:5'' H:8'' E:6 7/8'' | 2.33 |  |  | 5 | 8 | Cap Nuts |  |  |  |  | 6.875 |  | No |  | No | [21 empty] | DP:1'' W:5'' H:8'' OB UP:4'' OB DOWN:4'' Irregular |  |  |  | 6.5 | Black/White |  |  | Hardwired | 0 | 1 | 0 | 0 | 1 | 0 | 0 | 1 | 0 | 0 | 0 | 785652057755 | 10 | 8.75 | 6.75 | 2.9 | 0.342 | 100 | Yes | 6 | 10785652057752 | 21 | 17.5 | 11 | 19.4 | 2.339 | Yes |  | cETL Damp | WASECA 1L SCONCE-710 | One Light Wall / Bath Sconce |  | 4123001-710.png | 4123001.jpg
4123001EN3-05 | One Light Wall / Bath Sconce | The Waseca Collection gives subtle nods to the craftsman movement while still making its own modernist statement. The subtly radiuses square and rectangle details translate across myriad design styles. Waseca offers a versatile choice of finishes in Burnt Sienna and Chrome. Etched glass shades artfully illuminate any bath space. Available in a variety of installations from single to multiple bulbs to suit the setting and define the mood. Options abound to redefine a bath setting with a transitional style that is simultaneously classic and contemporary. All fixtures are ENERGY STAR®-qualified and California Title 24 compliant. | WALL SCONCE | Waseca | Wall / Bath Lighting | Chrome | 5 | Steel | Etched / White Inside Glass | L:4.25" W:4.25" H:5.875" |  |  | 1 Medium A19 9.3w |  | 1 | Yes | [14 empty] | 0 | [12 empty] | 38.48 | 76.96 | 115.44 | W:5'' H:8'' E:6 7/8'' | 2.33 |  |  | 5 | 8 | Cap Nuts |  |  |  |  | 6.875 |  | No |  | No | [21 empty] | DP:1'' W:5'' H:8'' OB UP:4'' OB DOWN:4'' Irregular |  |  |  | 6.5 | Black/White |  |  | Hardwired | 0 | 1 | 0 | 1 | 1 | 0 | 0 | 0 | 0 | 0 | 0 | 785652058592 | 10 | 8.75 | 6.75 | 2.9 | 0.342 | 100 | Yes | 6 | 10785652058599 | 21 | 17.5 | 11 | 19.4 | 2.339 | Yes |  | cETL Damp | WASECA 1L SCONCE-05 | One Light Wall / Bath Sconce |  | 4123001EN3-05.png | 4123001EN3.jpg
4123001EN3-710 | One Light Wall / Bath Sconce | The Waseca Collection gives subtle nods to the craftsman movement while still making its own modernist statement. The subtly radiuses square and rectangle details translate across myriad design styles. Waseca offers a versatile choice of finishes in Burnt Sienna and Chrome. Etched glass shades artfully illuminate any bath space. Available in a variety of installations from single to multiple bulbs to suit the setting and define the mood. Options abound to redefine a bath setting with a transitional style that is simultaneously classic and contemporary. All fixtures are ENERGY STAR®-qualified and California Title 24 compliant. | WALL SCONCE | Waseca | Wall / Bath Lighting | Burnt Sienna | 710 | Steel | Etched / White Inside Glass | L:4.25" W:4.25" H:5.875" |  |  | 1 Medium A19 9.3w |  | 1 | Yes | [14 empty] | 0 | [12 empty] | 36.95 | 73.9 | 110.85 | W:5'' H:8'' E:6 7/8'' | 2.33 |  |  | 5 | 8 | Cap Nuts |  |  |  |  | 6.875 |  | No |  | No | [21 empty] | DP:1'' W:5'' H:8'' OB UP:4'' OB DOWN:4'' Irregular |  |  |  | 6.5 | Black/White |  |  | Hardwired | 0 | 1 | 0 | 1 | 1 | 0 | 0 | 0 | 0 | 0 | 0 | 785652058585 | 10 | 8.75 | 6.75 | 2.9 | 0.342 | 100 | Yes | 6 | 10785652058582 | 21 | 17.5 | 11 | 19.4 | 2.339 | Yes |  | cETL Damp | WASECA 1L SCONCE-710 | One Light Wall / Bath Sconce |  | 4123001EN3-710.png | 4123001EN3.jpg
4123EN3-15 | One Light Wall / Bath Sconce |  | WALL SCONCE | Stepped Glass | Wall / Bath Lighting | White | 15 | Steel | Satin White Glass |  |  |  | 1 Medium A19 9.3w |  | 1 | Yes | [14 empty] | 0 | [12 empty] | 42.98 | 85.96 | 128.94 | W:10 3/4'' H:5 1/4'' E:4 1/4'' | 1.2 |  |  | 10.75 | 5.25 | Center Lock-Up |  |  |  |  | 4.25 |  | No |  | No | [21 empty] | W:10'' H:5'' OB UP:2 1/2'' Irregular |  |  |  | 6.5 | Black/White |  | N/A | Hardwired | 0 | 0 | 0 | 1 | 1 | 0 | 0 | 0 | 0 | 0 | 0 | 785652048869 | 9 | 7 | 7 | 1.9 | 0.255 | 125 | Yes | 3 | 10785652048866 | 24 | 13 | 8 | 9.82 | 1.444 | Yes |  | cETL Damp | STEPPED GLASS 1L SCONCE-15 | One Light Wall / Bath Sconce |  | 4123EN3-15.jpg | 4123.jpg
4124501-710 | One Light Wall / Bath Sconce | The transitional styling of the Hanford lighting collection by Sea Gull Lighting is evident in its elegant symmetry articulated by long, sweeping arms. Tapered Etched glass shades produce a soft uplight and make Hanford complementary to a wide array of décor from traditional to contemporary. Offered in both Brushed Nickel and Burnt Sienna finishes, the collection includes five-, nine- and fifteen-light chandeliers, a three-light hall/foyer light, a one-light mini pendant, a three-light pendant, a three-light semi-flush mount which can convert into a pendant, and one-, two-, three- and four-light bath fixtures. Incandescent and ENERGY STAR-qualified LED lamping are available; all fixtures are California Title 24 compliant. | WALL SCONCE | Hanford | Wall / Bath Lighting | Burnt Sienna | 710 | Steel | Satin Etched Glass | D:5.125" H:5.75" |  |  | 1 Medium A19 100w |  | 1 | No | [14 empty] | 0 | [12 empty] | 30.98 | 61.96 | 92.94 | W:5 1/8'' H:10 1/8'' E:6 3/4'' | 2.5 |  |  | 5.125 | 10.125 | Cap Nuts |  |  |  |  | 6.75 |  | No |  | No | [21 empty] | DP:7/8'' W:4 9/16'' H:6'' OB UP:7 1/8'' OB DOWN:3'' Rectangular |  |  |  | 6.5 | Black/White |  |  | Hardwired | 0 | 1 | 0 | 0 | 1 | 0 | 0 | 1 | 0 | 0 | 0 | 785652110825 | 11 | 8 | 7.25 | 3.1 | 0.369 | 100 | Yes | 4 | 10785652110822 | 17 | 15.125 | 11.375 | 13.9 | 1.693 | Yes |  | cETL Damp | HANFORD 1L SCONCE-710 | One Light Wall / Bath Sconce |  | 4124501-710.jpg | 4124501.jpg
4124501-962 | One Light Wall / Bath Sconce | The transitional styling of the Hanford lighting collection by Sea Gull Lighting is evident in its elegant symmetry articulated by long, sweeping arms. Tapered Etched glass shades produce a soft uplight and make Hanford complementary to a wide array of décor from traditional to contemporary. Offered in both Brushed Nickel and Burnt Sienna finishes, the collection includes five-, nine- and fifteen-light chandeliers, a three-light hall/foyer light, a one-light mini pendant, a three-light pendant, a three-light semi-flush mount which can convert into a pendant, and one-, two-, three- and four-light bath fixtures. Incandescent and ENERGY STAR-qualified LED lamping are available; all fixtures are California Title 24 compliant. | WALL SCONCE | Hanford | Wall / Bath Lighting | Brushed Nickel | 962 | Steel | Satin Etched Glass | D:5.125" H:5.75" |  |  | 1 Medium A19 100w |  | 1 | No | [14 empty] | 0 | [12 empty] | 30.98 | 61.96 | 92.94 | W:5 1/8'' H:10 1/8'' E:6 3/4'' | 2.5 |  |  | 5.125 | 10.125 | Cap Nuts |  |  |  |  | 6.75 |  | No |  | No | [21 empty] | DP:7/8'' W:4 9/16'' H:6'' OB UP:7 1/8'' OB DOWN:3'' Rectangular |  |  |  | 6.5 | Black/White |  |  | Hardwired | 0 | 1 | 0 | 0 | 1 | 0 | 0 | 1 | 0 | 0 | 0 | 785652110870 | 10.75 | 8.25 | 7 | 3.2 | 0.359 | 100 | Yes | 4 | 10785652110877 | 17.25 | 15 | 11.5 | 14.4 | 1.722 | Yes |  | cETL Damp | HANFORD 1L SCONCE-962 | One Light Wall / Bath Sconce |  | 4124501-962.jpg | 4124501.jpg
4124501EN3-710 | One Light Wall / Bath Sconce | The transitional styling of the Hanford lighting collection by Sea Gull Lighting is evident in its elegant symmetry articulated by long, sweeping arms. Tapered Etched glass shades produce a soft uplight and make Hanford complementary to a wide array of décor from traditional to contemporary. Offered in both Brushed Nickel and Burnt Sienna finishes, the collection includes five-, nine- and fifteen-light chandeliers, a three-light hall/foyer light, a one-light mini pendant, a three-light pendant, a three-light semi-flush mount which can convert into a pendant, and one-, two-, three- and four-light bath fixtures. Incandescent and ENERGY STAR-qualified LED lamping are available; all fixtures are California Title 24 compliant. | WALL SCONCE | Hanford | Wall / Bath Lighting | Burnt Sienna | 710 | Steel | Satin Etched Glass | D:5.125" H:5.75" |  |  | 1 Medium A19 9.3w |  | 1 | Yes | [14 empty] | 0 | [12 empty] | 35.98 | 71.96 | 107.94 | W:5 1/8'' H:10 1/8'' E:6 3/4'' | 2.5 |  |  | 5.125 | 10.125 | Cap Nuts |  |  |  |  | 6.75 |  | No |  | No | [21 empty] | DP:7/8'' W:4 9/16'' H:6'' OB UP:7 1/8'' OB DOWN:3'' Rectangular |  |  |  | 6.5 | Black/White |  |  | Hardwired | 0 | 1 | 0 | 1 | 1 | 0 | 0 | 0 | 0 | 0 | 0 | 785652048876 | 11 | 8 | 7.25 | 3.1 | 0.369 | 100 | Yes | 4 | 10785652048873 | 17 | 15.5 | 11.4 | 13.9 | 1.738 | Yes |  | cETL Damp | HANFORD 1L SCONCE-710 | One Light Wall / Bath Sconce |  | 4124501EN3-710.jpg | 4124501.jpg
4124501EN3-962 | One Light Wall / Bath Sconce | The transitional styling of the Hanford lighting collection by Sea Gull Lighting is evident in its elegant symmetry articulated by long, sweeping arms. Tapered Etched glass shades produce a soft uplight and make Hanford complementary to a wide array of décor from traditional to contemporary. Offered in both Brushed Nickel and Burnt Sienna finishes, the collection includes five-, nine- and fifteen-light chandeliers, a three-light hall/foyer light, a one-light mini pendant, a three-light pendant, a three-light semi-flush mount which can convert into a pendant, and one-, two-, three- and four-light bath fixtures. Incandescent and ENERGY STAR-qualified LED lamping are available; all fixtures are California Title 24 compliant. | WALL SCONCE | Hanford | Wall / Bath Lighting | Brushed Nickel | 962 | Steel | Satin Etched Glass | D:5.125" H:5.75" |  |  | 1 Medium A19 9.3w |  | 1 | Yes | [14 empty] | 0 | [12 empty] | 35.98 | 71.96 | 107.94 | W:5 1/8'' H:10 1/8'' E:6 3/4'' | 2.5 |  |  | 5.125 | 10.125 | Cap Nuts |  |  |  |  | 6.75 |  | No |  | No | [21 empty] | DP:7/8'' W:4 9/16'' H:6'' OB UP:7 1/8'' OB DOWN:3'' Rectangular |  |  |  | 6.5 | Black/White |  |  | Hardwired | 0 | 1 | 0 | 1 | 1 | 0 | 0 | 0 | 0 | 0 | 0 | 785652048883 | 10.75 | 8.25 | 7 | 3.2 | 0.359 | 100 | Yes | 4 | 10785652048880 | 17.25 | 15 | 11.5 | 14.4 | 1.722 | Yes |  | cETL Damp | HANFORD 1L SCONCE-962 | One Light Wall / Bath Sconce |  | 4124501EN3-962.jpg | 4124501.jpg
4124601-05 | One Light Wall / Bath Sconce | The silhouette of the modern Alturas lighting collection by Sea Gull Lighting features an interlocking, spherical steel frame, which harkens back to the Unisphere constructed for the 1964 New York World's Fair. The minimalist Alturas Collection draws the eye to the soft, warm glow of the light emitted from the cylindrical Satin Etched glass shades. The full assortment includes three-, five- and nine-light chandeliers, a one-light mini pendant, a three-light pendant, a two-light semi flush which is convertible into a pendant, and one-, two-, three- and four-light bath fixtures. All fixtures are offered in Brushed Oil Rubbed Bronze, Brushed Nickel and Satin Bronze finishes, the bath fixtures are also offered in Chrome finish. Incandescent and ENERGY STAR-qualified LED lamping are available; all fixtures are California Title 24 compliant. | WALL SCONCE | Alturas | Wall / Bath Lighting | Chrome | 5 | Steel | Etched / White Inside Glass | D:3.5" H:6.125" |  |  | 1 Medium A19 100w |  | 1 | No | [14 empty] | 0 | [12 empty] | 34.48 | 68.96 | 103.44 | W:4 3/8'' H:8 3/4'' E:6 1/8'' | 1.6 |  |  | 4.375 | 8.75 | Cap Nuts |  |  |  |  | 6.125 |  | No |  | No | [21 empty] | DP:1'' W:4 3/8'' H:6'' OB UP:5 3/4'' OB DOWN:3'' Rectangular |  |  |  | 6.5 | Black/White |  |  | Hardwired | 0 | 1 | 0 | 0 | 1 | 0 | 0 | 1 | 0 | 0 | 0 | 785652000553 | 11.25 | 8.25 | 6.5 | 2.1 | 0.349 | 125 | Yes | 12 | 10785652000550 | 23 | 21 | 17 | 27.3 | 4.752 | Yes |  | cETL Damp | ALTURAS 1L SCONCE-05 | One Light Wall / Bath Sconce |  | 4124601-05.jpg | 4124601.jpg
4124601-778 | One Light Wall / Bath Sconce | The silhouette of the modern Alturas lighting collection by Sea Gull Lighting features an interlocking, spherical steel frame, which harkens back to the Unisphere constructed for the 1964 New York World's Fair. The minimalist Alturas Collection draws the eye to the soft, warm glow of the light emitted from the cylindrical Satin Etched glass shades. The full assortment includes three-, five- and nine-light chandeliers, a one-light mini pendant, a three-light pendant, a two-light semi flush which is convertible into a pendant, and one-, two-, three- and four-light bath fixtures. All fixtures are offered in Brushed Oil Rubbed Bronze, Brushed Nickel and Satin Bronze finishes, the bath fixtures are also offered in Chrome finish. Incandescent and ENERGY STAR-qualified LED lamping are available; all fixtures are California Title 24 compliant. | WALL SCONCE | Alturas | Wall / Bath Lighting | Brushed Oil Rubbed Bronze | 778 | Steel | Etched / White Inside Glass | D:3.5" H:6.125" |  |  | 1 Medium A19 100w |  | 1 | No | [14 empty] | 0 | [12 empty] | 34.48 | 68.96 | 103.44 | W:4 3/8'' H:8 3/4'' E:6 1/8'' | 1.6 |  |  | 4.375 | 8.75 | Cap Nuts |  |  |  |  | 6.125 |  | No |  | No | [21 empty] | DP:1'' W:4 3/8'' H:6'' OB UP:5 3/4'' OB DOWN:3'' Rectangular |  |  |  | 6.5 | Black/White |  |  | Hardwired | 0 | 1 | 0 | 0 | 1 | 0 | 0 | 1 | 0 | 0 | 0 | 785652067174 | 13.75 | 8 | 6.5 | 2.1 | 0.414 | 85 | Yes | 12 | 10785652067171 | 28 | 20.75 | 6.75 | 27.8 | 2.27 | Yes |  | cETL Damp | ALTURAS 1L SCONCE-778 | One Light Wall / Bath Sconce |  | 4124601-778.png | 4124601.jpg
4124601-848 | One Light Wall / Bath Sconce | The silhouette of the modern Alturas lighting collection by Sea Gull Lighting features an interlocking, spherical steel frame, which harkens back to the Unisphere constructed for the 1964 New York World's Fair. The minimalist Alturas Collection draws the eye to the soft, warm glow of the light emitted from the cylindrical Satin Etched glass shades. The full assortment includes three-, five- and nine-light chandeliers, a one-light mini pendant, a three-light pendant, a two-light semi flush which is convertible into a pendant, and one-, two-, three- and four-light bath fixtures. All fixtures are offered in Brushed Oil Rubbed Bronze, Brushed Nickel and Satin Bronze finishes, the bath fixtures are also offered in Chrome finish. Incandescent and ENERGY STAR-qualified LED lamping are available; all fixtures are California Title 24 compliant. | WALL SCONCE | Alturas | Wall / Bath Lighting | Satin Bronze | 848 | Steel | Etched / White Inside Glass | D:3.5" H:6.125" |  |  | 1 Medium A19 100w |  | 1 | No | [14 empty] | 0 | [12 empty] | 34.48 | 68.96 | 103.44 | W:4 3/8'' H:8 3/4'' E:6 1/8'' | 1.6 |  |  | 4.375 | 8.75 | Cap Nuts |  |  |  |  | 6.125 |  | No |  | No | [21 empty] | DP:1'' W:4 3/8'' H:6'' OB UP:5 3/4'' OB DOWN:3'' Rectangular |  |  |  | 6.5 | Black/White |  |  | Hardwired | 0 | 1 | 0 | 0 | 1 | 0 | 0 | 1 | 0 | 0 | 0 | 785652000560 | 11 | 8 | 6.5 | 2.1 | 0.331 | 125 | Yes | 12 | 10785652000567 | 22.5 | 16.75 | 20.4 | 26.9 | 4.449 | Yes |  | cETL Damp | ALTURAS 1L SCONCE-848 | One Light Wall / Bath Sconce |  | 4124601-848.jpg | 4124601.jpg
4124601-962 | One Light Wall / Bath Sconce | The silhouette of the modern Alturas lighting collection by Sea Gull Lighting features an interlocking, spherical steel frame, which harkens back to the Unisphere constructed for the 1964 New York World's Fair. The minimalist Alturas Collection draws the eye to the soft, warm glow of the light emitted from the cylindrical Satin Etched glass shades. The full assortment includes three-, five- and nine-light chandeliers, a one-light mini pendant, a three-light pendant, a two-light semi flush which is convertible into a pendant, and one-, two-, three- and four-light bath fixtures. All fixtures are offered in Brushed Oil Rubbed Bronze, Brushed Nickel and Satin Bronze finishes, the bath fixtures are also offered in Chrome finish. Incandescent and ENERGY STAR-qualified LED lamping are available; all fixtures are California Title 24 compliant. | WALL SCONCE | Alturas | Wall / Bath Lighting | Brushed Nickel | 962 | Steel | Etched / White Inside Glass | D:3.5" H:6.125" |  |  | 1 Medium A19 100w |  | 1 | No | [14 empty] | 0 | [12 empty] | 35.48 | 70.96 | 106.44 | W:4 3/8'' H:8 3/4'' E:6 1/8'' | 1.6 |  |  | 4.375 | 8.75 | Cap Nuts |  |  |  |  | 6.125 |  | No |  | No | [21 empty] | DP:1'' W:4 3/8'' H:6'' OB UP:5 3/4'' OB DOWN:3'' Rectangular |  |  |  | 6.5 | Black/White |  |  | Hardwired | 0 | 1 | 0 | 0 | 1 | 0 | 0 | 1 | 0 | 0 | 0 | 785652108921 | 11 | 8.25 | 6.25 | 2.1 | 0.328 | 125 | Yes | 12 | 10785652108928 | 23 | 20.25 | 19 | 26.3 | 5.121 | Yes |  | cETL Damp | ALTURAS 1L SCONCE-962 | One Light Wall / Bath Sconce |  | 4124601-962.jpg | 4124601.jpg
4124601EN3-05 | One Light Wall / Bath Sconce | The silhouette of the modern Alturas lighting collection by Sea Gull Lighting features an interlocking, spherical steel frame, which harkens back to the Unisphere constructed for the 1964 New York World's Fair. The minimalist Alturas Collection draws the eye to the soft, warm glow of the light emitted from the cylindrical Satin Etched glass shades. The full assortment includes three-, five- and nine-light chandeliers, a one-light mini pendant, a three-light pendant, a two-light semi flush which is convertible into a pendant, and one-, two-, three- and four-light bath fixtures. All fixtures are offered in Brushed Oil Rubbed Bronze, Brushed Nickel and Satin Bronze finishes, the bath fixtures are also offered in Chrome finish. Incandescent and ENERGY STAR-qualified LED lamping are available; all fixtures are California Title 24 compliant. | WALL SCONCE | Alturas | Wall / Bath Lighting | Chrome | 5 | Steel | Etched / White Inside Glass | D:3.5" H:6.125" |  |  | 1 Medium A19 9.3w |  | 1 | Yes | [14 empty] | 0 | [12 empty] | 40.48 | 80.96 | 121.44 | W:4 3/8'' H:8 3/4'' E:6 1/8'' | 1.6 |  |  | 4.375 | 8.75 | Cap Nuts |  |  |  |  | 6.125 |  | No |  | No | [21 empty] | DP:1'' W:4 3/8'' H:6'' OB UP:5 3/4'' OB DOWN:3'' Rectangular |  |  |  | 6.5 | Black/White |  |  | Hardwired | 0 | 1 | 0 | 1 | 1 | 0 | 0 | 0 | 0 | 0 | 0 | 785652048890 | 11.25 | 8.25 | 6.5 | 2.1 | 0.349 | 125 | Yes | 12 | 10785652048897 | 23 | 21 | 17 | 27.3 | 4.752 | Yes |  | cETL Damp | ALTURAS 1L SCONCE-05 | One Light Wall / Bath Sconce |  | 4124601EN3-05.jpg | 4124601.jpg
4124601EN3-778 | One Light Wall / Bath Sconce | The silhouette of the modern Alturas lighting collection by Sea Gull Lighting features an interlocking, spherical steel frame, which harkens back to the Unisphere constructed for the 1964 New York World's Fair. The minimalist Alturas Collection draws the eye to the soft, warm glow of the light emitted from the cylindrical Satin Etched glass shades. The full assortment includes three-, five- and nine-light chandeliers, a one-light mini pendant, a three-light pendant, a two-light semi flush which is convertible into a pendant, and one-, two-, three- and four-light bath fixtures. All fixtures are offered in Brushed Oil Rubbed Bronze, Brushed Nickel and Satin Bronze finishes, the bath fixtures are also offered in Chrome finish. Incandescent and ENERGY STAR-qualified LED lamping are available; all fixtures are California Title 24 compliant. | WALL SCONCE | Alturas | Wall / Bath Lighting | Brushed Oil Rubbed Bronze | 778 | Steel | Etched / White Inside Glass | D:3.5" H:6.125" |  |  | 1 Medium A19 9.3w |  | 1 | Yes | [14 empty] | 0 | [12 empty] | 40.48 | 80.96 | 121.44 | W:4 3/8'' H:8 3/4'' E:6 1/8'' | 1.6 |  |  | 4.375 | 8.75 | Cap Nuts |  |  |  |  | 6.125 |  | No |  | No | [21 empty] | DP:1'' W:4 3/8'' H:6'' OB UP:5 3/4'' OB DOWN:3'' Rectangular |  |  |  | 6.5 | Black/White |  |  | Hardwired | 0 | 1 | 0 | 1 | 1 | 0 | 0 | 0 | 0 | 0 | 0 | 785652068072 | 13.75 | 8 | 6.5 | 2.1 | 0.414 | 85 | Yes | 12 | 10785652068079 | 28 | 20.75 | 6.75 | 27.8 | 2.27 | Yes |  | cETL Damp | ALTURAS 1L LED SCONCE-7782 | One Light Wall / Bath Sconce |  | 4124601EN3-778.png | 4124601.jpg
4124601EN3-848 | One Light Wall / Bath Sconce | The silhouette of the modern Alturas lighting collection by Sea Gull Lighting features an interlocking, spherical steel frame, which harkens back to the Unisphere constructed for the 1964 New York World's Fair. The minimalist Alturas Collection draws the eye to the soft, warm glow of the light emitted from the cylindrical Satin Etched glass shades. The full assortment includes three-, five- and nine-light chandeliers, a one-light mini pendant, a three-light pendant, a two-light semi flush which is convertible into a pendant, and one-, two-, three- and four-light bath fixtures. All fixtures are offered in Brushed Oil Rubbed Bronze, Brushed Nickel and Satin Bronze finishes, the bath fixtures are also offered in Chrome finish. Incandescent and ENERGY STAR-qualified LED lamping are available; all fixtures are California Title 24 compliant. | WALL SCONCE | Alturas | Wall / Bath Lighting | Satin Bronze | 848 | Steel | Etched / White Inside Glass | D:3.5" H:6.125" |  |  | 1 Medium A19 9.3w |  | 1 | Yes | [14 empty] | 0 | [12 empty] | 40.48 | 80.96 | 121.44 | W:4 3/8'' H:8 3/4'' E:6 1/8'' | 1.6 |  |  | 4.375 | 8.75 | Cap Nuts |  |  |  |  | 6.125 |  | No |  | No | [21 empty] | DP:1'' W:4 3/8'' H:6'' OB UP:5 3/4'' OB DOWN:3'' Rectangular |  |  |  | 6.5 | Black/White |  |  | Hardwired | 0 | 1 | 0 | 1 | 1 | 0 | 0 | 0 | 0 | 0 | 0 | 785652048906 | 11 | 8 | 6.5 | 2.1 | 0.331 | 125 | Yes | 12 | 10785652048903 | 22.5 | 16.75 | 20.4 | 26.9 | 4.449 | Yes |  | cETL Damp | ALTURAS 1L SCONCE-848 | One Light Wall / Bath Sconce |  | 4124601EN3-848.jpg | 4124601.jpg
4124601EN3-962 | One Light Wall / Bath Sconce | The silhouette of the modern Alturas lighting collection by Sea Gull Lighting features an interlocking, spherical steel frame, which harkens back to the Unisphere constructed for the 1964 New York World's Fair. The minimalist Alturas Collection draws the eye to the soft, warm glow of the light emitted from the cylindrical Satin Etched glass shades. The full assortment includes three-, five- and nine-light chandeliers, a one-light mini pendant, a three-light pendant, a two-light semi flush which is convertible into a pendant, and one-, two-, three- and four-light bath fixtures. All fixtures are offered in Brushed Oil Rubbed Bronze, Brushed Nickel and Satin Bronze finishes, the bath fixtures are also offered in Chrome finish. Incandescent and ENERGY STAR-qualified LED lamping are available; all fixtures are California Title 24 compliant. | WALL SCONCE | Alturas | Wall / Bath Lighting | Brushed Nickel | 962 | Steel | Etched / White Inside Glass | D:3.5" H:6.125" |  |  | 1 Medium A19 9.3w |  | 1 | Yes | [14 empty] | 0 | [12 empty] | 41.48 | 82.96 | 124.44 | W:4 3/8'' H:8 3/4'' E:6 1/8'' | 1.6 |  |  | 4.375 | 8.75 | Cap Nuts |  |  |  |  | 6.125 |  | No |  | No | [21 empty] | DP:1'' W:4 3/8'' H:6'' OB UP:5 3/4'' OB DOWN:3'' Rectangular |  |  |  | 6.5 | Black/White |  |  | Hardwired | 0 | 1 | 0 | 1 | 1 | 0 | 0 | 0 | 0 | 0 | 0 | 785652048913 | 11 | 8.25 | 6.25 | 2.1 | 0.328 | 125 | Yes | 12 | 10785652048910 | 23 | 20.25 | 19 | 26.3 | 5.121 | Yes |  | cETL Damp | ALTURAS 1L SCONCE-962 | One Light Wall / Bath Sconce |  | 4124601EN3-962.jpg | 4124601.jpg
41260-710 | One Light Wall Sconce | The Stirling lighting collection by Sea Gull Lighting, with its chic style and eclectic twist brings clean, modern lines to a traditional soul. The Beige Linen drum shades combined with a Burnt Sienna finish or White Linen drum shades combined with a Brushed Nickel finish are both eye-catching and inviting. For the wall/bath fixtures only, a Chrome finish coupled with Opal Etched glass shades is also available. The assortment includes nine-light, five-light and three-light chandeliers, pendants in six sizes, both flush and semi-flush ceiling fixtures, a one-light wall sconce, as well as one-light, two-light, three-light and four-light wall/bath fixtures. Most of these fixtures easily convert to LED by purchasing LED replacement lamps sold separately. | WALL SCONCE | Stirling | Wall / Bath Lighting | Burnt Sienna | 710 | Steel | Beige Linen Fabric | D:4.625" H:6.375" |  |  | 1 Candelabra B Torpedo 60w |  | 1 | No | [14 empty] | 0 | [12 empty] | 49.98 | 99.96 | 149.94 | W:5 1/2'' H:14 1/2'' E:7 1/4'' | 2.4 |  |  | 5.5 | 14.5 | Wall / Bath |  |  |  |  | 7.25 |  | No |  | No | [21 empty] | D:5 1/2'' DP:1 3/8'' OB UP:9 1/2'' Round |  |  |  | 6.5 |  |  |  | Hardwired | 0 | 0 | 0 | 0 | 1 | 0 | 0 | 1 | 0 | 0 | 0 | 785652182365 | 10 | 8.5 | 14.5 | 3 | 0.713 | 175 | Yes | [8 empty] | ETL Damp | cETL Damp | STIRLING 1L SCONCE-710 | One Light Wall Sconce |  | 41260-710.jpg | 44952.jpg
41260-962 | One Light Wall Sconce | The Stirling lighting collection by Sea Gull Lighting, with its chic style and eclectic twist brings clean, modern lines to a traditional soul. The Beige Linen drum shades combined with a Burnt Sienna finish or White Linen drum shades combined with a Brushed Nickel finish are both eye-catching and inviting. For the wall/bath fixtures only, a Chrome finish coupled with Opal Etched glass shades is also available. The assortment includes nine-light, five-light and three-light chandeliers, pendants in six sizes, both flush and semi-flush ceiling fixtures, a one-light wall sconce, as well as one-light, two-light, three-light and four-light wall/bath fixtures. Most of these fixtures easily convert to LED by purchasing LED replacement lamps sold separately. | WALL SCONCE | Stirling | Wall / Bath Lighting | Brushed Nickel | 962 | Steel | White Linen Fabric | D:4.625" H:6.375" |  |  | 1 Candelabra B Torpedo 60w |  | 1 | No | [14 empty] | 0 | [12 empty] | 49.98 | 99.96 | 149.94 | W:5 1/2'' H:14 1/2'' E:7 1/4'' | 2.4 |  |  | 5.5 | 14.5 | Wall / Bath |  |  |  |  | 7.25 |  | No |  | No | [21 empty] | D:5 1/2'' DP:1 3/8'' OB UP:9 1/2'' Round |  |  |  | 6.5 |  |  |  |  | 0 | 0 | 0 | 0 | 1 | 0 | 0 | 1 | 0 | 0 | 0 | 785652032813 | 10 | 8.5 | 14.5 | 3 | 0.713 | 175 | Yes | [8 empty] | ETL Damp | cETL Damp | STIRLING 1L SCONCE-962 | One Light Wall Sconce |  | 41260-962.jpg | 44952.jpg
41260EN-710 | One Light Wall / Bath Sconce | The Stirling lighting collection by Sea Gull Lighting, with its chic style and eclectic twist brings clean, modern lines to a traditional soul. The Beige Linen drum shades combined with a Burnt Sienna finish or White Linen drum shades combined with a Brushed Nickel finish are both eye-catching and inviting. For the wall/bath fixtures only, a Chrome finish coupled with Opal Etched glass shades is also available. The assortment includes nine-light, five-light and three-light chandeliers, pendants in six sizes, both flush and semi-flush ceiling fixtures, a one-light wall sconce, as well as one-light, two-light, three-light and four-light wall/bath fixtures. Most of these fixtures easily convert to LED by purchasing LED replacement lamps sold separately. | WALL SCONCE | Stirling | Wall / Bath Lighting | Burnt Sienna | 710 | Steel | Beige Linen Fabric | D:4.625" H:6.375" |  |  | 1 Candelabra Torpedo 3.5w |  | 1 | Yes | [14 empty] | 0 | [12 empty] | 55.48 | 110.96 | 166.44 | W:5 1/2'' H:14 1/2'' E:7 1/4'' | 2.4 |  |  | 5.5 | 14.5 | Wall / Bath |  |  |  |  | 7.25 |  | No |  | No | [21 empty] | D:5 1/2'' DP:1 3/8'' OB UP:9 1/2'' Round |  |  |  | 6.5 |  |  |  | Hardwired | 0 | 0 | 0 | 1 | 1 | 0 | 0 | 0 | 0 | 0 | 0 | 785652029981 | 10 | 8.5 | 14.5 | 3 | 0.713 | 175 | Yes | [8 empty] | ETL Damp | cETL Damp | STIRLING 1L SCONCE-710 | One Light Wall / Bath Sconce |  | 41260-710.jpg | 44952.jpg
41260EN-962 | One Light Wall / Bath Sconce | The Stirling lighting collection by Sea Gull Lighting, with its chic style and eclectic twist brings clean, modern lines to a traditional soul. The Beige Linen drum shades combined with a Burnt Sienna finish or White Linen drum shades combined with a Brushed Nickel finish are both eye-catching and inviting. For the wall/bath fixtures only, a Chrome finish coupled with Opal Etched glass shades is also available. The assortment includes nine-light, five-light and three-light chandeliers, pendants in six sizes, both flush and semi-flush ceiling fixtures, a one-light wall sconce, as well as one-light, two-light, three-light and four-light wall/bath fixtures. Most of these fixtures easily convert to LED by purchasing LED replacement lamps sold separately. | WALL SCONCE | Stirling | Wall / Bath Lighting | Brushed Nickel | 962 | Steel | White Linen Fabric | D:4.625" H:6.375" |  |  | 1 Candelabra Torpedo 3.5w |  | 1 | Yes | [14 empty] | 0 | [12 empty] | 55.48 | 110.96 | 166.44 | W:5 1/2'' H:14 1/2'' E:7 1/4'' | 2.4 |  |  | 5.5 | 14.5 | Wall / Bath |  |  |  |  | 7.25 |  | No |  | No | [21 empty] | D:5 1/2'' DP:1 3/8'' OB UP:9 1/2'' Round |  |  |  | 6.5 |  |  |  |  | 0 | 0 | 0 | 1 | 1 | 0 | 0 | 0 | 0 | 0 | 0 | 785652030307 | 10 | 8.5 | 14.5 | 3 | 0.713 | 175 | Yes | [8 empty] | ETL Damp | cETL Damp | STIRLING 1L SCONCE-962 | One Light Wall / Bath Sconce |  | 41260-962.jpg | 44952.jpg
4126302-872 | Two Light Wall / Bath Sconce | The hand applied finishes on Thornwood exude authenticity, combining the tactile with the time-worn. Perfect proportions and honest functionality complete the package. The Thornwood lighting collection offers three-light, four-light and eight-like chandeliers, an eight-light linear, four-light foyer chandelier, and a two-light wall sconce. The two-light wall sconce is Damp Rated. Available in Washed Pine and a Weathered Iron Finish. | WALL SCONCE | Thornwood | Wall / Bath Lighting | Washed Pine / Weathered Iron | 872 / 819 | [5 empty] | 2 Candelabra B10 Torpedo 60w |  | 2 | No | [14 empty] | 0 | [12 empty] | 67.48 | 134.96 | 202.44 | W:7 1/2'' H:18'' E:5 1/4'' | 4.07 |  |  | 7.5 | 18 | Cap Nuts |  |  |  |  | 5.25 |  | No |  | No | [21 empty] | DP:3/4'' W:7 1/2'' H:18'' OB UP:9'' Rectangular |  |  |  | 6.5 | Black/White |  |  | Hardwired | 0 | 0 | 0 | 0 | 1 | 0 | 0 | 1 | 0 | 0 | 0 | 785652070266 | 20.5 | 9.25 | 7 | 6.5 | 0.768 | 100 | Yes | [9 empty] | cETL Damp | THORNWOOD 2L SCONCE-872 | Two Light Wall / Bath Sconce |  | 4126302-872.jpg | 4126302.jpg
4126302EN-872 | Two Light Wall / Bath Sconce | The hand applied finishes on Thornwood exude authenticity, combining the tactile with the time-worn. Perfect proportions and honest functionality complete the package. The Thornwood lighting collection offers three-light, four-light and eight-like chandeliers, an eight-light linear, four-light foyer chandelier, and a two-light wall sconce. The two-light wall sconce is Damp Rated. Available in Washed Pine and a Weathered Iron Finish. | WALL SCONCE | Thornwood | Wall / Bath Lighting | Washed Pine / Weathered Iron | 872 / 819 | [5 empty] | 2 Candelabra B10 Torpedo 3.5w |  | 2 | Yes | [14 empty] | 0 | [12 empty] | 89.98 | 179.96 | 269.94 | W:7 1/2'' H:18'' E:5 1/4'' | 4.07 |  |  | 7.5 | 18 | Cap Nuts |  |  |  |  | 5.25 |  | No |  | No | [21 empty] | DP:3/4'' W:7 1/2'' H:18'' OB UP:9'' Rectangular |  |  |  | 6.5 | Black/White |  |  | Hardwired | 0 | 0 | 0 | 1 | 1 | 0 | 0 | 0 | 0 | 0 | 0 | 785652071942 | 20.5 | 9.25 | 7 | 6.5 | 0.768 | 100 | Yes | [9 empty] | cETL Damp | THORNWOOD 2L LED SCONCE-872 | Two Light Wall / Bath Sconce |  | 4126302EN-872.jpg | 4126302EN.jpg
4127801-839 | One Light Wall / Bath Sconce | The Morill lighting collection by Sea Gull Lighting combines retro and industrial trends to make an impactful design statement. The warm, textured Blacksmith finish contrasts dramatically with the goblet-shaped, Clear Seeded glass shades which are especially dramatic when used with antique style Edison light bulbs, making the fixtures the perfect addition to any space. The rich Blacksmith finish adds another layer of retro design to the warm look. The assortment includes three-, five- and nine-light chandeliers; a three-light foyer pendant; a one-light sconce; and two-, three- and four-light bath vanity fixtures. All fixtures are California Title 24 compliant and easily convert to LED by purchasing LED lamps sold separately. | WALL SCONCE | Morill | Wall / Bath Lighting | Blacksmith | 839 | Steel | Clear Seeded Glass | D:4.875" H:6.25" |  |  | 1 Medium ST19 60w |  | 1 | No | [14 empty] | 0 | [12 empty] | 34.98 | 69.96 | 104.94 | W:5'' H:8 1/4'' E:7 1/4'' | 2 |  |  | 5 | 8.25 | Cap Nuts |  |  |  |  | 7.25 |  | No |  | No | [21 empty] | D:5'' DP:3/4'' OB UP:3 3/4'' Round |  |  |  | 6.5 | Black/White |  |  | Hardwired | 0 | 0 | 0 | 0 | 1 | 0 | 0 | 0 | 0 | 0 | 0 | 785652001796 | 11.25 | 10 | 8.25 | 2.6 | 0.537 | 175 | Yes | [9 empty] | cETL Dry | MORILL 1L SCONCE-839 | One Light Wall / Bath Sconce |  | 4127801-839.jpg | 4127801.jpg
4128501-12 | One Light Wall / Bath Sconce | A distinctive mesh lampshade in the Gereon Collection harkens back to the industrial days of machine innovation, adding a rugged look of workmanship that transforms an interior's identity. At once stylistic and utilitarian, Gereon is available in a finely textured Black finish with medium base sockets. The muted glow of the bulbs beneath the mesh framing adds a rugged personality. The versatile Gereon fixtures are damp rated for covered outdoor installations as well. Available as a 1-light mini-pendant, 3-light and 4-light pendants, 2-light semi-flush ceiling mount, and 1-light wall sconce to adapt interior settings in a variety of ways. | WALL SCONCE | Gereon | Wall / Bath Lighting | Black | 12 | Steel |  |  |  |  | 1 Medium ST19 60w |  | 1 | No | [14 empty] | 0 | [12 empty] | 48.48 | 96.96 | 145.44 | W:8'' H:12'' E:3 7/8'' | 3.5 |  |  | 8 | 12 | Cap Nuts |  |  |  |  | 3.875 |  | No |  | No | [21 empty] | DP:5/8'' W:7 3/4'' H:11 7/8'' OB UP:6'' Rectangular |  |  |  | 6.5 | Black/White |  |  | Hardwired | 1 | 0 | 0 | 0 | 1 | 0 | 0 | 1 | 0 | 0 | 0 | 785652061059 | 16 | 10.75 | 7.25 | 4.4 | 0.722 | 125 | Yes | [9 empty] | cETL Damp | GEREON 1L WALL SCONCE-12 | One Light Wall / Bath Sconce |  | 4128501-12.png | 4128501.jpg
4128501EN7-12 | One Light Wall / Bath Sconce | A distinctive mesh lampshade in the Gereon Collection harkens back to the industrial days of machine innovation, adding a rugged look of workmanship that transforms an interior's identity. At once stylistic and utilitarian, Gereon is available in a finely textured Black finish with medium base sockets. The muted glow of the bulbs beneath the mesh framing adds a rugged personality. The versatile Gereon fixtures are damp rated for covered outdoor installations as well. Available as a 1-light mini-pendant, 3-light and 4-light pendants, 2-light semi-flush ceiling mount, and 1-light wall sconce to adapt interior settings in a variety of ways. | WALL SCONCE | Gereon | Wall / Bath Lighting | Black | 12 | Steel |  |  |  |  | 1 Medium A19 8.5w |  | 1 | Yes | [14 empty] | 0 | [12 empty] | 55.98 | 111.96 | 167.94 | W:8'' H:12'' E:3 7/8'' | 3.5 |  |  | 8 | 12 | Cap Nuts |  |  |  |  | 3.875 |  | No |  | No | [21 empty] | DP:5/8'' W:7 3/4'' H:11 7/8'' OB UP:6'' Rectangular |  |  |  | 6.5 | Black/White |  |  | Hardwired | 1 | 0 | 0 | 1 | 1 | 0 | 0 | 0 | 0 | 0 | 0 | 785652069208 | 16 | 10.75 | 7.25 | 4.4 | 0.722 | 125 | Yes | [9 empty] | cETL Damp | GEREON 1L LED SCONCE-12 | One Light Wall / Bath Sconce |  | 4128501EN7-12.jpg | 4128501.jpg
4128601-802 | One Light Wall / Bath Sconce | Combine hanging art with light. Undulating with free-form hoops of welded cold-rolled steel, the Cowen Collection will redefine any room. As illumination escapes from the openings in the sculpted shade, the full menagerie comes together. The textured Obsidian Mist finish adds the final tactile element to this postmodern piece. The refined modern design comes to life with distressed gold metal accents. The Cowen collection is equally at home in a contemporary, urban setting or a traditional décor in the suburbs. The assortment includes one-light wall sconce; one-light mini-pendant; two-light semi-flush; three-light pendant; five-light island pendant and a six-light foyer light. All fixtures are California Title 24 compliant. | WALL SCONCE | Cowen | Wall / Bath Lighting | Obsidian Mist | 802 | Steel |  |  |  |  | 1 Medium ST19 60w |  | 1 | No | [14 empty] | 0 | [12 empty] | 52.95 | 105.9 | 158.85 | W:8'' H:12'' E:4 1/4'' | 4 |  |  | 8 | 12 | Cap Nuts |  |  |  |  | 4.25 |  | No |  | No | [21 empty] | DP:5/8'' W:7 5/8'' H:11 1/4'' OB UP:6'' Rectangular |  |  |  | 6.5 | Black/White |  |  | Hardwired | 0 | 0 | 0 | 0 | 1 | 0 | 0 | 1 | 0 | 0 | 0 | 785652061110 | 14.75 | 10.5 | 8 | 4.7 | 0.717 | 125 | Yes | [9 empty] | cETL Damp | COWEN 1L WALL SCONCE-802 | One Light Wall / Bath Sconce |  | 4128601-802.jpg | 4128601.jpg
4128601EN7-802 | One Light Wall / Bath Sconce | Combine hanging art with light. Undulating with free-form hoops of welded cold-rolled steel, the Cowen Collection will redefine any room. As illumination escapes from the openings in the sculpted shade, the full menagerie comes together. The textured Obsidian Mist finish adds the final tactile element to this postmodern piece. The refined modern design comes to life with distressed gold metal accents. The Cowen collection is equally at home in a contemporary, urban setting or a traditional décor in the suburbs. The assortment includes one-light wall sconce; one-light mini-pendant; two-light semi-flush; three-light pendant; five-light island pendant and a six-light foyer light. All fixtures are California Title 24 compliant. | WALL SCONCE | Cowen | Wall / Bath Lighting | Obsidian Mist | 802 | Steel |  |  |  |  | 1 Medium A19 8.5w |  | 1 | Yes | [14 empty] | 0 | [12 empty] | 62.98 | 125.96 | 188.94 | W:8'' H:12'' E:4 1/4'' | 4 |  |  | 8 | 12 | Cap Nuts |  |  |  |  | 4.25 |  | No |  | No | [21 empty] | DP:5/8'' W:7 5/8'' H:11 1/4'' OB UP:6'' Rectangular |  |  |  | 6.5 | Black/White |  |  | Hardwired | 0 | 0 | 0 | 1 | 1 | 0 | 0 | 0 | 0 | 0 | 0 | 785652068829 | 14.75 | 10.5 | 8 | 4.7 | 0.717 | 125 | Yes | [9 empty] | cETL Damp | COWEN 1L LED SCONCE-802 | One Light Wall / Bath Sconce |  | 4128601EN7-802.jpg | 4128601.jpg
4128801-05 | One Light Wall / Bath Sconce | Behind every seemingly simple design lies unerring attention to restraint and obsessive attention to the tiniest details. The Canfield collection by Sea Gull Lighting draws on the modernist traditions of "less is more". Essential functional elements dictate the aesthetics, and clean lines prevail. Layers of intricately finished hand-brushed steel progress vertically to the soft glow of light diffused through finely etched glass diffusors. Canfield offers a "whole home" lighting solution; offering lighting in every imaginable category from the auspicious 15 light 3-tier chandelier, to the concise mini-pendant and one-light sconces. The collection is available in hand brushed Burnt Sienna for a warm, tactile, almost Craftsman design style, or a brushed nickel to emphasize the more architectural elements of your interior. | BATH | Canfield | Wall / Bath Lighting | Chrome | 5 | Steel | Etched / White Inside Glass | D:5.5" H:4.75" |  |  | 1 Medium A19 100w |  | 1 | No | [14 empty] | 0 | [12 empty] | 27.45 | 54.9 | 82.35 | W:5 1/2'' H:8 1/4'' E:7 1/4'' | 1.8 |  |  | 5.5 | 8.25 | Single Cap Nut |  |  |  |  | 7.25 |  | No |  | No | [21 empty] | DP:7/8'' W:5'' H:7 5/8'' OB UP:4 3/8'' OB DOWN:3 7/8'' Rectangular |  |  |  | 6.5 | Black/White |  |  | Hardwired | 0 | 1 | 0 | 0 | 1 | 0 | 0 | 1 | 0 | 0 | 0 | 785652077968 | 13.25 | 11.25 | 11.5 | 3.6 | 0.992 | 250 | Yes | 4 | 10785652077965 | 18.25 | 8.75 | 8.25 | 11.2 | 0.762 | Yes |  | cETL Damp | CANFIELD 1L SCONCE-05 | One Light Wall / Bath Sconce |  | 4128801-05.jpg | 4128801.jpg
4128801-710 | One Light Wall / Bath Sconce | Behind every seemingly simple design lies unerring attention to restraint and obsessive attention to the tiniest details. The Canfield collection by Sea Gull Lighting draws on the modernist traditions of "less is more". Essential functional elements dictate the aesthetics, and clean lines prevail. Layers of intricately finished hand-brushed steel progress vertically to the soft glow of light diffused through finely etched glass diffusors. Canfield offers a "whole home" lighting solution; offering lighting in every imaginable category from the auspicious 15 light 3-tier chandelier, to the concise mini-pendant and one-light sconces. The collection is available in hand brushed Burnt Sienna for a warm, tactile, almost Craftsman design style, or a brushed nickel to emphasize the more architectural elements of your interior. | WALL SCONCE | Canfield | Wall / Bath Lighting | Burnt Sienna | 710 | Steel | Etched / White Inside Glass | D:5.5" H:4.75" |  |  | 1 Medium A19 100w |  | 1 | No | [14 empty] | 0 | [12 empty] | 28.98 | 57.96 | 86.94 | W:5 1/2'' H:8 1/4'' E:7 1/4'' | 1.8 |  |  | 5.5 | 8.25 | Single Cap Nut |  |  |  |  | 7.25 |  | No |  | No | [21 empty] | DP:7/8'' W:5'' H:7 5/8'' OB UP:4 3/8'' OB DOWN:3 7/8'' Rectangular |  |  |  | 6.5 | Black/White |  |  | Hardwired | 0 | 1 | 0 | 0 | 1 | 0 | 0 | 1 | 0 | 0 | 0 | 785652059827 | 10.5 | 8.75 | 8.25 | 2.5 | 0.439 | 175 | Yes | 4 | 10785652059824 | 18.25 | 17 | 11.25 | 11.2 | 2.02 | Yes |  | cETL Damp | CANFIELD 1L SCONCE-710 | One Light Wall / Bath Sconce |  | 4128801-710.png | 4128801.jpg
4128801-962 | One Light Wall / Bath Sconce | Behind every seemingly simple design lies unerring attention to restraint and obsessive attention to the tiniest details. The Canfield collection by Sea Gull Lighting draws on the modernist traditions of "less is more". Essential functional elements dictate the aesthetics, and clean lines prevail. Layers of intricately finished hand-brushed steel progress vertically to the soft glow of light diffused through finely etched glass diffusors. Canfield offers a "whole home" lighting solution; offering lighting in every imaginable category from the auspicious 15 light 3-tier chandelier, to the concise mini-pendant and one-light sconces. The collection is available in hand brushed Burnt Sienna for a warm, tactile, almost Craftsman design style, or a brushed nickel to emphasize the more architectural elements of your interior. | WALL SCONCE | Canfield | Wall / Bath Lighting | Brushed Nickel | 962 | Steel | Etched / White Inside Glass | D:5.5" H:4.75" |  |  | 1 Medium A19 100w |  | 1 | No | [14 empty] | 0 | [12 empty] | 28.98 | 57.96 | 86.94 | W:5 1/2'' H:8 1/4'' E:7 1/4'' | 1.8 |  |  | 5.5 | 8.25 | Single Cap Nut |  |  |  |  | 7.25 |  | No |  | No | [21 empty] | DP:7/8'' W:5'' H:7 5/8'' OB UP:4 3/8'' OB DOWN:3 7/8'' Rectangular |  |  |  | 6.5 | Black/White |  |  | Hardwired | 0 | 1 | 0 | 0 | 1 | 0 | 0 | 1 | 0 | 0 | 0 | 785652059834 | 10.5 | 8.75 | 8.25 | 2.5 | 0.439 | 175 | Yes | 4 | 10785652059831 | 18.25 | 17 | 11.25 | 11.2 | 2.02 | Yes |  | cETL Damp | CANFIELD 1L SCONCE-962 | One Light Wall / Bath Sconce |  | 4128801-962.png | 4128801.jpg
4128801EN3-05 | One Light Wall / Bath Sconce | Behind every seemingly simple design lies unerring attention to restraint and obsessive attention to the tiniest details. The Canfield collection by Sea Gull Lighting draws on the modernist traditions of "less is more". Essential functional elements dictate the aesthetics, and clean lines prevail. Layers of intricately finished hand-brushed steel progress vertically to the soft glow of light diffused through finely etched glass diffusors. Canfield offers a "whole home" lighting solution; offering lighting in every imaginable category from the auspicious 15 light 3-tier chandelier, to the concise mini-pendant and one-light sconces. The collection is available in hand brushed Burnt Sienna for a warm, tactile, almost Craftsman design style, or a brushed nickel to emphasize the more architectural elements of your interior. | BATH | Canfield | Wall / Bath Lighting | Chrome | 5 | Steel | Etched / White Inside Glass | D:5.5" H:4.75" |  |  | 1 Medium A19 9.3w |  | 1 | Yes | [14 empty] | 0 | [12 empty] | 33.45 | 66.9 | 100.35 | W:5 1/2'' H:8 1/4'' E:7 1/4'' | 1.8 |  |  | 5.5 | 8.25 | Single Cap Nut |  |  |  |  | 7.25 |  | No |  | No | [21 empty] | DP:7/8'' W:5'' H:7 5/8'' OB UP:4 3/8'' OB DOWN:3 7/8'' Rectangular |  |  |  | 6.5 | Black/White |  |  | Hardwired | 0 | 1 | 0 | 1 | 1 | 0 | 0 | 0 | 0 | 0 | 0 | 785652082160 | 10.5 | 8.75 | 8.25 | 2.5 | 0.439 | 175 | Yes | [9 empty] | cETL Damp | CANFIELD 1L SCONCE-05 | One Light Wall / Bath Sconce |  | 4128801EN3-05.jpg | 4128801EN3.jpg
4128801EN3-710 | One Light Wall / Bath Sconce | Behind every seemingly simple design lies unerring attention to restraint and obsessive attention to the tiniest details. The Canfield collection by Sea Gull Lighting draws on the modernist traditions of "less is more". Essential functional elements dictate the aesthetics, and clean lines prevail. Layers of intricately finished hand-brushed steel progress vertically to the soft glow of light diffused through finely etched glass diffusors. Canfield offers a "whole home" lighting solution; offering lighting in every imaginable category from the auspicious 15 light 3-tier chandelier, to the concise mini-pendant and one-light sconces. The collection is available in hand brushed Burnt Sienna for a warm, tactile, almost Craftsman design style, or a brushed nickel to emphasize the more architectural elements of your interior. | WALL SCONCE | Canfield | Wall / Bath Lighting | Burnt Sienna | 710 | Steel | Etched / White Inside Glass | D:5.5" H:4.75" |  |  | 1 Medium A19 9.3w |  | 1 | Yes | [14 empty] | 0 | [12 empty] | 34.98 | 69.96 | 104.94 | W:5 1/2'' H:8 1/4'' E:7 1/4'' | 1.8 |  |  | 5.5 | 8.25 | Single Cap Nut |  |  |  |  | 7.25 |  | No |  | No | [21 empty] | DP:7/8'' W:5'' H:7 5/8'' OB UP:4 3/8'' OB DOWN:3 7/8'' Rectangular |  |  |  | 6.5 | Black/White |  |  | Hardwired | 0 | 1 | 0 | 1 | 1 | 0 | 0 | 0 | 0 | 0 | 0 | 785652060359 | 10.5 | 8.75 | 8.25 | 2.5 | 0.439 | 175 | Yes | 4 | 10785652060356 | 18.25 | 17 | 11.25 | 11.2 | 2.02 | Yes |  | cETL Damp | CANFIELD 1L SCONCE-710 | One Light Wall / Bath Sconce |  | 4128801EN3-710.jpg | 4128801EN3.jpg
4128801EN3-962 | One Light Wall / Bath Sconce | Behind every seemingly simple design lies unerring attention to restraint and obsessive attention to the tiniest details. The Canfield collection by Sea Gull Lighting draws on the modernist traditions of "less is more". Essential functional elements dictate the aesthetics, and clean lines prevail. Layers of intricately finished hand-brushed steel progress vertically to the soft glow of light diffused through finely etched glass diffusors. Canfield offers a "whole home" lighting solution; offering lighting in every imaginable category from the auspicious 15 light 3-tier chandelier, to the concise mini-pendant and one-light sconces. The collection is available in hand brushed Burnt Sienna for a warm, tactile, almost Craftsman design style, or a brushed nickel to emphasize the more architectural elements of your interior. | WALL SCONCE | Canfield | Wall / Bath Lighting | Brushed Nickel | 962 | Steel | Etched / White Inside Glass | D:5.5" H:4.75" |  |  | 1 Medium A19 9.3w |  | 1 | Yes | [14 empty] | 0 | [12 empty] | 34.98 | 69.96 | 104.94 | W:5 1/2'' H:8 1/4'' E:7 1/4'' | 1.8 |  |  | 5.5 | 8.25 | Single Cap Nut |  |  |  |  | 7.25 |  | No |  | No | [21 empty] | DP:7/8'' W:5'' H:7 5/8'' OB UP:4 3/8'' OB DOWN:3 7/8'' Rectangular |  |  |  | 6.5 | Black/White |  |  | Hardwired | 0 | 1 | 0 | 1 | 1 | 0 | 0 | 0 | 0 | 0 | 0 | 785652060366 | 14.75 | 8.5 | 13.5 | 4.3 | 0.979 | 175 | Yes | 4 | 10785652060363 | 18.25 | 17 | 11.25 | 11.2 | 2.02 | Yes |  | cETL Damp | CANFIELD 1L SCONCE-962 | One Light Wall / Bath Sconce |  | 4128801EN3-962.jpg | 4128801EN3.jpg
4128901-710 | One Light Wall / Bath Sconce | Modernist influences abound in the Franport Collection. Shades with sharp lines and simplified bases showcase the minimalist approach with a twist. Franport has fixtures for all parts of the property. Available in both Burnt Sienna and Brushed Nickel finish choices as well as Nickel for bath fixtures. With fixtures in various sizes and configurations, the Franport Collection will coordinate the same design theme across several different rooms. Its assortment includes three-, five-, nine- and fifteen-light chandeliers; and one- two-, three- and four- light bath vanity fixtures. The Franport collection pars wonderfully with Sea Gull Lighting Geary ceiling fixtures. Incandescent and ENERGY STAR-qualified LED lamping are available; all fixtures are California Title 24 compliant. | WALL SCONCE | Franport | Wall / Bath Lighting | Burnt Sienna | 710 | Steel | Etched / White Inside Glass | D:4.25" H:5.75" |  |  | 1 Medium A19 100w |  | 1 | No | [14 empty] | 0 | [12 empty] | 32.98 | 65.96 | 98.94 | W:5'' H:8'' E:6 7/8'' | 2.22 |  |  | 5 | 8 | Single Cap Nut |  |  |  |  | 6.875 |  | No |  | No | [21 empty] | DP:1'' W:5'' H:8'' OB UP:4'' OB DOWN:4'' Irregular |  |  |  | 6.5 | Black/White |  |  | Hardwired | 0 | 1 | 0 | 0 | 1 | 0 | 0 | 1 | 0 | 0 | 0 | 785652057618 | 10 | 8.5 | 6.75 | 3 | 0.332 | 100 | Yes | 6 | 10785652057615 | 21 | 17.5 | 10.75 | 19.6 | 2.286 | Yes |  | cETL Damp | FRANPORT 1L SCONCE-710 | One Light Wall / Bath Sconce |  | 4128901-710.png | 4128901.jpg
4128901-962 | One Light Wall / Bath Sconce | Modernist influences abound in the Franport Collection. Shades with sharp lines and simplified bases showcase the minimalist approach with a twist. Franport has fixtures for all parts of the property. Available in both Burnt Sienna and Brushed Nickel finish choices as well as Nickel for bath fixtures. With fixtures in various sizes and configurations, the Franport Collection will coordinate the same design theme across several different rooms. Its assortment includes three-, five-, nine- and fifteen-light chandeliers; and one- two-, three- and four- light bath vanity fixtures. The Franport collection pars wonderfully with Sea Gull Lighting Geary ceiling fixtures. Incandescent and ENERGY STAR-qualified LED lamping are available; all fixtures are California Title 24 compliant. | WALL SCONCE | Franport | Wall / Bath Lighting | Brushed Nickel | 962 | Steel | Etched / White Inside Glass | D:4.25" H:5.75" |  |  | 1 Medium A19 100w |  | 1 | No | [14 empty] | 0 | [12 empty] | 32.98 | 65.96 | 98.94 | W:5'' H:8'' E:6 7/8'' | 2.22 |  |  | 5 | 8 | Single Cap Nut |  |  |  |  | 6.875 |  | No |  | No | [21 empty] | DP:1'' W:5'' H:8'' OB UP:4'' OB DOWN:4'' Irregular |  |  |  | 6.5 | Black/White |  |  | Hardwired | 0 | 1 | 0 | 0 | 1 | 0 | 0 | 1 | 0 | 0 | 0 | 785652057625 | 10 | 8.5 | 6.75 | 3 | 0.332 | 100 | Yes | 6 | 10785652057622 | 21 | 17.5 | 10.75 | 19.6 | 2.286 | Yes |  | cETL Damp | FRANPORT 1L SCONCE-962 | One Light Wall / Bath Sconce |  | 4128901-962.png | 4128901.jpg
4128901EN3-710 | One Light Wall / Bath Sconce | Modernist influences abound in the Franport Collection. Shades with sharp lines and simplified bases showcase the minimalist approach with a twist. Franport has fixtures for all parts of the property. Available in both Burnt Sienna and Brushed Nickel finish choices as well as Nickel for bath fixtures. With fixtures in various sizes and configurations, the Franport Collection will coordinate the same design theme across several different rooms. Its assortment includes three-, five-, nine- and fifteen-light chandeliers; and one- two-, three- and four- light bath vanity fixtures. The Franport collection pars wonderfully with Sea Gull Lighting Geary ceiling fixtures. Incandescent and ENERGY STAR-qualified LED lamping are available; all fixtures are California Title 24 compliant. | WALL SCONCE | Franport | Wall / Bath Lighting | Burnt Sienna | 710 | Steel | Etched / White Inside Glass | D:4.25" H:5.75" |  |  | 1 Medium A19 9.3w |  | 1 | Yes | [14 empty] | 0 | [12 empty] | 38.48 | 76.96 | 115.44 | W:5'' H:8'' E:6 7/8'' | 2.22 |  |  | 5 | 8 | Single Cap Nut |  |  |  |  | 6.875 |  | No |  | No | [21 empty] | DP:1'' W:5'' H:8'' OB UP:4'' OB DOWN:4'' Irregular |  |  |  | 6.5 | Black/White |  |  | Hardwired | 0 | 1 | 0 | 1 | 1 | 0 | 0 | 0 | 0 | 0 | 0 | 785652058448 | 10 | 8.5 | 6.75 | 3 | 0.332 | 100 | Yes | 6 | 10785652058445 | 21 | 17.58 | 10.75 | 19.6 | 2.297 | Yes |  | cETL Damp | FRANPORT 1L SCONCE-710 | One Light Wall / Bath Sconce |  | 4128901EN3-710.png | 4128901EN3.jpg
4128901EN3-962 | One Light Wall / Bath Sconce | Modernist influences abound in the Franport Collection. Shades with sharp lines and simplified bases showcase the minimalist approach with a twist. Franport has fixtures for all parts of the property. Available in both Burnt Sienna and Brushed Nickel finish choices as well as Nickel for bath fixtures. With fixtures in various sizes and configurations, the Franport Collection will coordinate the same design theme across several different rooms. Its assortment includes three-, five-, nine- and fifteen-light chandeliers; and one- two-, three- and four- light bath vanity fixtures. The Franport collection pars wonderfully with Sea Gull Lighting Geary ceiling fixtures. Incandescent and ENERGY STAR-qualified LED lamping are available; all fixtures are California Title 24 compliant. | WALL SCONCE | Franport | Wall / Bath Lighting | Brushed Nickel | 962 | Steel | Etched / White Inside Glass | D:4.25" H:5.75" |  |  | 1 Medium A19 9.3w |  | 1 | Yes | [14 empty] | 0 | [12 empty] | 38.48 | 76.96 | 115.44 | W:5'' H:8'' E:6 7/8'' | 2.22 |  |  | 5 | 8 | Single Cap Nut |  |  |  |  | 6.875 |  | No |  | No | [21 empty] | DP:1'' W:5'' H:8'' OB UP:4'' OB DOWN:4'' Irregular |  |  |  | 6.5 | Black/White |  |  | Hardwired | 0 | 1 | 0 | 1 | 1 | 0 | 0 | 0 | 0 | 0 | 0 | 785652058455 | 10 | 8 | 6.75 | 3 | 0.313 | 100 | Yes | 6 | 10785652058452 | 21 | 17.5 | 10.75 | 19.6 | 2.286 | Yes |  | cETL Damp | FRANPORT 1L SCONCE-962 | One Light Wall / Bath Sconce |  | 4128901EN3-962.png | 4128901EN3.jpg
4130701-112 | One Light Wall / Bath Sconce |  | BATH | Kemal | Wall / Bath Lighting | Midnight Black | 112 | Steel | Etched / White Inside Glass | D:4" H:5.5" |  |  | 1 Medium A19 75w |  | 1 | No | [14 empty] | 0 | [12 empty] | 34.5 | 69 | 103.5 | W:5'' H:15'' E:6 1/4'' |  |  |  | 5 | 15 | Cap Nuts |  |  |  |  | 6.25 |  | No |  | No | [20 empty] | DP:13/16'' W:5'' H:7'' OB UP:6'' OB DOWN:8'' Rectangular |  |  |  |  | 6.5 | Black/White |  |  | Hardwired | 0 | 1 | 0 | 0 | 1 | 0 | 0 | 1 | 0 | 0 | 0 | 785652075506 | 13.5 | 8.5 | 7.75 | 3.2 | 0.515 | 125 | Yes | [9 empty] | cETL Damp | KEMAL 1L SCONCE-112 | One Light Wall / Bath Sconce |  | 4130701-112.jpg | 4130701.jpg
4130701-710 | One Light Wall / Bath Sconce |  | BATH | Kemal | Wall / Bath Lighting | Burnt Sienna | 710 | Steel | Etched / White Inside Glass | D:4" H:5.5" |  |  | 1 Medium A19 75w |  | 1 | No | [14 empty] | 0 | [12 empty] | 34.5 | 69 | 103.5 | W:5'' H:15'' E:6 1/4'' |  |  |  | 5 | 15 | Cap Nuts |  |  |  |  | 6.25 |  | No |  | No | [20 empty] | DP:13/16'' W:5'' H:7'' OB UP:6'' OB DOWN:8'' Rectangular |  |  |  |  | 6.5 | Black/White |  |  | Hardwired | 0 | 1 | 0 | 0 | 1 | 0 | 0 | 1 | 0 | 0 | 0 | 785652075513 | [16 empty] | cETL Damp | KEMAL 1L SCONCE-710 | One Light Wall / Bath Sconce |  | 4130701-710.jpg | 4130701.jpg
4130701-962 | One Light Wall / Bath Sconce |  | BATH | Kemal | Wall / Bath Lighting | Brushed Nickel | 962 | Steel | Etched / White Inside Glass | D:4" H:5.5" |  |  | 1 Medium A19 75w |  | 1 | No | [14 empty] | 0 | [12 empty] | 34.5 | 69 | 103.5 | W:5'' H:15'' E:6 1/4'' |  |  |  | 5 | 15 | Cap Nuts |  |  |  |  | 6.25 |  | No |  | No | [20 empty] | DP:13/16'' W:5'' H:7'' OB UP:6'' OB DOWN:8'' Rectangular |  |  |  |  | 6.5 | Black/White |  |  | Hardwired | 0 | 1 | 0 | 0 | 1 | 0 | 0 | 1 | 0 | 0 | 0 | 785652075520 | [16 empty] | cETL Damp | KEMAL 1L SCONCE-962 | One Light Wall / Bath Sconce |  | 4130701-962.jpg | 4130701.jpg
4130701EN3-112 | One Light Wall / Bath Sconce |  | BATH | Kemal | Wall / Bath Lighting | Midnight Black | 112 | Steel | Etched / White Inside Glass | D:4" H:5.5" |  |  | 1 Medium A19 9.3w |  | 1 | Yes | [14 empty] | 0 | [12 empty] | 39.5 | 79 | 118.5 | W:5'' H:15'' E:6 1/4'' |  |  |  | 5 | 15 | Cap Nuts |  |  |  |  | 6.25 |  | No |  | No | [20 empty] | DP:13/16'' W:5'' H:7'' OB UP:6'' OB DOWN:8'' Rectangular |  |  |  |  | 6.5 | Black/White |  |  | Hardwired | 0 | 1 | 0 | 1 | 1 | 0 | 0 | 0 | 0 | 0 | 0 | 785652079986 | [16 empty] | cETL Damp | KEMAL 1L SCONCE-112 | One Light Wall / Bath Sconce |  | 4130701EN3-112.jpg | 4130701EN3.jpg
4130701EN3-710 | One Light Wall / Bath Sconce |  | BATH | Kemal | Wall / Bath Lighting | Burnt Sienna | 710 | Steel | Etched / White Inside Glass | D:4" H:5.5" |  |  | 1 Medium A19 9.3w |  | 1 | Yes | [14 empty] | 0 | [12 empty] | 39.5 | 79 | 118.5 | W:5'' H:15'' E:6 1/4'' |  |  |  | 5 | 15 | Cap Nuts |  |  |  |  | 6.25 |  | No |  | No | [20 empty] | DP:13/16'' W:5'' H:7'' OB UP:6'' OB DOWN:8'' Rectangular |  |  |  |  | 6.5 | Black/White |  |  | Hardwired | 0 | 1 | 0 | 1 | 1 | 0 | 0 | 0 | 0 | 0 | 0 | 785652079993 | [16 empty] | cETL Damp | KEMAL 1L SCONCE-710 | One Light Wall / Bath Sconce |  | 4130701EN3-710.jpg | 4130701EN3.jpg
4130701EN3-962 | One Light Wall / Bath Sconce |  | BATH | Kemal | Wall / Bath Lighting | Brushed Nickel | 962 | Steel | Etched / White Inside Glass | D:4" H:5.5" |  |  | 1 Medium A19 9.3w |  | 1 | Yes | [14 empty] | 0 | [12 empty] | 39.5 | 79 | 118.5 | W:5'' H:15'' E:6 1/4'' |  |  |  | 5 | 15 | Cap Nuts |  |  |  |  | 6.25 |  | No |  | No | [20 empty] | DP:13/16'' W:5'' H:7'' OB UP:6'' OB DOWN:8'' Rectangular |  |  |  |  | 6.5 | Black/White |  |  | Hardwired | 0 | 1 | 0 | 1 | 1 | 0 | 0 | 0 | 0 | 0 | 0 | 785652080005 | [16 empty] | cETL Damp | KEMAL 1L SCONCE-962 | One Light Wall / Bath Sconce |  | 4130701EN3-962.jpg | 4130701EN3.jpg
4130801-05 | One Light Wall / Bath Sconce |  | BATH | Syll | Wall / Bath Lighting | Chrome | 5 | Steel | Clear Highlighted Satin Etched Glass | L:4.375" W:0.25" H:7.25" |  |  | 1 Candelabra Torpedo 40w |  | 1 | No | [14 empty] | 0 | [12 empty] | 29.5 | 59 | 88.5 | W:5'' H:8 1/2'' E:3 7/8'' |  |  |  | 5 | 8.5 | Screw(s) |  |  |  |  | 3.875 |  | No |  | No | [21 empty] | DP:3/4'' W:5'' H:8'' OB UP:4 1/2'' Rectangular |  |  |  | 6.5 | Black/White |  |  | Hardwired | 1 | 0 | 0 | 0 | 1 | 0 | 0 | 1 | 0 | 0 | 0 | 785652077524 | 7.5 | 10.25 | 6.75 | 2.2 | 0.3 | 125 | Yes | [9 empty] | cETL Damp | SYLL 1L SCONCE-05 | One Light Wall / Bath Sconce |  | 4130801-05.jpg | 4130801.jpg
4130801-962 | One Light Wall / Bath Sconce |  | BATH | Syll | Wall / Bath Lighting | Brushed Nickel | 962 | Steel | Clear Highlighted Satin Etched Glass | L:4.375" W:0.25" H:7.25" |  |  | 1 Candelabra Torpedo 40w |  | 1 | No | [14 empty] | 0 | [12 empty] | 29.5 | 59 | 88.5 | W:5'' H:8 1/2'' E:3 7/8'' |  |  |  | 5 | 8.5 | Screw(s) |  |  |  |  | 3.875 |  | No |  | No | [21 empty] | DP:3/4'' W:5'' H:8'' OB UP:4 1/2'' Rectangular |  |  |  | 6.5 | Black/White |  |  | Hardwired | 1 | 0 | 0 | 0 | 1 | 0 | 0 | 1 | 0 | 0 | 0 | 785652077555 | 10.25 | 6.75 | 7.75 | 2.2 | 0.31 | 125 | Yes | [9 empty] | cETL Damp | SYLL 1L SCONCE-962 | One Light Wall / Bath Sconce |  | 4130801-962.jpg | 4130801.jpg
4130801EN-05 | One Light Wall / Bath Sconce |  | BATH | Syll | Wall / Bath Lighting | Chrome | 5 | Steel | Clear Highlighted Satin Etched Glass | L:4.375" W:0.25" H:7.25" |  |  | 1 Candelabra Torpedo 3.5w |  | 1 | Yes | [14 empty] | 0 | [12 empty] | 34.5 | 69 | 103.5 | W:5'' H:8 1/2'' E:3 7/8'' |  |  |  | 5 | 8.5 | Screw(s) |  |  |  |  | 3.875 |  | No |  | No | [21 empty] | DP:3/4'' W:5'' H:8'' OB UP:4 1/2'' Rectangular |  |  |  | 6.5 | Black/White |  |  | Hardwired | 1 | 0 | 0 | 1 | 1 | 0 | 0 | 0 | 0 | 0 | 0 | 785652081088 | [16 empty] | cETL Damp | SYLL 1L SCONCE-05 | One Light Wall / Bath Sconce |  | 4130801EN-05.jpg | 4130801EN.jpg
4130801EN-962 | One Light Wall / Bath Sconce |  | BATH | Syll | Wall / Bath Lighting | Brushed Nickel | 962 | Steel | Clear Highlighted Satin Etched Glass | L:4.375" W:0.25" H:7.25" |  |  | 1 Candelabra Torpedo 3.5w |  | 1 | Yes | [14 empty] | 0 | [12 empty] | 34.5 | 69 | 103.5 | W:5'' H:8 1/2'' E:3 7/8'' |  |  |  | 5 | 8.5 | Screw(s) |  |  |  |  | 3.875 |  | No |  | No | [21 empty] | DP:3/4'' W:5'' H:8'' OB UP:4 1/2'' Rectangular |  |  |  | 6.5 | Black/White |  |  | Hardwired | 1 | 0 | 0 | 1 | 1 | 0 | 0 | 0 | 0 | 0 | 0 | 785652081095 | [16 empty] | cETL Damp | SYLL 1L SCONCE-962 | One Light Wall / Bath Sconce |  | 4130801EN-962.jpg | 4130801EN.jpg
4131502-808 | Two Light Wall / Bath Sconce | Light, airy, feminine, and ever so sophisticated! Let your personal panache and style shine through with the timeless, French Country -influenced Carra pendants. A lantern-like shape enhanced with intricate lines and candle tubes give this lantern an antique feel. The beautiful assortment includes three-light, four-light and six-light pendants, a four-light semi-flush and a two-light wall sconce. | WALL SCONCE | Carra | Wall / Bath Lighting | Weathered Zinc / White Wash | 797 / 808 | [5 empty] | 2 Candelabra B10 Torpedo 60w |  | 2 | No | [14 empty] | 0 | [12 empty] | 39.48 | 78.96 | 118.44 | W:12 1/2'' H:20 3/4'' E:4'' | 1.7 |  |  | 12.5 | 20.75 | Screw(s) |  |  |  |  | 4 |  | No |  | No | [21 empty] | D:5'' DP:7/8'' OB UP:15 7/8'' OB DOWN:8'' Round |  |  |  | 6.5 | Black/White |  |  | Hardwired | 0 | 0 | 0 | 0 | 1 | 0 | 0 | 1 | 0 | 0 | 0 | 785652069543 | 23.58 | 15 | 5.5 | 2.7 | 1.126 | 250 | Yes | [9 empty] | cETL Damp | CARRA 2L SCONCE-808 | Two Light Wall / Bath Sconce |  | 4131502-808.jpg | 4131502.jpg
4131502EN-808 | Two Light Wall / Bath Sconce | Light, airy, feminine, and ever so sophisticated! Let your personal panache and style shine through with the timeless, French Country -influenced Carra pendants. A lantern-like shape enhanced with intricate lines and candle tubes give this lantern an antique feel. The beautiful assortment includes three-light, four-light and six-light pendants, a four-light semi-flush and a two-light wall sconce. | WALL SCONCE | Carra | Wall / Bath Lighting | Weathered Zinc / White Wash | 797 / 808 | [5 empty] | 2 Candelabra B10 Torpedo 3.5w |  | 2 | Yes | [14 empty] | 0 | [12 empty] | 49.98 | 99.96 | 149.94 | W:12 1/2'' H:20 3/4'' E:4'' | 1.7 |  |  | 12.5 | 20.75 | Screw(s) |  |  |  |  | 4 |  | No |  | No | [21 empty] | D:5'' DP:7/8'' OB UP:15 7/8'' OB DOWN:8'' Round |  |  |  | 6.5 | Black/White |  |  | Hardwired | 0 | 0 | 0 | 1 | 1 | 0 | 0 | 0 | 0 | 0 | 0 | 785652071300 | 23.58 | 15 | 5.5 | 2.7 | 1.126 | 250 | Yes | [9 empty] | cETL Damp | CARRA 2L LED SCONCE-808 | Two Light Wall / Bath Sconce |  | 4131502EN-808.jpg | 4131502EN.jpg
4134501-710 | One Light Wall / Bath Sconce | The Moffet Street Collection offers a distinctive take on a rustic theme. Built in broad steel frames with hand-applied finish that mimics natural wood. This combination of rustic and urban fits comfortably in a wide variety of environments. The sharp, squared lines of the frame complement a wide variety of settings. The collection includes eight-light foyer, four-light foyer, one- light wall sconce, and a six-light island fixture. The Moffet Street Collection is available in three beautiful finishes Washed Pine, Brushed Nickel and Satin Bronze All fixtures are California Title 24 compliant and damp rated for use in sheltered, damp environments. | WALL SCONCE | Moffet Street | Wall / Bath Lighting | Burnt Sienna | 710 | Steel |  |  |  |  | 1 Candelabra Torpedo 60w |  | 1 | No | [14 empty] | 0 | [12 empty] | 57.45 | 114.9 | 172.35 | W:7'' H:12'' E:6'' | 4.1 |  |  | 7 | 12 | Cap Nuts |  |  |  |  | 6 |  | No |  | No | [21 empty] | DP:3/4'' W:7'' H:12 7/8'' OB UP:6'' Rectangular |  |  |  | 6.5 | Black/White |  |  | Hardwired | 0 | 0 | 0 | 0 | 1 | 0 | 0 | 1 | 0 | 0 | 0 | 785652078132 | [16 empty] | cETL Damp | MOFFET ST 1L SCONCE-710 | One Light Wall / Bath Sconce |  | 4134501-710.jpg | 4134501.jpg
4134501-848 | One Light Wall / Bath Sconce | The Moffet Street Collection offers a distinctive take on a rustic theme. Built in broad steel frames with hand-applied finish that mimics natural wood. This combination of rustic and urban fits comfortably in a wide variety of environments. The sharp, squared lines of the frame complement a wide variety of settings. The collection includes eight-light foyer, four-light foyer, one- light wall sconce, and a six-light island fixture. The Moffet Street Collection is available in three beautiful finishes Washed Pine, Brushed Nickel and Satin Bronze All fixtures are California Title 24 compliant and damp rated for use in sheltered, damp environments. | WALL SCONCE | Moffet Street | Wall / Bath Lighting | Satin Bronze | 848 | Steel |  |  |  |  | 1 Candelabra Torpedo 60w |  | 1 | No | [14 empty] | 0 | [12 empty] | 60.48 | 120.96 | 181.44 | W:7'' H:12'' E:6'' | 4.1 |  |  | 7 | 12 | Cap Nuts |  |  |  |  | 6 |  | No |  | No | [21 empty] | DP:3/4'' W:7'' H:12 7/8'' OB UP:6'' Rectangular |  |  |  | 6.5 | Black/White |  |  | Hardwired | 0 | 0 | 0 | 0 | 1 | 0 | 0 | 1 | 0 | 0 | 0 | 785652067631 | 14.75 | 9.125 | 8.375 | 5.3 | 0.652 | 100 | Yes | [9 empty] | cETL Damp | MOFFET ST 1L SCONCE-848 | One Light Wall / Bath Sconce |  | 4134501-848.png | 4134501.jpg
4134501-872 | One Light Wall / Bath Sconce | The Moffet Street Collection offers a distinctive take on a rustic theme. Built in broad steel frames with hand-applied finish that mimics natural wood. This combination of rustic and urban fits comfortably in a wide variety of environments. The sharp, squared lines of the frame complement a wide variety of settings. The collection includes eight-light foyer, four-light foyer, one- light wall sconce, and a six-light island fixture. The Moffet Street Collection is available in three beautiful finishes Washed Pine, Brushed Nickel and Satin Bronze All fixtures are California Title 24 compliant and damp rated for use in sheltered, damp environments. | WALL SCONCE | Moffet Street | Wall / Bath Lighting | Washed Pine / Chrome | 872 / 05 | Steel |  |  |  |  | 1 Candelabra Torpedo 60w |  | 1 | No | [14 empty] | 0 | [12 empty] | 44.48 | 88.96 | 133.44 | W:7'' H:12'' E:6'' | 4.7 |  |  | 7 | 12 | Cap Nuts |  |  |  |  | 6 |  | No |  | No | [21 empty] | DP:3/4'' W:7'' H:12 7/8'' OB UP:6'' Rectangular |  |  |  | 6.5 | Black/White |  |  | Hardwired | 0 | 0 | 0 | 0 | 1 | 0 | 0 | 1 | 0 | 0 | 0 | 785652059964 | 15 | 9 | 9 | 5.6 | 0.703 | 100 | Yes | [9 empty] | cETL Damp | MOFFET ST 1L SCONCE-872 | One Light Wall / Bath Sconce |  | 4134501-872.png | 4134501.jpg
4134501-962 | One Light Wall / Bath Sconce | The Moffet Street Collection offers a distinctive take on a rustic theme. Built in broad steel frames with hand-applied finish that mimics natural wood. This combination of rustic and urban fits comfortably in a wide variety of environments. The sharp, squared lines of the frame complement a wide variety of settings. The collection includes eight-light foyer, four-light foyer, one- light wall sconce, and a six-light island fixture. The Moffet Street Collection is available in three beautiful finishes Washed Pine, Brushed Nickel and Satin Bronze All fixtures are California Title 24 compliant and damp rated for use in sheltered, damp environments. | WALL SCONCE | Moffet Street | Wall / Bath Lighting | Brushed Nickel | 962 | Steel |  |  |  |  | 1 Candelabra Torpedo 60w |  | 1 | No | [14 empty] | 0 | [12 empty] | 60.48 | 120.96 | 181.44 | W:7'' H:12'' E:6'' | 4.1 |  |  | 7 | 12 | Cap Nuts |  |  |  |  | 6 |  | No |  | No | [21 empty] | DP:3/4'' W:7'' H:12 7/8'' OB UP:6'' Rectangular |  |  |  | 6.5 | Black/White |  |  | Hardwired | 0 | 0 | 0 | 0 | 1 | 0 | 0 | 1 | 0 | 0 | 0 | 785652067648 | 14.75 | 9.125 | 8.375 | 5.3 | 0.652 | 100 | Yes | [9 empty] | cETL Damp | MOFFET ST 1L SCONCE-962 | One Light Wall / Bath Sconce |  | 4134501-962.png | 4134501.jpg
4134501EN-710 | One Light Wall / Bath Sconce | The Moffet Street Collection offers a distinctive take on a rustic theme. Built in broad steel frames with hand-applied finish that mimics natural wood. This combination of rustic and urban fits comfortably in a wide variety of environments. The sharp, squared lines of the frame complement a wide variety of settings. The collection includes eight-light foyer, four-light foyer, one- light wall sconce, and a six-light island fixture. The Moffet Street Collection is available in three beautiful finishes Washed Pine, Brushed Nickel and Satin Bronze All fixtures are California Title 24 compliant and damp rated for use in sheltered, damp environments. | WALL SCONCE | Moffet Street | Wall / Bath Lighting | Burnt Sienna | 710 | Steel |  |  |  |  | 1 Candelabra Torpedo 3.5w |  | 1 | Yes | [14 empty] | 0 | [12 empty] | 62.95 | 125.9 | 188.85 | W:7'' H:12'' E:6'' | 4.1 |  |  | 7 | 12 | Cap Nuts |  |  |  |  | 6 |  | No |  | No | [21 empty] | DP:3/4'' W:7'' H:12 7/8'' OB UP:6'' Rectangular |  |  |  | 6.5 | Black/White |  |  | Hardwired | 0 | 0 | 0 | 1 | 1 | 0 | 0 | 0 | 0 | 0 | 0 | 785652082313 | 14.75 | 9.125 | 8.375 | 5.3 | 0.652 | 100 | Yes | [9 empty] | cETL Damp | MOFFET ST 1L LED SCONCE-710 | One Light Wall / Bath Sconce |  | 4134501EN-710.jpg | 4134501EN.jpg
4134501EN-848 | One Light Wall / Bath Sconce | The Moffet Street Collection offers a distinctive take on a rustic theme. Built in broad steel frames with hand-applied finish that mimics natural wood. This combination of rustic and urban fits comfortably in a wide variety of environments. The sharp, squared lines of the frame complement a wide variety of settings. The collection includes eight-light foyer, four-light foyer, one- light wall sconce, and a six-light island fixture. The Moffet Street Collection is available in three beautiful finishes Washed Pine, Brushed Nickel and Satin Bronze All fixtures are California Title 24 compliant and damp rated for use in sheltered, damp environments. | WALL SCONCE | Moffet Street | Wall / Bath Lighting | Satin Bronze | 848 | Steel |  |  |  |  | 1 Candelabra Torpedo 3.5w |  | 1 | Yes | [14 empty] | 0 | [12 empty] | 66.48 | 132.96 | 199.44 | W:7'' H:12'' E:6'' | 4.1 |  |  | 7 | 12 | Cap Nuts |  |  |  |  | 6 |  | No |  | No | [21 empty] | DP:3/4'' W:7'' H:12 7/8'' OB UP:6'' Rectangular |  |  |  | 6.5 | Black/White |  |  | Hardwired | 0 | 0 | 0 | 1 | 1 | 0 | 0 | 0 | 0 | 0 | 0 | 785652068416 | 14.75 | 9.125 | 8.375 | 5.3 | 0.652 | 100 | Yes | [9 empty] | cETL Damp | MOFFET ST 1L LED SCONCE-848 | One Light Wall / Bath Sconce |  | 4134501EN-848.png | 4134501EN.jpg
4134501EN-872 | One Light Wall / Bath Sconce | The Moffet Street Collection offers a distinctive take on a rustic theme. Built in broad steel frames with hand-applied finish that mimics natural wood. This combination of rustic and urban fits comfortably in a wide variety of environments. The sharp, squared lines of the frame complement a wide variety of settings. The collection includes eight-light foyer, four-light foyer, one- light wall sconce, and a six-light island fixture. The Moffet Street Collection is available in three beautiful finishes Washed Pine, Brushed Nickel and Satin Bronze All fixtures are California Title 24 compliant and damp rated for use in sheltered, damp environments. | WALL SCONCE | Moffet Street | Wall / Bath Lighting | Washed Pine / Chrome | 872 / 05 | Steel |  |  |  |  | 1 Candelabra Torpedo 3.5w |  | 1 | Yes | [14 empty] | 0 | [12 empty] | 49.98 | 99.96 | 149.94 | W:7'' H:12'' E:6'' | 4.7 |  |  | 7 | 12 | Cap Nuts |  |  |  |  | 6 |  | No |  | No | [21 empty] | DP:3/4'' W:7'' H:12 7/8'' OB UP:6'' Rectangular |  |  |  | 6.5 | Black/White |  |  | Hardwired | 0 | 0 | 0 | 1 | 1 | 0 | 0 | 0 | 0 | 0 | 0 | 785652060526 | 15 | 9 | 9 | 5.6 | 0.703 | 100 | Yes | [9 empty] | cETL Damp | MOFFET ST 1L LED SCONCE-872 | One Light Wall / Bath Sconce |  | 4134501EN-872.png | 4134501EN.jpg
4134501EN-962 | One Light Wall / Bath Sconce | The Moffet Street Collection offers a distinctive take on a rustic theme. Built in broad steel frames with hand-applied finish that mimics natural wood. This combination of rustic and urban fits comfortably in a wide variety of environments. The sharp, squared lines of the frame complement a wide variety of settings. The collection includes eight-light foyer, four-light foyer, one- light wall sconce, and a six-light island fixture. The Moffet Street Collection is available in three beautiful finishes Washed Pine, Brushed Nickel and Satin Bronze All fixtures are California Title 24 compliant and damp rated for use in sheltered, damp environments. | WALL SCONCE | Moffet Street | Wall / Bath Lighting | Brushed Nickel | 962 | Steel |  |  |  |  | 1 Candelabra Torpedo 3.5w |  | 1 | Yes | [14 empty] | 0 | [12 empty] | 66.48 | 132.96 | 199.44 | W:7'' H:12'' E:6'' | 4.1 |  |  | 7 | 12 | Cap Nuts |  |  |  |  | 6 |  | No |  | No | [21 empty] | DP:3/4'' W:7'' H:12 7/8'' OB UP:6'' Rectangular |  |  |  | 6.5 | Black/White |  |  | Hardwired | 0 | 0 | 0 | 1 | 1 | 0 | 0 | 0 | 0 | 0 | 0 | 785652068423 | 14.75 | 9.125 | 8.375 | 5.3 | 0.652 | 100 | Yes | [9 empty] | cETL Damp | MOFFET ST 1L LED SCONCE-962 | One Light Wall / Bath Sconce |  | 4134501EN-962.png | 4134501EN.jpg
4135-962 | One Light Wall / Bath |  | WALL SCONCE | Alvy | Wall / Bath Lighting | Brushed Nickel | 962 | Steel |  |  |  | Smooth White Glass | 1 Medium A19 100w |  | 1 | No | [14 empty] | 0 | [12 empty] | 45.48 | 90.96 | 136.44 | W:15'' H:7 1/2'' E:4'' | 2.6 |  |  | 15 | 7.5 | Center Lock-Up |  |  |  |  | 4 |  | No |  | No | [21 empty] | W:14 5/8'' H:7 1/4'' OB UP:3'' OB DOWN:4 1/2'' Irregular |  |  |  | 6.5 |  |  | N/A | Hardwired | 1 | 0 | 0 | 0 | 1 | 0 | 0 | 1 | 0 | 0 | 0 | 785652413568 | 17 | 9.75 | 7.5 | 3.48 | 0.719 | 175 | Yes | [8 empty] | UL Damp | cUL Damp | Single Light Wall Sconce in Brushed Nickel Finish | One Light Wall / Bath |  | 4135-962.jpg | 4135.jpg
4135EN3-962 | One Light Wall / Bath Sconce |  | WALL SCONCE | Alvy | Wall / Bath Lighting | Brushed Nickel | 962 | Steel |  |  |  | Smooth White Glass | 1 Medium A19 9.3w |  | 1 | Yes | [14 empty] | 0 | [12 empty] | 49.98 | 99.96 | 149.94 | W:15'' H:7 1/2'' E:4'' | 2.6 |  |  | 15 | 7.5 | Center Lock-Up |  |  |  |  | 4 |  | No |  | No | [21 empty] | W:14 5/8'' H:7 1/4'' OB UP:3'' OB DOWN:4 1/2'' Irregular |  |  |  | 6.5 | Black/White |  | N/A | Hardwired | 1 | 0 | 0 | 1 | 1 | 0 | 0 | 0 | 0 | 0 | 0 | 785652048920 | 17.25 | 10.5 | 9.58 | 4 | 1.004 | 175 | Yes | [8 empty] | UL Damp | cUL Damp | ADA WALL 1L SCONCE-962 | One Light Wall / Bath Sconce |  | 4135EN3-962.jpg | 4135.jpg
4137301-782 | One Light Wall / Bath Sconce | Elmwood Park by Sea Gull Collection has clear glass tube shades with an inner white glass element that softens the light and helps cast an even glow. A cylinder of etched glass is centered within a larger cylinder of clear glass which encircles each light bulb to create this stunning visual effect. The full assortment includes three-, five-and nine-light chandeliers, a four-light linear, one-light mini pendant, a three-light pendant, a two-light semi flush which is convertible into a pendant, and one-, two-, three- and four-light bath fixtures. All fixtures offered in either a Brushed Nickel or Brushed Oil Rubbed Bronze. Incandescent and ENERGY STAR-qualified LED lamping are available; all fixtures are California Title 24 compliant. | WALL SCONCE | Elmwood Park | Wall / Bath Lighting | Heirloom Bronze | 782 | Steel | Satin Etched Glass | D:3.125" H:5.5" |  |  | 1 Medium A19 75w |  | 1 | No | [14 empty] | 0 | [12 empty] | 32.48 | 64.96 | 97.44 | W:4 1/2'' H:8'' E:6 1/4'' | 2 |  |  | 4.5 | 8 | Cap Nuts |  |  |  |  | 6.25 |  | No |  | No | [21 empty] | DP:3/4'' W:4 1/2'' H:6'' OB UP:5'' OB DOWN:3'' Rectangular |  |  |  | 6.5 | Black/White |  |  | Hardwired | 0 | 1 | 0 | 0 | 1 | 0 | 0 | 1 | 0 | 0 | 0 | 785652069864 | 17.75 | 12 | 15.75 | 2.5 | 1.941 | 65 | Yes | 4 | 10785652069861 | 11.25 | 7.5 | 8.5 | 11.3 | 0.415 | Yes |  | cETL Damp | ELMWOOD PARK 1L SCONCE-782 | One Light Wall / Bath Sconce |  | 4137301-782.jpg | 4137301.jpg
4137301-962 | One Light Wall / Bath Sconce | Elmwood Park by Sea Gull Collection has clear glass tube shades with an inner white glass element that softens the light and helps cast an even glow. A cylinder of etched glass is centered within a larger cylinder of clear glass which encircles each light bulb to create this stunning visual effect. The full assortment includes three-, five-and nine-light chandeliers, a four-light linear, one-light mini pendant, a three-light pendant, a two-light semi flush which is convertible into a pendant, and one-, two-, three- and four-light bath fixtures. All fixtures offered in either a Brushed Nickel or Brushed Oil Rubbed Bronze. Incandescent and ENERGY STAR-qualified LED lamping are available; all fixtures are California Title 24 compliant. | WALL SCONCE | Elmwood Park | Wall / Bath Lighting | Brushed Nickel | 962 | Steel | Clear Glass | D:4.375" H:5.875" |  |  | 1 Medium A19 75w |  | 1 | No | [14 empty] | 0 | [12 empty] | 32.48 | 64.96 | 97.44 | W:4 1/2'' H:8'' E:6 1/4'' | 2 |  |  | 4.5 | 8 | Cap Nuts |  |  |  |  | 6.25 |  | No |  | No | [21 empty] | DP:3/4'' W:4 1/2'' H:6'' OB UP:5'' OB DOWN:3'' Rectangular |  |  |  | 6.5 | Black/White |  |  | Hardwired | 0 | 1 | 0 | 0 | 1 | 0 | 0 | 1 | 0 | 0 | 0 | 785652069871 | 17.75 | 12 | 15.75 | 2.5 | 1.941 | 65 | Yes | 4 | 10785652069878 | 11.25 | 7.5 | 8.5 | 11.3 | 0.415 | Yes |  | cETL Damp | ELMWOOD PARK 1L SCONCE-962 | One Light Wall / Bath Sconce |  | 4137301-962.jpg | 4137301.jpg
4137301EN3-782 | One Light Wall / Bath Sconce | Elmwood Park by Sea Gull Collection has clear glass tube shades with an inner white glass element that softens the light and helps cast an even glow. A cylinder of etched glass is centered within a larger cylinder of clear glass which encircles each light bulb to create this stunning visual effect. The full assortment includes three-, five-and nine-light chandeliers, a four-light linear, one-light mini pendant, a three-light pendant, a two-light semi flush which is convertible into a pendant, and one-, two-, three- and four-light bath fixtures. All fixtures offered in either a Brushed Nickel or Brushed Oil Rubbed Bronze. Incandescent and ENERGY STAR-qualified LED lamping are available; all fixtures are California Title 24 compliant. | WALL SCONCE | Elmwood Park | Wall / Bath Lighting | Heirloom Bronze | 782 | Steel | Satin Etched Glass | D:3.125" H:5.5" |  |  | 1 Medium A19 9.3w |  | 1 | Yes | [14 empty] | 0 | [12 empty] | 37.48 | 74.96 | 112.44 | W:4 1/2'' H:8'' E:6 1/4'' | 2 |  |  | 4.5 | 8 | Cap Nuts |  |  |  |  | 6.25 |  | No |  | No | [21 empty] | DP:3/4'' W:4 1/2'' H:6'' OB UP:5'' OB DOWN:3'' Rectangular |  |  |  | 6.5 | Black/White |  |  | Hardwired | 0 | 1 | 0 | 1 | 1 | 0 | 0 | 0 | 0 | 0 | 0 | 785652071638 | 17.75 | 12 | 15.75 | 2.5 | 1.941 | 65 | Yes | 4 | 10785652071635 | 11.25 | 7.5 | 8.5 | 11.3 | 0.415 | Yes |  | cETL Damp | ELMWOOD PRK 1L LED SCONCE-782 | One Light Wall / Bath Sconce |  | 4137301EN3-782.jpg | 4137301EN3.jpg
4137301EN3-962 | One Light Wall / Bath Sconce | Elmwood Park by Sea Gull Collection has clear glass tube shades with an inner white glass element that softens the light and helps cast an even glow. A cylinder of etched glass is centered within a larger cylinder of clear glass which encircles each light bulb to create this stunning visual effect. The full assortment includes three-, five-and nine-light chandeliers, a four-light linear, one-light mini pendant, a three-light pendant, a two-light semi flush which is convertible into a pendant, and one-, two-, three- and four-light bath fixtures. All fixtures offered in either a Brushed Nickel or Brushed Oil Rubbed Bronze. Incandescent and ENERGY STAR-qualified LED lamping are available; all fixtures are California Title 24 compliant. | WALL SCONCE | Elmwood Park | Wall / Bath Lighting | Brushed Nickel | 962 | Steel | Clear Glass | D:4.375" H:5.875" |  |  | 1 Medium A19 9.3w |  | 1 | Yes | [14 empty] | 0 | [12 empty] | 37.48 | 74.96 | 112.44 | W:4 1/2'' H:8'' E:6 1/4'' | 2 |  |  | 4.5 | 8 | Cap Nuts |  |  |  |  | 6.25 |  | No |  | No | [21 empty] | DP:3/4'' W:4 1/2'' H:6'' OB UP:5'' OB DOWN:3'' Rectangular |  |  |  | 6.5 | Black/White |  |  | Hardwired | 0 | 1 | 0 | 1 | 1 | 0 | 0 | 0 | 0 | 0 | 0 | 785652071645 | 17.75 | 12 | 15.75 | 2.5 | 1.941 | 65 | Yes | 4 | 10785652071642 | 11.25 | 7.5 | 8.5 | 11.3 | 0.415 | Yes |  | cETL Damp | ELMWOOD PRK 1L LED SCONCE-962 | One Light Wall / Bath Sconce |  | 4137301EN3-962.jpg | 4137301EN3.jpg
4138-15 | One Light Wall / Bath Sconce |  | WALL SCONCE | Edla | Wall / Bath Lighting | White | 15 | Steel |  |  |  | White Plastic Acrylic | 1 Medium A19 100w |  | 1 | No | [14 empty] | 0 | [12 empty] | 24.98 | 49.96 | 74.94 | W:13 3/4'' H:6 3/4'' E:5 1/4'' | 1.1 |  |  | 13.75 | 6.75 | Center Lock-Up |  |  |  |  | 5.25 |  | No |  | No | [21 empty] | W:12 13/16'' H:6 1/16'' OB UP:4'' Irregular |  |  |  | 6.5 |  |  | N/A | Hardwired | 0 | 0 | 0 | 0 | 1 | 0 | 0 | 1 | 0 | 0 | 0 | 785652413858 | 14.25 | 5.5 | 7.25 | 1.5 | 0.329 | 175 | Yes | 3 | 10785652413855 | 17.25 | 15 | 8 | 5.9 | 1.198 | Yes | UL Damp | cUL Damp | EDLA 1L SCONCE-15 | One Light Wall / Bath Sconce |  | 4138-15.jpg | 4138.jpg
4138EN3-15 | One Light Wall / Bath Sconce |  | WALL SCONCE | Edla | Wall / Bath Lighting | White | 15 | Steel |  |  |  | White Plastic Acrylic | 1 Medium A19 9.3w |  | 1 | Yes | [14 empty] | 0 | [12 empty] | 28.98 | 57.96 | 86.94 | W:13 3/4'' H:6 3/4'' E:5 1/4'' | 1.1 |  |  | 13.75 | 6.75 | Center Lock-Up |  |  |  |  | 5.25 |  | No |  | No | [21 empty] | W:12 13/16'' H:6 1/16'' OB UP:4'' Irregular |  |  |  | 6.5 | Black/White |  | N/A | Hardwired | 0 | 0 | 0 | 1 | 1 | 0 | 0 | 0 | 0 | 0 | 0 | 785652048937 | 14.25 | 5.5 | 7.25 | 1.5 | 0.329 | 175 | Yes | 3 | 10785652048934 | 17.25 | 15 | 8 | 5.9 | 1.198 | Yes | UL Damp | cUL Damp | EDLA 1L SCONCE-15 | One Light Wall / Bath Sconce |  | 4138EN3-15.jpg | 4138.jpg
4139001-782 | One Light Wall / Bath Sconce | The Emmons lighting collection by Sea Gull Lighting combines form and function in a traditional empire silhouette. Trumpeted Satin Etched glass shades and a circular finial further enhance the design. Cluster three sizes together in a multi-fixture installation to make a beautifully dramatic statement in the living room, foyer, entryway or family room. The Emmons collection comes in two finishes: Brushed Nickel and Heirloom Bronze. Its assortment includes three-, five- and nine-light chandeliers; one-light mini pendant, three-light pendant, two-light semi-flush mount; one-light wall sconce; and two-, three- and four- light bath vanity fixtures. Incandescent and ENERGY STAR-qualified LED lamping are available; all fixtures are California Title 24 compliant. | WALL SCONCE | Emmons | Wall / Bath Lighting | Heirloom Bronze | 782 | Steel | Satin Etched Glass | D:5.875" H:5.125" |  |  | 1 Medium A19 100w |  | 1 | No | [14 empty] | 0 | [12 empty] | 28.98 | 57.96 | 86.94 | W:5 7/8'' H:6 1/4'' E:7 3/8'' | 2.1 |  |  | 5.875 | 6.25 | Cap Nuts |  |  |  |  | 7.375 |  | No |  | No | [21 empty] | D:5'' DP:7/8'' OB UP:3 3/4'' OB DOWN:2 1/4'' Round |  |  |  | 6.5 | Black/White |  |  | Hardwired | 0 | 1 | 0 | 0 | 1 | 0 | 0 | 1 | 0 | 0 | 0 | 785652002786 | 12 | 10.5 | 7.5 | 2.7 | 0.547 | 175 | Yes | [9 empty] | cETL Damp | EMMONS 1L SCONCE-782 | One Light Wall / Bath Sconce |  | 4139001-782.jpg | 4139001.jpg
4139001-962 | One Light Wall / Bath Sconce | The Emmons lighting collection by Sea Gull Lighting combines form and function in a traditional empire silhouette. Trumpeted Satin Etched glass shades and a circular finial further enhance the design. Cluster three sizes together in a multi-fixture installation to make a beautifully dramatic statement in the living room, foyer, entryway or family room. The Emmons collection comes in two finishes: Brushed Nickel and Heirloom Bronze. Its assortment includes three-, five- and nine-light chandeliers; one-light mini pendant, three-light pendant, two-light semi-flush mount; one-light wall sconce; and two-, three- and four- light bath vanity fixtures. Incandescent and ENERGY STAR-qualified LED lamping are available; all fixtures are California Title 24 compliant. | WALL SCONCE | Emmons | Wall / Bath Lighting | Brushed Nickel | 962 | Steel | Satin Etched Glass | D:5.875" H:5.125" |  |  | 1 Medium A19 100w |  | 1 | No | [14 empty] | 0 | [12 empty] | 28.98 | 57.96 | 86.94 | W:5 7/8'' H:6 1/4'' E:7 3/8'' | 2.1 |  |  | 5.875 | 6.25 | Cap Nuts |  |  |  |  | 7.375 |  | No |  | No | [21 empty] | D:5'' DP:7/8'' OB UP:3 3/4'' OB DOWN:2 1/2'' Round |  |  |  | 6.5 | Black/White |  |  | Hardwired | 0 | 1 | 0 | 0 | 1 | 0 | 0 | 1 | 0 | 0 | 0 | 785652002809 | 12 | 10.5 | 7.5 | 2.7 | 0.547 | 175 | Yes | [9 empty] | cETL Damp | EMMONS 1L SCONCE-962 | One Light Wall / Bath Sconce |  | 4139001-962.jpg | 4139001.jpg
4139001EN3-782 | One Light Wall / Bath Sconce | The Emmons lighting collection by Sea Gull Lighting combines form and function in a traditional empire silhouette. Trumpeted Satin Etched glass shades and a circular finial further enhance the design. Cluster three sizes together in a multi-fixture installation to make a beautifully dramatic statement in the living room, foyer, entryway or family room. The Emmons collection comes in two finishes: Brushed Nickel and Heirloom Bronze. Its assortment includes three-, five- and nine-light chandeliers; one-light mini pendant, three-light pendant, two-light semi-flush mount; one-light wall sconce; and two-, three- and four- light bath vanity fixtures. Incandescent and ENERGY STAR-qualified LED lamping are available; all fixtures are California Title 24 compliant. | WALL SCONCE | Emmons | Wall / Bath Lighting | Heirloom Bronze | 782 | Steel | Satin Etched Glass | D:5.875" H:5.125" |  |  | 1 Medium A19 9.3w |  | 1 | Yes | [14 empty] | 0 | [12 empty] | 34.98 | 69.96 | 104.94 | W:5 7/8'' H:6 1/4'' E:7 3/8'' | 2.1 |  |  | 5.875 | 6.25 | Cap Nuts |  |  |  |  | 7.375 |  | No |  | No | [21 empty] | D:5'' DP:7/8'' OB UP:3 3/4'' OB DOWN:2 1/4'' Round |  |  |  | 6.5 | Black/White |  |  | Hardwired | 0 | 1 | 0 | 1 | 1 | 0 | 0 | 0 | 0 | 0 | 0 | 785652048944 | 12 | 10.5 | 7.5 | 2.7 | 0.547 | 175 | Yes | [9 empty] | cETL Damp | EMMONS 1L SCONCE-782 | One Light Wall / Bath Sconce |  | 4139001EN3-782.jpg | 4139001.jpg
4139001EN3-962 | One Light Wall / Bath Sconce | The Emmons lighting collection by Sea Gull Lighting combines form and function in a traditional empire silhouette. Trumpeted Satin Etched glass shades and a circular finial further enhance the design. Cluster three sizes together in a multi-fixture installation to make a beautifully dramatic statement in the living room, foyer, entryway or family room. The Emmons collection comes in two finishes: Brushed Nickel and Heirloom Bronze. Its assortment includes three-, five- and nine-light chandeliers; one-light mini pendant, three-light pendant, two-light semi-flush mount; one-light wall sconce; and two-, three- and four- light bath vanity fixtures. Incandescent and ENERGY STAR-qualified LED lamping are available; all fixtures are California Title 24 compliant. | WALL SCONCE | Emmons | Wall / Bath Lighting | Brushed Nickel | 962 | Steel | Satin Etched Glass | D:5.875" H:5.125" |  |  | 1 Medium A19 9.3w |  | 1 | Yes | [14 empty] | 0 | [12 empty] | 34.98 | 69.96 | 104.94 | W:5 7/8'' H:6 1/4'' E:7 3/8'' | 2.1 |  |  | 5.875 | 6.25 | Cap Nuts |  |  |  |  | 7.375 |  | No |  | No | [21 empty] | D:5'' DP:7/8'' OB UP:3 3/4'' OB DOWN:2 1/4'' Round |  |  |  | 6.5 | Black/White |  |  | Hardwired | 0 | 1 | 0 | 1 | 1 | 0 | 0 | 0 | 0 | 0 | 0 | 785652048951 | 12 | 10.5 | 7.5 | 2.7 | 0.547 | 175 | Yes | [9 empty] | cETL Damp | EMMONS 1L SCONCE-962 | One Light Wall / Bath Sconce |  | 4139001EN3-962.jpg | 4139001.jpg
4139101-05 | One Light Wall / Bath Sconce | The Hettinger lighting collection by Sea Gull Lighting combines a traditional look with chic, modern charm. The minimalism of the tubular glass shades balances with the unique, outward-curve of the semi-circular arm detail. It’s available in three finishes - Burnt Sienna and Brushed Nickel for the whole collection, and Chrome for the bath vanities. The assortment includes six- and nine-light chandeliers; a one-light wall sconce; two-, three- and four-light bath vanity fixtures; a three-light pendant and two- light semi-flush convertible pendant. Incandescent and ENERGY STAR-qualified LED lamping are available; all fixtures are California Title 24 compliant. | WALL SCONCE | Hettinger | Wall / Bath Lighting | Chrome | 5 | Steel | Etched / White Inside Glass | D:3.5" H:6.125" |  |  | 1 Medium A19 100w |  | 1 | No | [14 empty] | 0 | [12 empty] | 34.48 | 68.96 | 103.44 | W:4 1/2'' H:7 7/8'' E:5'' | 1.6 |  |  | 4.5 | 7.875 | Cap Nuts |  |  |  |  | 5 |  | No |  | No | [21 empty] | DP:3/4'' W:4 1/2'' H:4 1/2'' OB UP:5 3/4'' OB DOWN:2 1/4'' Rectangular |  |  |  | 6.5 | Black/White |  |  | Hardwired | 0 | 1 | 0 | 0 | 1 | 0 | 0 | 1 | 0 | 0 | 0 | 785652002038 | 11.75 | 7.75 | 7.5 | 2 | 0.395 | 175 | Yes | [9 empty] | cETL Damp | HETTINGER 1L SCONCE-05 | One Light Wall / Bath Sconce |  | 4139101-05.jpg | 4139101.jpg
4139101-710 | One Light Wall / Bath Sconce | The Hettinger lighting collection by Sea Gull Lighting combines a traditional look with chic, modern charm. The minimalism of the tubular glass shades balances with the unique, outward-curve of the semi-circular arm detail. It’s available in three finishes - Burnt Sienna and Brushed Nickel for the whole collection, and Chrome for the bath vanities. The assortment includes six- and nine-light chandeliers; a one-light wall sconce; two-, three- and four-light bath vanity fixtures; a three-light pendant and two- light semi-flush convertible pendant. Incandescent and ENERGY STAR-qualified LED lamping are available; all fixtures are California Title 24 compliant. | WALL SCONCE | Hettinger | Wall / Bath Lighting | Burnt Sienna | 710 | Steel | Etched / White Inside Glass | D:3.5" H:6.125" |  |  | 1 Medium A19 100w |  | 1 | No | [14 empty] | 0 | [12 empty] | 34.48 | 68.96 | 103.44 | W:4 1/2'' H:7 7/8'' E:5'' | 1.6 |  |  | 4.5 | 7.875 | Cap Nuts |  |  |  |  | 5 |  | No |  | No | [21 empty] | DP:3/4'' W:4 1/2'' H:4 1/2'' OB UP:5 3/4'' OB DOWN:2 1/4'' Rectangular |  |  |  | 6.5 | Black/White |  |  | Hardwired | 0 | 1 | 0 | 0 | 1 | 0 | 0 | 1 | 0 | 0 | 0 | 785652002045 | 11.75 | 7.75 | 7.5 | 2 | 0.395 | 175 | Yes | [9 empty] | cETL Damp | HETTINGER 1L SCONCE-710 | One Light Wall / Bath Sconce |  | 4139101-710.jpg | 4139101.jpg
4139101-962 | One Light Wall / Bath Sconce | The Hettinger lighting collection by Sea Gull Lighting combines a traditional look with chic, modern charm. The minimalism of the tubular glass shades balances with the unique, outward-curve of the semi-circular arm detail. It’s available in three finishes - Burnt Sienna and Brushed Nickel for the whole collection, and Chrome for the bath vanities. The assortment includes six- and nine-light chandeliers; a one-light wall sconce; two-, three- and four-light bath vanity fixtures; a three-light pendant and two- light semi-flush convertible pendant. Incandescent and ENERGY STAR-qualified LED lamping are available; all fixtures are California Title 24 compliant. | WALL SCONCE | Hettinger | Wall / Bath Lighting | Brushed Nickel | 962 | Steel | Etched / White Inside Glass | D:3.5" H:6.125" |  |  | 1 Medium A19 100w |  | 1 | No | [14 empty] | 0 | [12 empty] | 34.48 | 68.96 | 103.44 | W:4 1/2'' H:7 7/8'' E:5'' | 1.6 |  |  | 4.5 | 7.875 | Cap Nuts |  |  |  |  | 5 |  | No |  | No | [21 empty] | DP:3/4'' W:4 1/2'' H:4 1/2'' OB UP:5 3/4'' OB DOWN:2 1/4'' Rectangular |  |  |  | 6.5 | Black/White |  |  | Hardwired | 0 | 1 | 0 | 0 | 1 | 0 | 0 | 1 | 0 | 0 | 0 | 785652002052 | 11.75 | 7.75 | 7.5 | 2 | 0.395 | 175 | Yes | [9 empty] | cETL Damp | HETTINGER 1L SCONCE-962 | One Light Wall / Bath Sconce |  | 4139101-962.jpg | 4139101.jpg
4139101EN3-05 | One Light Wall / Bath Sconce | The Hettinger lighting collection by Sea Gull Lighting combines a traditional look with chic, modern charm. The minimalism of the tubular glass shades balances with the unique, outward-curve of the semi-circular arm detail. It’s available in three finishes - Burnt Sienna and Brushed Nickel for the whole collection, and Chrome for the bath vanities. The assortment includes six- and nine-light chandeliers; a one-light wall sconce; two-, three- and four-light bath vanity fixtures; a three-light pendant and two- light semi-flush convertible pendant. Incandescent and ENERGY STAR-qualified LED lamping are available; all fixtures are California Title 24 compliant. | WALL SCONCE | Hettinger | Wall / Bath Lighting | Chrome | 5 | Steel | Etched / White Inside Glass | D:3.5" H:6.125" |  |  | 1 Medium A19 9.3w |  | 1 | Yes | [14 empty] | 0 | [12 empty] | 40.48 | 80.96 | 121.44 | W:4 1/2'' H:7 7/8'' E:5'' | 1.6 |  |  | 4.5 | 7.875 | Cap Nuts |  |  |  |  | 5 |  | No |  | No | [21 empty] | DP:3/4'' W:4 1/2'' H:4 1/2'' OB UP:5 3/4'' OB DOWN:2 1/4'' Rectangular |  |  |  | 6.5 | Black/White |  |  | Hardwired | 0 | 1 | 0 | 1 | 1 | 0 | 0 | 0 | 0 | 0 | 0 | 785652048968 | 11.75 | 7.75 | 7.5 | 2 | 0.395 | 175 | Yes | [9 empty] | cETL Damp | HETTINGER 1L SCONCE-05 | One Light Wall / Bath Sconce |  | 4139101EN3-05.jpg | 4139101.jpg
4139101EN3-710 | One Light Wall / Bath Sconce | The Hettinger lighting collection by Sea Gull Lighting combines a traditional look with chic, modern charm. The minimalism of the tubular glass shades balances with the unique, outward-curve of the semi-circular arm detail. It’s available in three finishes - Burnt Sienna and Brushed Nickel for the whole collection, and Chrome for the bath vanities. The assortment includes six- and nine-light chandeliers; a one-light wall sconce; two-, three- and four-light bath vanity fixtures; a three-light pendant and two- light semi-flush convertible pendant. Incandescent and ENERGY STAR-qualified LED lamping are available; all fixtures are California Title 24 compliant. | WALL SCONCE | Hettinger | Wall / Bath Lighting | Burnt Sienna | 710 | Steel | Etched / White Inside Glass | D:3.5" H:6.125" |  |  | 1 Medium A19 9.3w |  | 1 | Yes | [14 empty] | 0 | [12 empty] | 40.48 | 80.96 | 121.44 | W:4 1/2'' H:7 7/8'' E:5'' | 1.6 |  |  | 4.5 | 7.875 | Cap Nuts |  |  |  |  | 5 |  | No |  | No | [21 empty] | DP:3/4'' W:4 1/2'' H:4 1/2'' OB UP:5 3/4'' OB DOWN:2 1/4'' Rectangular |  |  |  | 6.5 | Black/White |  |  | Hardwired | 0 | 1 | 0 | 1 | 1 | 0 | 0 | 0 | 0 | 0 | 0 | 785652048975 | 11.75 | 7.75 | 7.5 | 2 | 0.395 | 175 | Yes | [9 empty] | cETL Damp | HETTINGER 1L SCONCE-710 | One Light Wall / Bath Sconce |  | 4139101EN3-710.jpg | 4139101.jpg
4139101EN3-962 | One Light Wall / Bath Sconce | The Hettinger lighting collection by Sea Gull Lighting combines a traditional look with chic, modern charm. The minimalism of the tubular glass shades balances with the unique, outward-curve of the semi-circular arm detail. It’s available in three finishes - Burnt Sienna and Brushed Nickel for the whole collection, and Chrome for the bath vanities. The assortment includes six- and nine-light chandeliers; a one-light wall sconce; two-, three- and four-light bath vanity fixtures; a three-light pendant and two- light semi-flush convertible pendant. Incandescent and ENERGY STAR-qualified LED lamping are available; all fixtures are California Title 24 compliant. | WALL SCONCE | Hettinger | Wall / Bath Lighting | Brushed Nickel | 962 | Steel | Etched / White Inside Glass | D:3.5" H:6.125" |  |  | 1 Medium A19 9.3w |  | 1 | Yes | [14 empty] | 0 | [12 empty] | 40.48 | 80.96 | 121.44 | W:4 1/2'' H:7 7/8'' E:5'' | 1.6 |  |  | 4.5 | 7.875 | Cap Nuts |  |  |  |  | 5 |  | No |  | No | [21 empty] | DP:3/4'' W:4 1/2'' H:4 1/2'' OB UP:5 3/4'' OB DOWN:2 1/4'' Rectangular |  |  |  | 6.5 | Black/White |  |  | Hardwired | 0 | 1 | 0 | 1 | 1 | 0 | 0 | 0 | 0 | 0 | 0 | 785652048982 | 11.75 | 7.75 | 7.5 | 2 | 0.395 | 175 | Yes | [9 empty] | cETL Damp | HETTINGER 1L SCONCE-962 | One Light Wall / Bath Sconce |  | 4139101EN3-962.jpg | 4139101.jpg
4139801-05 | One Light Wall / Bath Sconce |  | BATH | Norwood | Wall / Bath Lighting | Chrome | 5 | Steel | Clear Highlighted Satin Etched Glass | D:4.375" H:5.25" |  |  | 1 Medium A19 75w |  | 1 | No | [14 empty] | 0 | [12 empty] | 29.5 | 59 | 88.5 | W:5'' H:9 7/8'' E:7 1/2'' |  |  |  | 5 | 9.875 | Cap Nuts |  |  |  |  | 7.5 |  | No |  | No | [21 empty] | DP:7/8'' W:5'' H:7'' OB UP:3 1/2'' OB DOWN:6 3/8'' Rectangular |  |  |  | 6.5 | Black/White |  |  | Hardwired | 0 | 1 | 0 | 0 | 1 | 0 | 0 | 1 | 0 | 0 | 0 | 785652076077 | 16.5 | 10.5 | 10.75 | 3.9 | 1.078 | 250 | Yes | 4 | 10785652076074 | [7 empty] | cETL Damp | NORWOOD 1L SCONCE-05 | One Light Wall / Bath Sconce |  | 4139801-05.jpg | 4139801.jpg
4139801-710 | One Light Wall / Bath Sconce |  | BATH | Norwood | Wall / Bath Lighting | Burnt Sienna | 710 | Steel | Clear Highlighted Satin Etched Glass | D:4.375" H:5.25" |  |  | 1 Medium A19 75w |  | 1 | No | [14 empty] | 0 | [12 empty] | 29.5 | 59 | 88.5 | W:5'' H:9 7/8'' E:7 1/2'' |  |  |  | 5 | 9.875 | Cap Nuts |  |  |  |  | 7.5 |  | No |  | No | [21 empty] | DP:7/8'' W:5'' H:7'' OB UP:3 1/2'' OB DOWN:6 3/8'' Rectangular |  |  |  | 6.5 | Black/White |  |  | Hardwired | 0 | 1 | 0 | 0 | 1 | 0 | 0 | 1 | 0 | 0 | 0 | 785652076084 | [7 empty] | 4 | 10785652076081 | [7 empty] | cETL Damp | NORWOOD 1L SCONCE-710 | One Light Wall / Bath Sconce |  | 4139801-710.jpg | 4139801.jpg
4139801-962 | One Light Wall / Bath Sconce |  | BATH | Norwood | Wall / Bath Lighting | Brushed Nickel | 962 | Steel | Clear Highlighted Satin Etched Glass | D:4.375" H:5.25" |  |  | 1 Medium A19 75w |  | 1 | No | [14 empty] | 0 | [12 empty] | 29.5 | 59 | 88.5 | W:5'' H:9 7/8'' E:7 1/2'' |  |  |  | 5 | 9.875 | Cap Nuts |  |  |  |  | 7.5 |  | No |  | No | [21 empty] | DP:7/8'' W:5'' H:7'' OB UP:3 1/2'' OB DOWN:6 3/8'' Rectangular |  |  |  | 6.5 | Black/White |  |  | Hardwired | 0 | 1 | 0 | 0 | 1 | 0 | 0 | 1 | 0 | 0 | 0 | 785652076091 | [7 empty] | 4 | 10785652076098 | [7 empty] | cETL Damp | NORWOOD 1L SCONCE-962 | One Light Wall / Bath Sconce |  | 4139801-962.jpg | 4139801.jpg
4139801EN3-05 | One Light Wall / Bath Sconce |  | BATH | Norwood | Wall / Bath Lighting | Chrome | 5 | Steel | Clear Highlighted Satin Etched Glass | D:4.375" H:5.25" |  |  | 1 Medium A19 9.3w |  | 1 | Yes | [14 empty] | 0 | [12 empty] | 34.5 | 69 | 103.5 | W:5'' H:9 7/8'' E:7 1/2'' |  |  |  | 5 | 9.875 | Cap Nuts |  |  |  |  | 7.5 |  | No |  | No | [21 empty] | DP:7/8'' W:5'' H:7'' OB UP:3 1/2'' OB DOWN:6 3/8'' Rectangular |  |  |  | 6.5 | Black/White |  |  | Hardwired | 0 | 1 | 0 | 1 | 1 | 0 | 0 | 0 | 0 | 0 | 0 | 785652080234 | [7 empty] | 4 | 10785652080231 | [7 empty] | cETL Damp | NORWOOD 1L SCONCE-05 | One Light Wall / Bath Sconce |  | 4139801EN3-05.jpg | 4139801EN3.jpg
4139801EN3-710 | One Light Wall / Bath Sconce |  | BATH | Norwood | Wall / Bath Lighting | Burnt Sienna | 710 | Steel | Clear Highlighted Satin Etched Glass | D:4.375" H:5.25" |  |  | 1 Medium A19 9.3w |  | 1 | Yes | [14 empty] | 0 | [12 empty] | 34.5 | 69 | 103.5 | W:5'' H:9 7/8'' E:7 1/2'' |  |  |  | 5 | 9.875 | Cap Nuts |  |  |  |  | 7.5 |  | No |  | No | [21 empty] | DP:7/8'' W:5'' H:7'' OB UP:3 1/2'' OB DOWN:6 3/8'' Rectangular |  |  |  | 6.5 | Black/White |  |  | Hardwired | 0 | 1 | 0 | 1 | 1 | 0 | 0 | 0 | 0 | 0 | 0 | 785652080241 | [7 empty] | 4 | 10785652080248 | [7 empty] | cETL Damp | NORWOOD 1L SCONCE-710 | One Light Wall / Bath Sconce |  | 4139801EN3-710.jpg | 4139801EN3.jpg
4139801EN3-962 | One Light Wall / Bath Sconce |  | BATH | Norwood | Wall / Bath Lighting | Brushed Nickel | 962 | Steel | Clear Highlighted Satin Etched Glass | D:4.375" H:5.25" |  |  | 1 Medium A19 9.3w |  | 1 | Yes | [14 empty] | 0 | [12 empty] | 34.5 | 69 | 103.5 | W:5'' H:9 7/8'' E:7 1/2'' |  |  |  | 5 | 9.875 | Cap Nuts |  |  |  |  | 7.5 |  | No |  | No | [21 empty] | DP:7/8'' W:5'' H:7'' OB UP:3 1/2'' OB DOWN:6 3/8'' Rectangular |  |  |  | 6.5 | Black/White |  |  | Hardwired | 0 | 1 | 0 | 1 | 1 | 0 | 0 | 0 | 0 | 0 | 0 | 785652080258 | [7 empty] | 4 | 10785652080255 | [7 empty] | cETL Damp | NORWOOD 1L SCONCE-962 | One Light Wall / Bath Sconce |  | 4139801EN3-962.jpg | 4139801EN3.jpg
4140401-05 | One Light Wall / Bath Sconce | The 1960’s-inspired Driscoll collection by Sea Gull Lighting features the clean lines of tapered stems and glass shades. Simplicity combined with sophistication creates this strikingly modern look. Offered in a Brushed Nickel finish in addition to the Chrome finish also offered for wall/bath fixtures – all of which feature Etched White glass shades. The assortment includes nine-light, five-light and three-light chandeliers, a mini pendant, as well as one-light, two-light, three-light and four-light wall/bath fixtures. Both incandescent lamping and ENERGY STAR-qualified LED lamping are available; all fixtures are California Title 24 compliant. | WALL SCONCE | Driscoll | Wall / Bath Lighting | Chrome | 5 | Steel | Cased Opal Etched Glass | D:5.0625" H:6.5" | D:3.6875" |  | 1 Medium A19 100w |  | 1 | No | [14 empty] | 0 | [12 empty] | 44.98 | 89.96 | 134.94 | W:5 1/4'' H:11 3/4'' E:6 3/4'' | 2.1 |  |  | 5.25 | 11.75 | Wall / Bath |  |  |  |  | 6.75 |  | No |  | No | [21 empty] | D:5'' DP:1'' OB UP:8 3/4'' OB DOWN:3'' Round |  |  |  | 6.5 |  |  |  | Hardwired | 0 | 0 | 0 | 0 | 1 | 0 | 0 | 1 | 0 | 0 | 0 | 785652239687 | 12.4 | 8.75 | 7.5 | 2.8 | 0.471 | 175 | Yes | [8 empty] | ETL Damp |  | DRISCOLL 1L SCONCE-05 | One Light Wall / Bath Sconce |  | 4140401-05.jpg | 4140401.jpg
4140401-848 | One Light Wall / Bath Sconce | The 1960’s-inspired Driscoll collection by Sea Gull Lighting features the clean lines of tapered stems and glass shades. Simplicity combined with sophistication creates this strikingly modern look. Offered in a Brushed Nickel finish in addition to the Chrome finish also offered for wall/bath fixtures – all of which feature Etched White glass shades. The assortment includes nine-light, five-light and three-light chandeliers, a mini pendant, as well as one-light, two-light, three-light and four-light wall/bath fixtures. Both incandescent lamping and ENERGY STAR-qualified LED lamping are available; all fixtures are California Title 24 compliant. | WALL SCONCE | Driscoll | Wall / Bath Lighting | Satin Bronze | 848 | Steel | Cased Opal Etched Glass | D:5.0625" H:6.5" | D:3.6875" |  | 1 Medium A19 100w |  | 1 | No | [14 empty] | 0 | [12 empty] | 44.98 | 89.96 | 134.94 | W:5 1/4'' H:11 3/4'' E:6 3/4'' | 2.1 |  |  | 5.25 | 11.75 | Wall / Bath |  |  |  |  | 6.75 |  | No |  | No | [21 empty] | D:5'' DP:1'' OB UP:8 3/4'' Round |  |  |  | 6.5 |  |  |  | Hardwired | 0 | 0 | 0 | 0 | 1 | 0 | 0 | 1 | 0 | 0 | 0 | 785652239694 | 12.75 | 8 | 7.75 | 2.7 | 0.457 | 175 | Yes | [8 empty] | ETL Damp |  | DRISCOLL 1L SCONCE-962 | One Light Wall / Bath Sconce |  | 4140401-848.jpg | 4140401.jpg
4140401-962 | One Light Wall / Bath Sconce | The 1960’s-inspired Driscoll collection by Sea Gull Lighting features the clean lines of tapered stems and glass shades. Simplicity combined with sophistication creates this strikingly modern look. Offered in a Brushed Nickel finish in addition to the Chrome finish also offered for wall/bath fixtures – all of which feature Etched White glass shades. The assortment includes nine-light, five-light and three-light chandeliers, a mini pendant, as well as one-light, two-light, three-light and four-light wall/bath fixtures. Both incandescent lamping and ENERGY STAR-qualified LED lamping are available; all fixtures are California Title 24 compliant. | WALL SCONCE | Driscoll | Wall / Bath Lighting | Brushed Nickel | 962 | Steel | Cased Opal Etched Glass | D:5.0625" H:6.5" | D:3.6875" |  | 1 Medium A19 100w |  | 1 | No | [14 empty] | 0 | [12 empty] | 44.98 | 89.96 | 134.94 | W:5 1/4'' H:11 3/4'' E:6 3/4'' | 2.1 |  |  | 5.25 | 11.75 | Wall / Bath |  |  |  |  | 6.75 |  | No |  | No | [21 empty] | D:5'' DP:1'' OB UP:8 3/4'' Round |  |  |  | 6.5 |  |  |  | Hardwired | 0 | 0 | 0 | 0 | 1 | 0 | 0 | 1 | 0 | 0 | 0 | 785652243028 | 12.4 | 8.75 | 7.5 | 2.8 | 0.471 | 175 | Yes | [8 empty] | ETL Damp |  | DRISCOLL 1L SCONCE-962 | One Light Wall / Bath Sconce |  | 4140401-962.jpg | 4140401.jpg
4140401EN3-05 | One Light Wall / Bath Sconce | The 1960’s-inspired Driscoll collection by Sea Gull Lighting features the clean lines of tapered stems and glass shades. Simplicity combined with sophistication creates this strikingly modern look. Offered in a Brushed Nickel finish in addition to the Chrome finish also offered for wall/bath fixtures – all of which feature Etched White glass shades. The assortment includes nine-light, five-light and three-light chandeliers, a mini pendant, as well as one-light, two-light, three-light and four-light wall/bath fixtures. Both incandescent lamping and ENERGY STAR-qualified LED lamping are available; all fixtures are California Title 24 compliant. | WALL SCONCE | Driscoll | Wall / Bath Lighting | Chrome | 5 | Steel | Cased Opal Etched Glass | D:5.0625" H:6.5" | D:3.6875" |  | 1 Medium A19 9.3w |  | 1 | Yes | [14 empty] | 0 | [12 empty] | 49.98 | 99.96 | 149.94 | W:5 1/4'' H:11 3/4'' E:6 3/4'' | 2.1 |  |  | 5.25 | 11.75 | Wall / Bath |  |  |  |  | 6.75 |  | No |  | No | [21 empty] | D:5'' DP:1'' OB UP:8 3/4'' OB DOWN:3'' Round |  |  |  | 6.5 | Black/White |  |  | Hardwired | 0 | 0 | 0 | 1 | 1 | 0 | 0 | 0 | 0 | 0 | 0 | 785652045356 | 12.4 | 8.75 | 7.5 | 2.8 | 0.471 | 175 | Yes | [8 empty] | ETL Damp |  | DRISCOLL 1L SCONCE-05 | One Light Wall / Bath Sconce |  | 4140401EN3-05.jpg | 4140401.jpg
4140401EN3-848 | One Light Wall / Bath Sconce | The 1960’s-inspired Driscoll collection by Sea Gull Lighting features the clean lines of tapered stems and glass shades. Simplicity combined with sophistication creates this strikingly modern look. Offered in a Brushed Nickel finish in addition to the Chrome finish also offered for wall/bath fixtures – all of which feature Etched White glass shades. The assortment includes nine-light, five-light and three-light chandeliers, a mini pendant, as well as one-light, two-light, three-light and four-light wall/bath fixtures. Both incandescent lamping and ENERGY STAR-qualified LED lamping are available; all fixtures are California Title 24 compliant. | WALL SCONCE | Driscoll | Wall / Bath Lighting | Satin Bronze | 848 | Steel | Cased Opal Etched Glass | D:5.0625" H:6.5" | D:3.6875" |  | 1 Medium A19 9.3w |  | 1 | Yes | [14 empty] | 0 | [12 empty] | 49.98 | 99.96 | 149.94 | W:5 1/4'' H:11 3/4'' E:6 3/4'' | 2.1 |  |  | 5.25 | 11.75 | Wall / Bath |  |  |  |  | 6.75 |  | No |  | No | [21 empty] | D:5'' DP:1'' OB UP:8 3/4'' OB DOWN:3'' Round |  |  |  | 6.5 | Black/White |  |  | Hardwired | 0 | 0 | 0 | 1 | 1 | 0 | 0 | 0 | 0 | 0 | 0 | 785652048999 | 12.75 | 8 | 7.75 | 2.7 | 0.457 | 175 | Yes | [8 empty] | ETL Damp |  | DRISCOLL 1L SCONCE-848 | One Light Wall / Bath Sconce |  | 4140401EN3-848.jpg | 4140401.jpg
4140401EN3-962 | One Light Wall / Bath Sconce | The 1960’s-inspired Driscoll collection by Sea Gull Lighting features the clean lines of tapered stems and glass shades. Simplicity combined with sophistication creates this strikingly modern look. Offered in a Brushed Nickel finish in addition to the Chrome finish also offered for wall/bath fixtures – all of which feature Etched White glass shades. The assortment includes nine-light, five-light and three-light chandeliers, a mini pendant, as well as one-light, two-light, three-light and four-light wall/bath fixtures. Both incandescent lamping and ENERGY STAR-qualified LED lamping are available; all fixtures are California Title 24 compliant. | WALL SCONCE | Driscoll | Wall / Bath Lighting | Brushed Nickel | 962 | Steel | Cased Opal Etched Glass | D:5.0625" H:6.5" | D:3.6875" |  | 1 Medium A19 9.3w |  | 1 | Yes | [14 empty] | 0 | [12 empty] | 49.98 | 99.96 | 149.94 | W:5 1/4'' H:11 3/4'' E:6 3/4'' | 2.1 |  |  | 5.25 | 11.75 | Wall / Bath |  |  |  |  | 6.75 |  | No |  | No | [21 empty] | D:5'' DP:1'' OB UP:8 3/4'' OB DOWN:3'' Round |  |  |  | 6.5 | Black/White |  |  | Hardwired | 0 | 0 | 0 | 1 | 1 | 0 | 0 | 0 | 0 | 0 | 0 | 785652045363 | 12.4 | 8.75 | 7.5 | 2.8 | 0.471 | 175 | Yes | [8 empty] | ETL Damp |  | DRISCOLL 1L SCONCE-962 | One Light Wall / Bath Sconce |  | 4140401EN3-962.jpg | 4140401.jpg
4141301-848 | One Light Wall / Bath Sconce | The Towner lighting collection by Sea Gull Lighting brings mid-century, retro style to the traditional circular silhouette, creating a bold statement that would accent any space in your home. The conical light shades deliver a fun design statement along with the textured cloth cords, which are adjustable for leveling. These fixtures are ideal for dining room lighting, living room lighting and kitchen lighting. The assortment includes three-, five- and seven-light chandeliers, three- and five-light cluster pendants, eight-light island pendants, one-light mini pendants, and one-light wall sconces. The Towner Collection is available in two finishes, Satin Bronze and Brushed Nickel to complete the look. All fixtures are available as ENERGY STAR®-qualified and California Title 24 compliant. | WALL SCONCE | Towner | Wall / Bath Lighting | Satin Bronze / Black | 848 / 12 | Steel | Black Steel | D:7" H:8" |  |  | 1 Medium A19 60w |  | 1 | No | [14 empty] | 0 | [12 empty] | 30.48 | 60.96 | 91.44 | W:7'' H:8 3/8'' E:8'' | 1.39 |  |  | 7 | 8.375 | Cap Nuts |  |  |  |  | 8 |  | No |  | No | [21 empty] | D:5'' DP:3/4'' OB UP:4 3/4'' OB DOWN:2 1/2'' Round |  |  |  | 6.5 | Black/White |  |  | Hardwired | 0 | 1 | 0 | 0 | 1 | 0 | 0 | 1 | 0 | 0 | 0 | 785652058998 | 10.5 | 9.25 | 9 | 2.3 | 0.506 | 175 | Yes | [9 empty] | cETL Damp | TOWNER 1L SCONCE-848 | One Light Wall / Bath Sconce |  | 4141301-848_ALT.png | 4141301.jpg
4141301-962 | One Light Wall / Bath Sconce | The Towner lighting collection by Sea Gull Lighting brings mid-century, retro style to the traditional circular silhouette, creating a bold statement that would accent any space in your home. The conical light shades deliver a fun design statement along with the textured cloth cords, which are adjustable for leveling. These fixtures are ideal for dining room lighting, living room lighting and kitchen lighting. The assortment includes three-, five- and seven-light chandeliers, three- and five-light cluster pendants, eight-light island pendants, one-light mini pendants, and one-light wall sconces. The Towner Collection is available in two finishes, Satin Bronze and Brushed Nickel to complete the look. All fixtures are available as ENERGY STAR®-qualified and California Title 24 compliant. | WALL SCONCE | Towner | Wall / Bath Lighting | Brushed Nickel / Black | 962 / 12 | Steel | Black Steel | D:7" H:8" |  |  | 1 Medium A19 60w |  | 1 | No | [14 empty] | 0 | [12 empty] | 30.48 | 60.96 | 91.44 | W:7'' H:8 3/8'' E:8'' | 1.39 |  |  | 7 | 8.375 | Cap Nuts |  |  |  |  | 8 |  | No |  | No | [21 empty] | D:5'' DP:3/4'' OB UP:4 3/4'' OB DOWN:2 1/2'' Round |  |  |  | 6.5 | Black/White |  |  | Hardwired | 0 | 1 | 0 | 0 | 1 | 0 | 0 | 1 | 0 | 0 | 0 | 785652059001 | 10.5 | 9.25 | 9 | 2.3 | 0.506 | 175 | Yes | [9 empty] | cETL Damp | TOWNER 1L SCONCE-962 | One Light Wall / Bath Sconce |  | 4141301-962.png | 4141301.jpg
4141301EN3-848 | One Light Wall / Bath Sconce | The Towner lighting collection by Sea Gull Lighting brings mid-century, retro style to the traditional circular silhouette, creating a bold statement that would accent any space in your home. The conical light shades deliver a fun design statement along with the textured cloth cords, which are adjustable for leveling. These fixtures are ideal for dining room lighting, living room lighting and kitchen lighting. The assortment includes three-, five- and seven-light chandeliers, three- and five-light cluster pendants, eight-light island pendants, one-light mini pendants, and one-light wall sconces. The Towner Collection is available in two finishes, Satin Bronze and Brushed Nickel to complete the look. All fixtures are available as ENERGY STAR®-qualified and California Title 24 compliant. | WALL SCONCE | Towner | Wall / Bath Lighting | Satin Bronze / Black | 848 / 12 | Steel | Black Steel | D:7" H:8" |  |  | 1 Medium A19 9.3w |  | 1 | Yes | [14 empty] | 0 | [12 empty] | 36.98 | 73.96 | 110.94 | W:7'' H:8 3/8'' E:8'' | 1.39 |  |  | 7 | 8.375 | Cap Nuts |  |  |  |  | 8 |  | No |  | No | [21 empty] | D:5'' DP:3/4'' OB UP:4 3/4'' OB DOWN:2 1/2'' Round |  |  |  | 6.5 | Black/White |  |  | Hardwired | 0 | 1 | 0 | 1 | 1 | 0 | 0 | 0 | 0 | 0 | 0 | 785652059407 | 10.5 | 9.25 | 9 | 2.3 | 0.506 | 175 | Yes | [9 empty] | cETL Damp | TOWNER 1L SCONCE-848 | One Light Wall / Bath Sconce |  | 4141301EN3-848.jpg | 4141301EN3.jpg
4141301EN3-962 | One Light Wall / Bath Sconce | The Towner lighting collection by Sea Gull Lighting brings mid-century, retro style to the traditional circular silhouette, creating a bold statement that would accent any space in your home. The conical light shades deliver a fun design statement along with the textured cloth cords, which are adjustable for leveling. These fixtures are ideal for dining room lighting, living room lighting and kitchen lighting. The assortment includes three-, five- and seven-light chandeliers, three- and five-light cluster pendants, eight-light island pendants, one-light mini pendants, and one-light wall sconces. The Towner Collection is available in two finishes, Satin Bronze and Brushed Nickel to complete the look. All fixtures are available as ENERGY STAR®-qualified and California Title 24 compliant. | WALL SCONCE | Towner | Wall / Bath Lighting | Brushed Nickel / Black | 962 / 12 | Steel | Black Steel | D:7" H:8" |  |  | 1 Medium A19 9.3w |  | 1 | Yes | [14 empty] | 0 | [12 empty] | 36.98 | 73.96 | 110.94 | W:7'' H:8 3/8'' E:8'' | 1.39 |  |  | 7 | 8.375 | Cap Nuts |  |  |  |  | 8 |  | No |  | No | [21 empty] | D:5'' DP:3/4'' OB UP:4 3/4'' OB DOWN:2 1/2'' Round |  |  |  | 6.5 | Black/White |  |  | Hardwired | 0 | 1 | 0 | 1 | 1 | 0 | 0 | 0 | 0 | 0 | 0 | 785652059414 | 10.5 | 9.25 | 9 | 2.3 | 0.506 | 175 | Yes | [9 empty] | cETL Damp | TOWNER 1L SCONCE-962 | One Light Wall / Bath Sconce |  | 4141301EN3-962.png | 4141301EN3.jpg
4141401-782 | One Light Wall / Bath Sconce | The geometric, architectural lines of the Harambee collection by Sea Gull Lighting bring visual interest to any modern interior coupled with soft, glowing light through the triangular glass panes. Inspired by South African design motifs, the collection name is a Swahili word for “all pull together,” which is the official motto of Kenya. Offered in two distinct looks--Heirloom Bronze finish with Mercury glass or an Antique Brushed Nickel with Seeded Water glass—the collection offers a one-light sconce, a one-light small pendant and a one-light medium pendant. Both incandescent lamping and ENERGY STAR-qualified LED lamping are available; all fixtures are California Title 24 compliant. | WALL SCONCE | Harambee | Wall / Bath Lighting | Heirloom Bronze | 782 | Steel |  |  |  | Mercury Glass | 1 Medium A19 60w |  | 1 | No | [14 empty] | 0 | [12 empty] | 69.5 | 139 | 208.5 | W:8'' H:12'' E:4'' | 3.3 |  |  | 8 | 12 | Universal Mounting Bar |  |  |  |  | 4 |  | No |  | No | [21 empty] | DP:5/8'' W:6'' H:11 7/8'' OB UP:6'' OB DOWN:6'' Rectangular |  |  |  | 6 | Black/White |  |  | Hardwired | 1 | 0 | 0 | 0 | 1 | 0 | 0 | 1 | 0 | 0 | 0 | 785652273346 | 15.5 | 11 | 7 | 4.3 | 0.691 | 125 | Yes | 2 | 10785652273343 | 16.25 | 15 | 11.75 | 10 | 1.657 | Yes |  | cETL Damp | HARAMBEE 1L MERCURY SCONCE-782 | One Light Wall / Bath Sconce |  | 4141401-782.jpg | 4141401.jpg
4141401-965 | One Light Wall / Bath Sconce | The geometric, architectural lines of the Harambee collection by Sea Gull Lighting bring visual interest to any modern interior coupled with soft, glowing light through the triangular glass panes. Inspired by South African design motifs, the collection name is a Swahili word for “all pull together,” which is the official motto of Kenya. Offered in two distinct looks--Heirloom Bronze finish with Mercury glass or an Antique Brushed Nickel with Seeded Water glass—the collection offers a one-light sconce, a one-light small pendant and a one-light medium pendant. Both incandescent lamping and ENERGY STAR-qualified LED lamping are available; all fixtures are California Title 24 compliant. | WALL SCONCE | Harambee | Wall / Bath Lighting | Antique Brushed Nickel | 965 | Steel |  |  |  | Seeded Water Glass | 1 Medium A19 60w |  | 1 | No | [14 empty] | 0 | [12 empty] | 69.5 | 139 | 208.5 | W:8'' H:12'' E:4'' | 3.3 |  |  | 8 | 12 | Universal Mounting Bar |  |  |  |  | 4 |  | No |  | No | [21 empty] | DP:5/8'' W:6'' H:11 7/8'' OB UP:6'' OB DOWN:6'' Rectangular |  |  |  | 6 | Black/White |  |  | Hardwired | 1 | 0 | 0 | 0 | 1 | 0 | 0 | 1 | 0 | 0 | 0 | 785652273292 | 15.5 | 11 | 7 | 4.3 | 0.691 | 125 | Yes | 2 | 10785652273299 | 16.25 | 15 | 11.75 | 10 | 1.657 | Yes |  | cETL Damp | HARAMBEE 1L SCONCE-965 | One Light Wall / Bath Sconce |  | 4141401-965.jpg | 4141401.jpg
4148-15 | One Light Wall / Bath Sconce |  | WALL SCONCE | Neva | Wall / Bath Lighting | White | 15 | Glass |  |  |  | Smooth White Glass | 1 Medium A19 100w |  | 1 | No | [14 empty] | 0 | [12 empty] | 28.48 | 56.96 | 85.44 | W:11 1/2'' H:5 3/4'' E:4'' | 2.2 |  |  | 11.5 | 5.75 | Center Lock-Up |  |  |  |  | 4 |  | No |  | No | [21 empty] | W:10'' H:5'' OB UP:2 1/2'' OB DOWN:3 1/4'' |  |  |  | 6.5 |  |  | N/A | Hardwired | 1 | 0 | 0 | 0 | 1 | 0 | 0 | 1 | 0 | 0 | 0 | 785652414855 | 13.5 | 7.5 | 6.5 | 2.8 | 0.381 | 125 | Yes | 3 | 10785652414852 | 8 | 20 | 14 | 9.38 | 1.296 | Yes | UL Damp | cUL Damp | One Light Indoor Sconce White Finish | One Light Wall / Bath Sconce |  | 4148-15.jpg | 4148.jpg
414893S-15 | LED Wall Sconce |  | WALL SCONCE | Neva | Wall / Bath Lighting | White | 15 | Steel | Smooth White Glass | L:3.875" W:11.5625" H:5.6875" |  |  |  |  | 1 | No | 1000 | 3000 | 90 | 14 | 120 | 19 - Integrated | MODS - Modules |  | 5 | 100 | LED | 14 | 14 | 50000 | 0 | [12 empty] | 43.48 | 86.96 | 130.44 | W:11 1/2'' H:5 3/4'' E:4'' | 2.2 |  |  | 11.5 | 5.75 | Center Lock-Up |  |  |  |  | 4 |  | No |  | No | [21 empty] | W:10'' H:5'' OB UP:2 1/2'' OB DOWN:3 1/4'' |  |  |  | 6.5 | Black/White |  |  | Hardwired | 1 | 0 | 0 | 0 | 1 | 0 | 0 | 0 | 0 | 0 | 0 | 785652064210 | 13.75 | 7.75 | 7 | 2.6 | 0.432 | 125 | Yes | 3 | 10785652064217 | 21.75 | 14.25 | 8.25 | 8.5 | 1.48 | Yes | UL Damp | cUL Damp | DECORATIVE WALL LED SCONCE-15 | LED Wall Sconce |  | 414893S-15.jpg | 4148.jpg
4148EN3-15 | One Light Wall / Bath Sconce |  | WALL SCONCE | Neva | Wall / Bath Lighting | White | 15 | Glass |  |  |  | Smooth White Glass | 1 Medium A19 9.3w |  | 1 | Yes | [14 empty] | 0 | [12 empty] | 32.98 | 65.96 | 98.94 | W:11 1/2'' H:5 3/4'' E:4'' | 2.2 |  |  | 11.5 | 5.75 | Center Lock-Up |  |  |  |  | 4 |  | No |  | No | [21 empty] | W:10'' H:5'' OB UP:2 1/2'' OB DOWN:3 1/4'' |  |  |  | 6.5 | Black/White |  | N/A | Hardwired | 1 | 0 | 0 | 1 | 1 | 0 | 0 | 0 | 0 | 0 | 0 | 785652049002 | 13.5 | 7.5 | 6.5 | 2.8 | 0.381 | 125 | Yes | 3 | 10785652049009 | 20 | 8 | 14 | 9.4 | 1.296 | Yes | UL Damp | cUL Damp | ADA WALL 1L SCONCE-15 | One Light Wall / Bath Sconce |  | 4148EN3-15.jpg | 4148.jpg
4150401-05 | One Light Wall / Bath Sconce | Inspired by the Craftsman style, the Denhelm collection by Sea Gull Lighting has a strong presence with its robust, angular design and substantial, die-cast zinc construction. Available in Brushed Nickel and Burnt Sienna finishes, in addition to a Chrome finish also offered for wall fixtures – all of which feature Etched White glass shades. The assortment includes a one-light mini-pendant, and one-light, two-light, three-light and four-light wall/bath fixtures. Both incandescent lamping and ENERGY STAR-qualified LED lamping are available; all fixtures are California Title 24 compliant. | WALL SCONCE | Denhelm | Wall / Bath Lighting | Chrome | 5 | Steel / Zinc | Etched / White Inside Glass | L:5.75" W:5.75" H:5.5" | L:5.75" W:5.75" |  | 1 Medium A19 100w |  | 1 | No | [14 empty] | 0 | [12 empty] | 38.45 | 76.9 | 115.35 | W:5 3/4'' H:10'' E:7'' | 2.8 |  |  | 5.75 | 10 | Wall / Bath |  |  |  |  | 7 |  | No |  | No | [21 empty] | DP:2 1/4'' W:4 3/4'' H:4 3/4'' OB UP:7 1/2'' OB DOWN:2 1/2'' Square |  |  |  | 6.5 |  |  |  | Hardwired | 0 | 1 | 0 | 0 | 1 | 0 | 0 | 1 | 0 | 0 | 0 | 785652242090 | 8.4 | 8.2 | 13 | 3.8 | 0.518 | 125 | Yes | 2 | 10785652242097 | 17.25 | 9 | 13.75 | 8.4 | 1.235 | Yes | ETL Damp |  | DENHELM 1L SCONCE-05 | One Light Wall / Bath Sconce |  | 4150401-05.jpg | 4150401.jpg
4150401-710 | One Light Wall / Bath Sconce | Inspired by the Craftsman style, the Denhelm collection by Sea Gull Lighting has a strong presence with its robust, angular design and substantial, die-cast zinc construction. Available in Brushed Nickel and Burnt Sienna finishes, in addition to a Chrome finish also offered for wall fixtures – all of which feature Etched White glass shades. The assortment includes a one-light mini-pendant, and one-light, two-light, three-light and four-light wall/bath fixtures. Both incandescent lamping and ENERGY STAR-qualified LED lamping are available; all fixtures are California Title 24 compliant. | WALL SCONCE | Denhelm | Wall / Bath Lighting | Burnt Sienna | 710 | Steel / Zinc | Etched / White Inside Glass | L:5.75" W:5.75" H:5.5" | L:5.75" W:5.75" |  | 1 Medium A19 100w |  | 1 | No | [14 empty] | 0 | [12 empty] | 38.45 | 76.9 | 115.35 | W:5 3/4'' H:10'' E:7'' | 2.8 |  |  | 5.75 | 10 | Wall / Bath |  |  |  |  | 7 |  | No |  | No | [21 empty] | DP:2 1/4'' W:4 3/4'' H:4 3/4'' OB UP:7 1/2'' OB DOWN:2 1/2'' Square |  |  |  | 6.5 |  |  |  | Hardwired | 0 | 1 | 0 | 0 | 1 | 0 | 0 | 1 | 0 | 0 | 0 | 785652242083 | 8.4 | 8.2 | 13 | 3.8 | 0.518 | 125 | Yes | 2 | 10785652242080 | 17.25 | 9 | 13.75 | 8.4 | 1.235 | Yes | ETL Damp |  | DENHELM 1L SCONCE-710 | One Light Wall / Bath Sconce |  | 4150401-710.jpg | 4150401.jpg
4150401-962 | One Light Wall / Bath Sconce | Inspired by the Craftsman style, the Denhelm collection by Sea Gull Lighting has a strong presence with its robust, angular design and substantial, die-cast zinc construction. Available in Brushed Nickel and Burnt Sienna finishes, in addition to a Chrome finish also offered for wall fixtures – all of which feature Etched White glass shades. The assortment includes a one-light mini-pendant, and one-light, two-light, three-light and four-light wall/bath fixtures. Both incandescent lamping and ENERGY STAR-qualified LED lamping are available; all fixtures are California Title 24 compliant. | WALL SCONCE | Denhelm | Wall / Bath Lighting | Brushed Nickel | 962 | Steel / Zinc | Etched / White Inside Glass | L:5.75" W:5.75" H:5.5" | L:5.75" W:5.75" |  | 1 Medium A19 100w |  | 1 | No | [14 empty] | 0 | [12 empty] | 38.45 | 76.9 | 115.35 | W:5 3/4'' H:10'' E:7'' | 2.8 |  |  | 5.75 | 10 | Wall / Bath |  |  |  |  | 7 |  | No |  | No | [21 empty] | DP:2 1/4'' W:4 3/4'' H:4 3/4'' OB UP:7 1/2'' OB DOWN:2 1/2'' Square |  |  |  | 6.5 |  |  |  | Hardwired | 0 | 1 | 0 | 0 | 1 | 0 | 0 | 1 | 0 | 0 | 0 | 785652242076 | 8.4 | 8.2 | 13 | 3.8 | 0.518 | 125 | Yes | 2 | 10785652242073 | 17.25 | 9 | 13.75 | 8.4 | 1.235 | Yes | ETL Damp |  | DENHELM 1L SCONCE-962 | One Light Wall / Bath Sconce |  | 4150401-962.jpg | 4150401.jpg
4150401EN3-05 | One Light Wall / Bath Sconce | Inspired by the Craftsman style, the Denhelm collection by Sea Gull Lighting has a strong presence with its robust, angular design and substantial, die-cast zinc construction. Available in Brushed Nickel and Burnt Sienna finishes, in addition to a Chrome finish also offered for wall fixtures – all of which feature Etched White glass shades. The assortment includes a one-light mini-pendant, and one-light, two-light, three-light and four-light wall/bath fixtures. Both incandescent lamping and ENERGY STAR-qualified LED lamping are available; all fixtures are California Title 24 compliant. | WALL SCONCE | Denhelm | Wall / Bath Lighting | Chrome | 5 | Steel / Zinc | Etched / White Inside Glass | L:5.75" W:5.75" H:5.5" | L:5.75" W:5.75" |  | 1 Medium A19 9.3w |  | 1 | Yes | [14 empty] | 0 | [12 empty] | 43.95 | 87.9 | 131.85 | W:5 3/4'' H:10'' E:7'' | 2.8 |  |  | 5.75 | 10 | Wall / Bath |  |  |  |  | 7 |  | No |  | No | [21 empty] | DP:2 1/4'' W:4 3/4'' H:4 3/4'' OB UP:7 1/2'' OB DOWN:2 1/2'' Square |  |  |  | 6.5 | Black/White |  |  | Hardwired | 0 | 0 | 0 | 1 | 1 | 0 | 0 | 0 | 0 | 0 | 0 | 785652045189 | 8.4 | 8.2 | 13 | 3.8 | 0.518 | 125 | Yes | 2 | 10785652045186 | 17.25 | 9 | 13.75 | 8.4 | 1.235 | Yes | ETL Damp |  | DENHELM 1L SCONCE-05 | One Light Wall / Bath Sconce |  | 4150401EN3-05.jpg | 4150401.jpg
4150401EN3-710 | One Light Wall / Bath Sconce | Inspired by the Craftsman style, the Denhelm collection by Sea Gull Lighting has a strong presence with its robust, angular design and substantial, die-cast zinc construction. Available in Brushed Nickel and Burnt Sienna finishes, in addition to a Chrome finish also offered for wall fixtures – all of which feature Etched White glass shades. The assortment includes a one-light mini-pendant, and one-light, two-light, three-light and four-light wall/bath fixtures. Both incandescent lamping and ENERGY STAR-qualified LED lamping are available; all fixtures are California Title 24 compliant. | WALL SCONCE | Denhelm | Wall / Bath Lighting | Burnt Sienna | 710 | Steel / Zinc | Etched / White Inside Glass | L:5.75" W:5.75" H:5.5" | L:5.75" W:5.75" |  | 1 Medium A19 9.3w |  | 1 | Yes | [14 empty] | 0 | [12 empty] | 43.95 | 87.9 | 131.85 | W:5 3/4'' H:10'' E:7'' | 2.8 |  |  | 5.75 | 10 | Wall / Bath |  |  |  |  | 7 |  | No |  | No | [21 empty] | DP:2 1/4'' W:4 3/4'' H:4 3/4'' OB UP:7 1/2'' OB DOWN:2 1/2'' Square |  |  |  | 6.5 | Black/White |  |  | Hardwired | 0 | 0 | 0 | 1 | 1 | 0 | 0 | 0 | 0 | 0 | 0 | 785652045196 | 8.4 | 8.2 | 13 | 3.8 | 0.518 | 125 | Yes | 2 | 10785652045193 | 17.25 | 9 | 13.75 | 8.4 | 1.235 | Yes | ETL Damp |  | DENHELM 1L SCONCE-710 | One Light Wall / Bath Sconce |  | 4150401EN3-710.jpg | 4150401.jpg
4150401EN3-962 | One Light Wall / Bath Sconce | Inspired by the Craftsman style, the Denhelm collection by Sea Gull Lighting has a strong presence with its robust, angular design and substantial, die-cast zinc construction. Available in Brushed Nickel and Burnt Sienna finishes, in addition to a Chrome finish also offered for wall fixtures – all of which feature Etched White glass shades. The assortment includes a one-light mini-pendant, and one-light, two-light, three-light and four-light wall/bath fixtures. Both incandescent lamping and ENERGY STAR-qualified LED lamping are available; all fixtures are California Title 24 compliant. | WALL SCONCE | Denhelm | Wall / Bath Lighting | Brushed Nickel | 962 | Steel / Zinc | Etched / White Inside Glass | L:5.75" W:5.75" H:5.5" | L:5.75" W:5.75" |  | 1 Medium A19 9.3w |  | 1 | Yes | [14 empty] | 0 | [12 empty] | 43.95 | 87.9 | 131.85 | W:5 3/4'' H:10'' E:7'' | 2.8 |  |  | 5.75 | 10 | Wall / Bath |  |  |  |  | 7 |  | No |  | No | [21 empty] | DP:2 1/4'' W:4 3/4'' H:4 3/4'' OB UP:7 1/2'' OB DOWN:2 1/2'' Square |  |  |  | 6.5 | Black/White |  |  | Hardwired | 0 | 0 | 0 | 1 | 1 | 0 | 0 | 0 | 0 | 0 | 0 | 785652045202 | 8.4 | 8.2 | 13 | 3.8 | 0.518 | 125 | Yes | 2 | 10785652045209 | 17.25 | 9 | 13.75 | 8.4 | 1.235 | Yes | ETL Damp |  | DENHELM 1L SCONCE-962 | One Light Wall / Bath Sconce |  | 4150401EN3-962.jpg | 4150401.jpg
4150501-782 | One Light Wall / Bath Sconce | The Clement bathroom lighting collection from Sea Gull is inspired by classic bath hardware design, with a fresh, transitional style and curved lines in the rounded backplates, fitters and shades. Satin Etched glass shades are subtlety concave and ever-so-slightly tapered in the center for visual appeal. With four size options of a 1-Light Sconce, a 2-Light Vanity, a 3-Light Vanity and a 4-Light Vanity, the Clement collection can fit bathrooms both large and small. The fixtures can be mounted either up or down, and are available in Heirloom Bronze finish for a more contemporary look, or Brushed Nickel for a more transitional look. | WALL SCONCE | Clement | Wall / Bath Lighting | Heirloom Bronze | 782 | Steel | Satin Etched Glass | D:6.3125" H:5.125" |  |  | 1 Medium A19 100w |  | 1 | No | [14 empty] | 0 | [12 empty] | 27 | 54 | 81 | W:6 5/16'' H:9 1/8'' E:8 3/4'' | 2 |  |  | 6.3125 | 9.125 | Cap Nuts |  |  |  |  | 8.75 |  | No |  | No | [21 empty] | DP:1'' W:5 1/2'' H:8 1/2'' OB UP:4 7/8'' OB DOWN:4 1/4'' Oval |  |  |  | 6.5 | Black/White |  |  | Hardwired | 0 | 1 | 0 | 0 | 1 | 0 | 0 | 1 | 0 | 0 | 0 | 785652058912 | 15.5 | 9.25 | 7.75 | 3 | 0.643 | 175 | Yes | [9 empty] | cETL Damp | CLEMENT 1L SCONCE-782 | One Light Wall / Bath Sconce |  | 4150501-782.png | 4150501.jpg
4150501EN3-782 | One Light Wall / Bath Sconce | The Clement bathroom lighting collection from Sea Gull is inspired by classic bath hardware design, with a fresh, transitional style and curved lines in the rounded backplates, fitters and shades. Satin Etched glass shades are subtlety concave and ever-so-slightly tapered in the center for visual appeal. With four size options of a 1-Light Sconce, a 2-Light Vanity, a 3-Light Vanity and a 4-Light Vanity, the Clement collection can fit bathrooms both large and small. The fixtures can be mounted either up or down, and are available in Heirloom Bronze finish for a more contemporary look, or Brushed Nickel for a more transitional look. | WALL SCONCE | Clement | Wall / Bath Lighting | Heirloom Bronze | 782 | Steel | Satin Etched Glass | D:6.3125" H:5.125" |  |  | 1 Medium A19 9.3w |  | 1 | Yes | [14 empty] | 0 | [12 empty] | 32 | 64 | 96 | W:6 5/16'' H:9 1/8'' E:8 3/4'' | 2 |  |  | 6.3125 | 9.125 | Cap Nuts |  |  |  |  | 8.75 |  | No |  | No | [21 empty] | DP:1'' W:5 1/2'' H:8 1/2'' OB UP:4 7/8'' OB DOWN:4 1/4'' Oval |  |  |  | 6.5 | Black/White |  |  | Hardwired | 0 | 1 | 0 | 1 | 1 | 0 | 0 | 0 | 0 | 0 | 0 | 785652059322 | 15.5 | 9.25 | 7.75 | 3 | 0.643 | 175 | Yes | [9 empty] | cETL Damp | CLEMENT 1L SCONCE-782 | One Light Wall / Bath Sconce |  | 4150501EN3-782.png | 4150501EN3.jpg
41806-782 | One Light Wall / Bath Sconce | The Holman collection by Sea Gull Lighting brings versatility and style to those just starting out. With softly flared glass and curved arms, there is just enough detail to give the overall look a lift while keeping it simple enough for those on a budget. Several chandeliers and sconces can be installed with lighting shining up or down, allowing the fixture to be customized for the specific space and function. Offered in a Brushed Nickel finish or Heirloom Bronze finish, both with Satin Etched glass. The assortment includes nine-light, five-light and three-light chandeliers, pendants in five sizes, both flush and semi-flush ceiling fixtures, as well as one-light, two-light three-light and four-light wall/bath fixtures. Both incandescent lamping and ENERGY STAR-qualified LED lamping are available. All fixtures are California Title 24 compliant. | WALL SCONCE | Holman | Wall / Bath Lighting | Heirloom Bronze | 782 | Steel | Satin Etched Glass | D:5.25" H:4.25" |  |  | 1 Medium A19 60w |  | 1 | No | [14 empty] | 0 | [12 empty] | 18.48 | 36.96 | 55.44 | W:5 1/4'' H:10 1/4'' E:7 1/4'' | 1.9 |  |  | 5.25 | 10.25 | Wall / Bath |  |  |  |  | 7.25 |  | No |  | No | [21 empty] | DP:3/4'' W:4 1/2'' H:7 1/2'' OB UP:6 1/2'' OB DOWN:3 3/4'' Oval |  |  |  | 6.5 | Black/White |  |  | Hardwired | 0 | 1 | 0 | 0 | 1 | 0 | 0 | 1 | 0 | 0 | 0 | 785652058721 | 12 | 8 | 8 | 2.5 | 0.444 | 175 | Yes | [8 empty] | UL Damp | cUL Damp | HOLMAN 1L SCONCE-782 | One Light Wall / Bath Sconce |  | 41806-782.png | 41806.jpg
41806-962 | One Light Wall / Bath | The Holman collection by Sea Gull Lighting brings versatility and style to those just starting out. With softly flared glass and curved arms, there is just enough detail to give the overall look a lift while keeping it simple enough for those on a budget. Several chandeliers and sconces can be installed with lighting shining up or down, allowing the fixture to be customized for the specific space and function. Offered in a Brushed Nickel finish or Heirloom Bronze finish, both with Satin Etched glass. The assortment includes nine-light, five-light and three-light chandeliers, pendants in five sizes, both flush and semi-flush ceiling fixtures, as well as one-light, two-light three-light and four-light wall/bath fixtures. Both incandescent lamping and ENERGY STAR-qualified LED lamping are available. All fixtures are California Title 24 compliant. | WALL SCONCE | Holman | Wall / Bath Lighting | Brushed Nickel | 962 | Steel | Satin Etched Glass | D:5.25" H:4.25" |  |  | 1 Medium A19 60w |  | 1 | No | [14 empty] | 0 | [12 empty] | 18.48 | 36.96 | 55.44 | W:5 1/4'' H:10 1/4'' E:7 1/4'' | 1.9 |  |  | 5.25 | 10.25 | Wall / Bath |  |  |  |  | 7.25 |  | No |  | No | [21 empty] | DP:3/4'' W:4 1/2'' H:7 1/2'' OB UP:6 1/2'' OB DOWN:3 3/4'' Oval |  |  |  | 6.5 | Black/White |  |  | Hardwired | 0 | 1 | 0 | 0 | 1 | 0 | 0 | 1 | 0 | 0 | 0 | 785652227493 | 12 | 8 | 8 | 2.5 | 0.444 | 175 | Yes | [8 empty] | UL Damp | cUL Damp | HOLMAN 1L SCONCE-962 | One Light Wall / Bath |  | 41806-962.jpg | 41806.jpg
41806EN3-782 | One Light Wall / Bath Sconce | The Holman collection by Sea Gull Lighting brings versatility and style to those just starting out. With softly flared glass and curved arms, there is just enough detail to give the overall look a lift while keeping it simple enough for those on a budget. Several chandeliers and sconces can be installed with lighting shining up or down, allowing the fixture to be customized for the specific space and function. Offered in a Brushed Nickel finish or Heirloom Bronze finish, both with Satin Etched glass. The assortment includes nine-light, five-light and three-light chandeliers, pendants in five sizes, both flush and semi-flush ceiling fixtures, as well as one-light, two-light three-light and four-light wall/bath fixtures. Both incandescent lamping and ENERGY STAR-qualified LED lamping are available. All fixtures are California Title 24 compliant. | WALL SCONCE | Holman | Wall / Bath Lighting | Heirloom Bronze | 782 | Steel | Satin Etched Glass | D:5.25" H:4.25" |  |  | 1 Medium A19 9.3w |  | 1 | Yes | [14 empty] | 0 | [12 empty] | 24.98 | 49.96 | 74.94 | W:5 1/4'' H:10 1/4'' E:7 1/4'' | 1.9 |  |  | 5.25 | 10.25 | Wall / Bath |  |  |  |  | 7.25 |  | No |  | No | [21 empty] | DP:3/4'' W:4 1/2'' H:7 1/2'' OB UP:6 1/2'' OB DOWN:3 3/4'' Oval |  |  |  | 6.5 | Black/White |  |  | Hardwired | 0 | 1 | 0 | 1 | 1 | 0 | 0 | 0 | 0 | 0 | 0 | 785652059223 | 8.25 | 8 | 12 | 2.9 | 0.458 | 125 | Yes | [8 empty] | UL Damp | cUL Damp | HOLMAN 1L SCONCE-782 | One Light Wall / Bath Sconce |  | 41806EN3-782.png | 41806.jpg
41806EN3-962 | One Light Wall / Bath Sconce | The Holman collection by Sea Gull Lighting brings versatility and style to those just starting out. With softly flared glass and curved arms, there is just enough detail to give the overall look a lift while keeping it simple enough for those on a budget. Several chandeliers and sconces can be installed with lighting shining up or down, allowing the fixture to be customized for the specific space and function. Offered in a Brushed Nickel finish or Heirloom Bronze finish, both with Satin Etched glass. The assortment includes nine-light, five-light and three-light chandeliers, pendants in five sizes, both flush and semi-flush ceiling fixtures, as well as one-light, two-light three-light and four-light wall/bath fixtures. Both incandescent lamping and ENERGY STAR-qualified LED lamping are available. All fixtures are California Title 24 compliant. | WALL SCONCE | Holman | Wall / Bath Lighting | Brushed Nickel | 962 | Steel | Satin Etched Glass | D:5.25" H:4.25" |  |  | 1 Medium A19 9.3w |  | 1 | Yes | [14 empty] | 0 | [12 empty] | 24.98 | 49.96 | 74.94 | W:5 1/4'' H:10 1/4'' E:7 1/4'' | 1.9 |  |  | 5.25 | 10.25 | Wall / Bath |  |  |  |  | 7.25 |  | No |  | No | [21 empty] | DP:3/4'' W:4 1/2'' H:7 1/2'' OB UP:6 1/2'' OB DOWN:3 3/4'' Oval |  |  |  | 6.5 | Black/White |  |  | Hardwired | 0 | 1 | 0 | 1 | 1 | 0 | 0 | 0 | 0 | 0 | 0 | 785652054266 | 8.25 | 8 | 12 | 2.9 | 0.458 | 125 | Yes | [8 empty] | UL Damp | cUL Damp | HOLMAN 1L SCONCE-962 | One Light Wall / Bath Sconce |  | 41806EN3-962.jpg | 41806.jpg
4187901-848 | One Light Wall Sconce |  | BATH | Cafe | Wall / Bath Lighting | Satin Bronze / Midnight Black | 848 / 112 | Steel | Etched / White Inside Glass |  |  |  | 1 Candelabra Torpedo 60w |  | 1 | No | [14 empty] | 0 | [12 empty] | 29.5 | 59 | 88.5 | W:6 1/4'' H:11 3/4'' E:7'' |  |  |  | 6.25 | 11.75 | [5 empty] | 7 |  | No |  | No | [25 empty] | 6.5 | Black/White |  |  | Hardwired | 0 | 1 | 0 | 0 | 1 | 0 | 0 | 1 | 0 | 0 | 0 | 785652085956 | [16 empty] | cETL Damp | CAFE 1L SCONCE-848 | One Light Wall Sconce |  | 4187901-848.jpg | 4187901.jpg
4187901-962 | One Light Wall Sconce |  | BATH | Cafe | Wall / Bath Lighting | Brushed Nickel / Midnight Black | 962 / 112 | Steel | Etched / White Inside Glass |  |  |  | 1 Candelabra Torpedo 60w |  | 1 | No | [14 empty] | 0 | [12 empty] | 29.5 | 59 | 88.5 | W:6 1/4'' H:11 3/4'' E:7'' |  |  |  | 6.25 | 11.75 | [5 empty] | 7 |  | No |  | No | [25 empty] | 6.5 | Black/White |  |  | Hardwired | 0 | 1 | 0 | 0 | 1 | 0 | 0 | 1 | 0 | 0 | 0 | 785652085970 | [16 empty] | cETL Damp | CAFE 1L SCONCE-962 | One Light Wall Sconce |  | 4187901-962.jpg | 4187901.jpg
4190301-05 | One Light Wall / Bath Sconce | Zire embodies simple clean lines in three finishes that strike a perfect balance of elegant yet minimalist design. Each of the lights sits on the round bottom rim, featuring an Edison-inspired design highlighted by a cylindrical glass shade. The assortment includes nine-light, five-light, and three-light chandeliers, a five light linear, one-light mini-pendant and one-light, two-light, three-light and four-light wall/bath fixtures. A stylish and elegant addition to any room in the house. Zire is offered in a Brushed Oil Rubbed Bronze, Brushed Nickel or Chrome finish. | WALL SCONCE | Zire | Wall / Bath Lighting | Chrome | 5 | Steel | Etched / White Inside Glass | D:3.875" H:6" |  |  | 1 Medium A19 75w |  | 1 | No | [14 empty] | 0 | [12 empty] | 32.48 | 64.96 | 97.44 | W:4 3/8'' H:7 7/8'' E:6 1/2'' | 1.52 |  |  | 4.375 | 7.875 | Cap Nuts |  |  |  |  | 6.5 |  | No |  | No | [21 empty] | DP:1'' W:4 3/8'' H:6'' OB UP:4 3/8'' OB DOWN:3 1/2'' Rectangular |  |  |  | 6.5 | Black/White |  |  | Hardwired | 0 | 1 | 0 | 0 | 1 | 0 | 0 | 1 | 0 | 0 | 0 | 785652070419 | 11.75 | 8.25 | 6.75 | 2.2 | 0.379 | 175 | Yes | 6 | 10785652070416 | 20.75 | 16.75 | 12.5 | 14.7 | 2.514 | Yes |  | cETL Damp | ZIRE 1L SCONCE-05 | One Light Wall / Bath Sconce |  | 4190301-05.jpg | 4190301.jpg
4190301-778 | One Light Wall / Bath Sconce | Zire embodies simple clean lines in three finishes that strike a perfect balance of elegant yet minimalist design. Each of the lights sits on the round bottom rim, featuring an Edison-inspired design highlighted by a cylindrical glass shade. The assortment includes nine-light, five-light, and three-light chandeliers, a five light linear, one-light mini-pendant and one-light, two-light, three-light and four-light wall/bath fixtures. A stylish and elegant addition to any room in the house. Zire is offered in a Brushed Oil Rubbed Bronze, Brushed Nickel or Chrome finish. | WALL SCONCE | Zire | Wall / Bath Lighting | Brushed Oil Rubbed Bronze | 778 | Steel | Etched / White Inside Glass | D:3.875" H:6" |  |  | 1 Medium A19 75w |  | 1 | No | [14 empty] | 0 | [12 empty] | 32.48 | 64.96 | 97.44 | W:4 3/8'' H:7 7/8'' E:6 1/2'' | 1.52 |  |  | 4.375 | 7.875 | Cap Nuts |  |  |  |  | 6.5 |  | No |  | No | [21 empty] | DP:1'' W:4 3/8'' H:6'' OB UP:4 3/8'' OB DOWN:3 1/2'' Rectangular |  |  |  | 6.5 | Black/White |  |  | Hardwired | 0 | 1 | 0 | 0 | 1 | 0 | 0 | 1 | 0 | 0 | 0 | 785652070426 | 11.75 | 8.18 | 7 | 2.2 | 0.389 | 175 | Yes | 6 | 10785652070423 | 21 | 17 | 12.5 | 14.6 | 2.582 | Yes |  | cETL Damp | ZIRE 1L SCONCE-778 | One Light Wall / Bath Sconce |  | 4190301-778.jpg | 4190301.jpg
4190301-962 | One Light Wall / Bath Sconce | Zire embodies simple clean lines in three finishes that strike a perfect balance of elegant yet minimalist design. Each of the lights sits on the round bottom rim, featuring an Edison-inspired design highlighted by a cylindrical glass shade. The assortment includes nine-light, five-light, and three-light chandeliers, a five light linear, one-light mini-pendant and one-light, two-light, three-light and four-light wall/bath fixtures. A stylish and elegant addition to any room in the house. Zire is offered in a Brushed Oil Rubbed Bronze, Brushed Nickel or Chrome finish. | WALL SCONCE | Zire | Wall / Bath Lighting | Brushed Nickel | 962 | Steel | Etched / White Inside Glass | D:3.875" H:6" |  |  | 1 Medium A19 75w |  | 1 | No | [14 empty] | 0 | [12 empty] | 32.48 | 64.96 | 97.44 | W:4 3/8'' H:7 7/8'' E:6 1/2'' | 1.52 |  |  | 4.375 | 7.875 | Cap Nuts |  |  |  |  | 6.5 |  | No |  | No | [21 empty] | DP:1'' W:4 3/8'' H:6'' OB UP:4 3/8'' OB DOWN:3 1/2'' Rectangular |  |  |  | 6.5 | Black/White |  |  | Hardwired | 0 | 1 | 0 | 0 | 1 | 0 | 0 | 1 | 0 | 0 | 0 | 785652070433 | 11.75 | 8.25 | 7 | 2.1 | 0.393 | 175 | Yes | 6 | 10785652070430 | 20.75 | 16.75 | 12.5 | 14.5 | 2.514 | Yes |  | cETL Damp | ZIRE 1L SCONCE-962 | One Light Wall / Bath Sconce |  | 4190301-962.jpg | 4190301.jpg
4190301EN3-05 | One Light Wall / Bath Sconce | Zire embodies simple clean lines in three finishes that strike a perfect balance of elegant yet minimalist design. Each of the lights sits on the round bottom rim, featuring an Edison-inspired design highlighted by a cylindrical glass shade. The assortment includes nine-light, five-light, and three-light chandeliers, a five light linear, one-light mini-pendant and one-light, two-light, three-light and four-light wall/bath fixtures. A stylish and elegant addition to any room in the house. Zire is offered in a Brushed Oil Rubbed Bronze, Brushed Nickel or Chrome finish. | WALL SCONCE | Zire | Wall / Bath Lighting | Chrome | 5 | Steel | Etched / White Inside Glass | D:3.875" H:6" |  |  | 1 Medium A19 9.3w |  | 1 | Yes | [14 empty] | 0 | [12 empty] | 37.48 | 74.96 | 112.44 | W:4 3/8'' H:7 7/8'' E:6 1/2'' | 1.52 |  |  | 4.375 | 7.875 | Cap Nuts |  |  |  |  | 6.5 |  | No |  | No | [21 empty] | DP:1'' W:4 3/8'' H:6'' OB UP:4 3/8'' OB DOWN:3 1/2'' Rectangular |  |  |  | 6.5 | Black/White |  |  | Hardwired | 0 | 1 | 0 | 1 | 1 | 0 | 0 | 0 | 0 | 0 | 0 | 785652072093 | 11.75 | 8.25 | 6.75 | 2.2 | 0.379 | 175 | Yes | 6 | 10785652072090 | 20.75 | 16.75 | 12.5 | 14.7 | 2.514 | Yes |  | cETL Damp | ZIRE 1L LED SCONCE-05 | One Light Wall / Bath Sconce |  | 4190301EN3-05.jpg | 4190301EN3.jpg
4190301EN3-778 | One Light Wall / Bath Sconce | Zire embodies simple clean lines in three finishes that strike a perfect balance of elegant yet minimalist design. Each of the lights sits on the round bottom rim, featuring an Edison-inspired design highlighted by a cylindrical glass shade. The assortment includes nine-light, five-light, and three-light chandeliers, a five light linear, one-light mini-pendant and one-light, two-light, three-light and four-light wall/bath fixtures. A stylish and elegant addition to any room in the house. Zire is offered in a Brushed Oil Rubbed Bronze, Brushed Nickel or Chrome finish. | WALL SCONCE | Zire | Wall / Bath Lighting | Brushed Oil Rubbed Bronze | 778 | Steel | Etched / White Inside Glass | D:3.875" H:6" |  |  | 1 Medium A19 9.3w |  | 1 | Yes | [14 empty] | 0 | [12 empty] | 37.48 | 74.96 | 112.44 | W:4 3/8'' H:7 7/8'' E:6 1/2'' | 1.52 |  |  | 4.375 | 7.875 | Cap Nuts |  |  |  |  | 6.5 |  | No |  | No | [21 empty] | DP:1'' W:4 3/8'' H:6'' OB UP:4 3/8'' OB DOWN:3 1/2'' Rectangular |  |  |  | 6.5 | Black/White |  |  | Hardwired | 0 | 1 | 0 | 1 | 1 | 0 | 0 | 0 | 0 | 0 | 0 | 785652072109 | 11.75 | 8.18 | 7 | 2.2 | 0.389 | 175 | Yes | 6 | 10785652072106 | 21 | 17 | 12.5 | 14.6 | 2.582 | Yes |  | cETL Damp | ZIRE 1L LED SCONCE-778 | One Light Wall / Bath Sconce |  | 4190301EN3-778.jpg | 4190301EN3.jpg
4190301EN3-962 | One Light Wall / Bath Sconce | Zire embodies simple clean lines in three finishes that strike a perfect balance of elegant yet minimalist design. Each of the lights sits on the round bottom rim, featuring an Edison-inspired design highlighted by a cylindrical glass shade. The assortment includes nine-light, five-light, and three-light chandeliers, a five light linear, one-light mini-pendant and one-light, two-light, three-light and four-light wall/bath fixtures. A stylish and elegant addition to any room in the house. Zire is offered in a Brushed Oil Rubbed Bronze, Brushed Nickel or Chrome finish. | WALL SCONCE | Zire | Wall / Bath Lighting | Brushed Nickel | 962 | Steel | Etched / White Inside Glass | D:3.875" H:6" |  |  | 1 Medium A19 9.3w |  | 1 | Yes | [14 empty] | 0 | [12 empty] | 37.48 | 74.96 | 112.44 | W:4 3/8'' H:7 7/8'' E:6 1/2'' | 1.52 |  |  | 4.375 | 7.875 | Cap Nuts |  |  |  |  | 6.5 |  | No |  | No | [21 empty] | DP:1'' W:4 3/8'' H:6'' OB UP:4 3/8'' OB DOWN:3 1/2'' Rectangular |  |  |  | 6.5 | Black/White |  |  | Hardwired | 0 | 1 | 0 | 1 | 1 | 0 | 0 | 0 | 0 | 0 | 0 | 785652072116 | 11.75 | 8.25 | 7 | 2.1 | 0.393 | 175 | Yes | 6 | 10785652072113 | 20.75 | 16.75 | 12.5 | 14.5 | 2.514 | Yes |  | cETL Damp | ZIRE 1L LED SCONCE-962 | One Light Wall / Bath Sconce |  | 4190301EN3-962.jpg | 4190301EN3.jpg
4190501-848 | One Light Wall Sconce |  | WALL SCONCE | Clark | Wall / Bath Lighting | Satin Bronze | 848 | Steel | White Linen Linen |  |  |  | 1 Medium A19 60w |  | 1 | No | [14 empty] | 0 | [12 empty] | 39.5 | 79 | 118.5 | W:7'' H:11 1/2'' E:8 1/4'' |  |  |  | 7 | 11.5 | [5 empty] | 8.25 |  | No |  | No | [25 empty] | 6.5 | Black/White |  |  | Hardwired | 0 | 0 | 0 | 0 | 1 | 0 | 0 | 1 | 0 | 0 | 0 | 785652085413 | [16 empty] | cETL Damp | CLARK 1L SCONCE-848 | One Light Wall Sconce |  | 4190501-848.jpg | 4190501.jpg
4190501-962 | One Light Wall Sconce |  | WALL SCONCE | Clark | Wall / Bath Lighting | Brushed Nickel | 962 | Steel | White Linen Linen |  |  |  | 1 Medium A19 60w |  | 1 | No | [14 empty] | 0 | [12 empty] | 39.5 | 79 | 118.5 | W:7'' H:11 1/2'' E:8 1/4'' |  |  |  | 7 | 11.5 | [5 empty] | 8.25 |  | No |  | No | [25 empty] | 6.5 | Black/White |  |  | Hardwired | 0 | 0 | 0 | 0 | 1 | 0 | 0 | 1 | 0 | 0 | 0 | 785652085420 | [16 empty] | cETL Damp | CLARK 1L SCONCE-962 | One Light Wall Sconce |  | 4190501-962.jpg | 4190501.jpg
4191401-715 | One Light Wall / Bath | Named after the Italian word for “sphere,” the transitional Sfera collection by Sea Gull Lighting features detailed center bands and rounded, sweeping curves -- rustic with a modern inspiration. Offered in Autumn Bronze finish with several glass options – extraordinary painted Mercury glass and Café Tint glass, as well as a Smoky Amber glass for wall/bath fixtures only. The assortment includes six-light and four-light chandeliers, pendants in three sizes, both flush and semi-flush ceiling fixtures, as well as two-light, three-light and four-light wall/bath fixtures. Both incandescent lamping and ENERGY STAR-qualified LED lamping are available. Most of these fixtures easily convert to LED by purchasing LED replacement lamps sold separately. | WALL SCONCE | Sfera | Wall / Bath Lighting | Autumn Bronze | 715 | Steel | Smokey Amber Glass | D:3.5" H:6.25" | D:3.5" |  | 1 Medium A19 100w |  | 1 | No | [14 empty] | 0 | [12 empty] | 27.98 | 55.96 | 83.94 | W:5'' H:11'' E:6'' | 1.7 |  |  | 5 | 11 | Wall / Bath |  |  |  |  | 6 |  | No |  | No | [21 empty] | D:5'' DP:1 1/4'' OB UP:8 1/2'' OB DOWN:2 1/2'' Round |  |  |  | 6.5 |  |  |  | Hardwired | 0 | 1 | 0 | 0 | 1 | 0 | 0 | 1 | 0 | 0 | 0 | 785652246999 | 10.375 | 8.25 | 9 | 2.2 | 0.446 | 175 | Yes | [9 empty] | cETL Damp | SFERA 1L SCONCE-715 | One Light Wall / Bath |  | 4191401-715.jpg | 4190401.jpg
4191401EN3-715 | One Light Wall / Bath Sconce | Named after the Italian word for “sphere,” the transitional Sfera collection by Sea Gull Lighting features detailed center bands and rounded, sweeping curves -- rustic with a modern inspiration. Offered in Autumn Bronze finish with several glass options – extraordinary painted Mercury glass and Café Tint glass, as well as a Smoky Amber glass for wall/bath fixtures only. The assortment includes six-light and four-light chandeliers, pendants in three sizes, both flush and semi-flush ceiling fixtures, as well as two-light, three-light and four-light wall/bath fixtures. Both incandescent lamping and ENERGY STAR-qualified LED lamping are available. Most of these fixtures easily convert to LED by purchasing LED replacement lamps sold separately. | WALL SCONCE | Sfera | Wall / Bath Lighting | Autumn Bronze | 715 | Steel | Cafe Tint Glass | D:3.5" H:6.25" | D:3.5" |  | 1 Medium A19 9.3w |  | 1 | Yes | [14 empty] | 0 | [12 empty] | 33.98 | 67.96 | 101.94 | W:5'' H:11'' E:6'' | 1.7 |  |  | 5 | 11 | Wall / Bath |  |  |  |  | 6 |  | No |  | No | [21 empty] | D:5'' DP:1 1/4'' OB UP:8 1/2'' OB DOWN:2 1/2'' Round |  |  |  | 6.5 | Black/White |  |  | Hardwired | 0 | 1 | 0 | 1 | 1 | 0 | 0 | 0 | 0 | 0 | 0 | 785652046865 | 10.5 | 8.25 | 9 | 2.2 | 0.451 | 175 | Yes | [9 empty] | cETL Damp | SFERA 1L SCONCE-715 | One Light Wall / Bath Sconce |  | 4191401EN3-715.jpg | 4191401.jpg
41939-05 | One Light Wall / Bath Sconce | The Windgate lighting collection by Sea Gull Lighting is a sensibly, modernized and transitional selection of fixtures featuring clean lines and sophisticated Alabaster style glass. The collection works well with a variety of interiors, as it blends well into its surrounding decor. Offered in Brushed Nickel or Heirloom Bronze finishes, as well as a Chrome finish for the wall/bath fixtures only. The assortment includes five-light, and three-light chandeliers (either with up-light or down-light), pendants in four sizes, both flush and semi-flush ceiling fixtures, as well as one-light, two-light, three-light and four-light wall/bath fixtures. Both incandescent lamping and ENERGY STAR-qualified LED lamping are available. Most of these fixtures easily convert to LED by purchasing LED replacement lamps sold separately. | WALL SCONCE | Windgate | Wall / Bath Lighting | Chrome | 5 | Steel | Alabaster Glass | D:5.4375" H:4.375" |  |  | 1 Medium A19 100w |  | 1 | No | [14 empty] | 0 | [12 empty] | 21.98 | 43.96 | 65.94 | W:5 1/2'' H:9'' E:8'' | 2.1 |  |  | 5.5 | 9 | Wall / Bath |  |  |  |  | 8 |  | No |  | No | [21 empty] | DP:13/16'' W:4 21/32'' H:5'' OB UP:4'' OB DOWN:5'' Oval |  |  |  | 6.5 |  |  |  | Hardwired | 0 | 1 | 0 | 0 | 1 | 0 | 0 | 1 | 0 | 0 | 0 | 785652244575 | 12.25 | 8.5 | 7.75 | 2.7 | 0.467 | 175 | Yes | 4 | 10785652244572 | 18 | 16 | 13 | 12.6 | 2.167 | Yes | ETL Damp | cETL Damp | WINDGATE 1L SCONCE-05 | One Light Wall / Bath Sconce |  | 41939-05.jpg | 41939.jpg
41939-782 | One Light Wall / Bath Sconce | The Windgate lighting collection by Sea Gull Lighting is a sensibly, modernized and transitional selection of fixtures featuring clean lines and sophisticated Alabaster style glass. The collection works well with a variety of interiors, as it blends well into its surrounding decor. Offered in Brushed Nickel or Heirloom Bronze finishes, as well as a Chrome finish for the wall/bath fixtures only. The assortment includes five-light, and three-light chandeliers (either with up-light or down-light), pendants in four sizes, both flush and semi-flush ceiling fixtures, as well as one-light, two-light, three-light and four-light wall/bath fixtures. Both incandescent lamping and ENERGY STAR-qualified LED lamping are available. Most of these fixtures easily convert to LED by purchasing LED replacement lamps sold separately. | WALL SCONCE | Windgate | Wall / Bath Lighting | Heirloom Bronze | 782 | Steel | Alabaster Glass | D:5.4375" H:4.375" |  |  | 1 Medium A19 100w |  | 1 | No | [14 empty] | 0 | [12 empty] | 21.98 | 43.96 | 65.94 | W:5 1/2'' H:9'' E:8'' | 2.1 |  |  | 5.5 | 9 | Wall / Bath |  |  |  |  | 8 |  | No |  | No | [21 empty] | DP:13/16'' W:4 21/32'' H:5'' OB UP:4'' OB DOWN:5'' Oval |  |  |  | 6.5 |  |  |  | Hardwired | 0 | 1 | 0 | 0 | 1 | 0 | 0 | 1 | 0 | 0 | 0 | 785652244551 | 12.25 | 8.5 | 7.75 | 2.7 | 0.467 | 175 | Yes | 4 | 10785652244558 | 18 | 16 | 13 | 12.6 | 2.167 | Yes | ETL Damp | cETL Damp | WINDGATE 1L SCONCE-782 | One Light Wall / Bath Sconce |  | 41939-782.jpg | 41939.jpg
41939-962 | One Light Wall / Bath Sconce | The Windgate lighting collection by Sea Gull Lighting is a sensibly, modernized and transitional selection of fixtures featuring clean lines and sophisticated Alabaster style glass. The collection works well with a variety of interiors, as it blends well into its surrounding decor. Offered in Brushed Nickel or Heirloom Bronze finishes, as well as a Chrome finish for the wall/bath fixtures only. The assortment includes five-light, and three-light chandeliers (either with up-light or down-light), pendants in four sizes, both flush and semi-flush ceiling fixtures, as well as one-light, two-light, three-light and four-light wall/bath fixtures. Both incandescent lamping and ENERGY STAR-qualified LED lamping are available. Most of these fixtures easily convert to LED by purchasing LED replacement lamps sold separately. | WALL SCONCE | Windgate | Wall / Bath Lighting | Brushed Nickel | 962 | Steel | Alabaster Glass | D:5.4375" H:4.375" |  |  | 1 Medium A19 100w |  | 1 | No | [14 empty] | 0 | [12 empty] | 21.98 | 43.96 | 65.94 | W:5 1/2'' H:9'' E:8'' | 2.1 |  |  | 5.5 | 9 | Wall / Bath |  |  |  |  | 8 |  | No |  | No | [21 empty] | DP:13/16'' W:4 21/32'' H:5'' OB UP:4'' OB DOWN:5'' Oval |  |  |  | 6.5 |  |  |  | Hardwired | 0 | 1 | 0 | 0 | 1 | 0 | 0 | 1 | 0 | 0 | 0 | 785652244568 | 12 | 7.5 | 8 | 2.5 | 0.417 | 125 | Yes | 4 | 10785652244565 | 17.5 | 16.5 | 16.5 | 11.5 | 2.757 | Yes | ETL Damp | cETL Damp | WINDGATE 1L SCONCE-962 | One Light Wall / Bath Sconce |  | 41939-962.jpg | 41939.jpg
41939EN3-05 | One Light Wall / Bath Sconce | The Windgate lighting collection by Sea Gull Lighting is a sensibly, modernized and transitional selection of fixtures featuring clean lines and sophisticated Alabaster style glass. The collection works well with a variety of interiors, as it blends well into its surrounding decor. Offered in Brushed Nickel or Heirloom Bronze finishes, as well as a Chrome finish for the wall/bath fixtures only. The assortment includes five-light, and three-light chandeliers (either with up-light or down-light), pendants in four sizes, both flush and semi-flush ceiling fixtures, as well as one-light, two-light, three-light and four-light wall/bath fixtures. Both incandescent lamping and ENERGY STAR-qualified LED lamping are available. Most of these fixtures easily convert to LED by purchasing LED replacement lamps sold separately. | WALL SCONCE | Windgate | Wall / Bath Lighting | Chrome | 5 | Steel | Alabaster Glass | D:5.4375" H:4.375" |  |  | 1 Medium A19 9.3w |  | 1 | Yes | [14 empty] | 0 | [12 empty] | 27.48 | 54.96 | 82.44 | W:5 1/2'' H:9'' E:8'' | 2.1 |  |  | 5.5 | 9 | Wall / Bath |  |  |  |  | 8 |  | No |  | No | [21 empty] | DP:13/16'' W:4 21/32'' H:5'' OB UP:4'' OB DOWN:5'' Oval |  |  |  | 6.5 | Black/White |  |  | Hardwired | 0 | 1 | 0 | 1 | 1 | 0 | 0 | 0 | 0 | 0 | 0 | 785652049026 | 12.25 | 8.5 | 7.75 | 2.7 | 0.467 | 175 | Yes | 4 | 10785652049023 | 18 | 16 | 13 | 12.6 | 2.167 | Yes | ETL Damp | cETL Damp | WINDGATE 1L SCONCE-05 | One Light Wall / Bath Sconce |  | 41939EN3-05.jpg | 41939.jpg
41939EN3-782 | One Light Wall / Bath Sconce | The Windgate lighting collection by Sea Gull Lighting is a sensibly, modernized and transitional selection of fixtures featuring clean lines and sophisticated Alabaster style glass. The collection works well with a variety of interiors, as it blends well into its surrounding decor. Offered in Brushed Nickel or Heirloom Bronze finishes, as well as a Chrome finish for the wall/bath fixtures only. The assortment includes five-light, and three-light chandeliers (either with up-light or down-light), pendants in four sizes, both flush and semi-flush ceiling fixtures, as well as one-light, two-light, three-light and four-light wall/bath fixtures. Both incandescent lamping and ENERGY STAR-qualified LED lamping are available. Most of these fixtures easily convert to LED by purchasing LED replacement lamps sold separately. | WALL SCONCE | Windgate | Wall / Bath Lighting | Heirloom Bronze | 782 | Steel | Alabaster Glass | D:5.4375" H:4.375" |  |  | 1 Medium A19 9.3w |  | 1 | Yes | [14 empty] | 0 | [12 empty] | 27.48 | 54.96 | 82.44 | W:5 1/2'' H:9'' E:8'' | 2.1 |  |  | 5.5 | 9 | Wall / Bath |  |  |  |  | 8 |  | No |  | No | [21 empty] | DP:13/16'' W:4 21/32'' H:5'' OB UP:4'' OB DOWN:5'' Oval |  |  |  | 6.5 | Black/White |  |  | Hardwired | 0 | 1 | 0 | 1 | 1 | 0 | 0 | 0 | 0 | 0 | 0 | 785652049033 | 12.25 | 8.5 | 7.75 | 2.7 | 0.467 | 175 | Yes | 4 | 10785652049030 | 18 | 16 | 13 | 12.6 | 2.167 | Yes | ETL Damp | cETL Damp | WINDGATE 1L SCONCE-782 | One Light Wall / Bath Sconce |  | 41939EN3-782.jpg | 41939.jpg
41939EN3-962 | One Light Wall / Bath Sconce | The Windgate lighting collection by Sea Gull Lighting is a sensibly, modernized and transitional selection of fixtures featuring clean lines and sophisticated Alabaster style glass. The collection works well with a variety of interiors, as it blends well into its surrounding decor. Offered in Brushed Nickel or Heirloom Bronze finishes, as well as a Chrome finish for the wall/bath fixtures only. The assortment includes five-light, and three-light chandeliers (either with up-light or down-light), pendants in four sizes, both flush and semi-flush ceiling fixtures, as well as one-light, two-light, three-light and four-light wall/bath fixtures. Both incandescent lamping and ENERGY STAR-qualified LED lamping are available. Most of these fixtures easily convert to LED by purchasing LED replacement lamps sold separately. | WALL SCONCE | Windgate | Wall / Bath Lighting | Brushed Nickel | 962 | Steel | Alabaster Glass | D:5.4375" H:4.375" |  |  | 1 Medium A19 9.3w |  | 1 | Yes | [14 empty] | 0 | [12 empty] | 27.48 | 54.96 | 82.44 | W:5 1/2'' H:9'' E:8'' | 2.1 |  |  | 5.5 | 9 | Wall / Bath |  |  |  |  | 8 |  | No |  | No | [21 empty] | DP:13/16'' W:4 21/32'' H:5'' OB UP:4'' OB DOWN:5'' Oval |  |  |  | 6.5 | Black/White |  |  | Hardwired | 0 | 1 | 0 | 1 | 1 | 0 | 0 | 0 | 0 | 0 | 0 | 785652049040 | 12.25 | 8.5 | 7.75 | 2.7 | 0.467 | 175 | Yes | 4 | 10785652049047 | 18 | 16 | 13 | 12.6 | 2.167 | Yes | ETL Damp | cETL Damp | WINDGATE 1L SCONCE-962 | One Light Wall / Bath Sconce |  | 41939EN3-962.jpg | 41939.jpg
4325-68 | One Light Outdoor Wall / Ceiling Mount | When function and versatility are of high importance, choose from Sea Gull Lighting's collection of ceiling / wall dual mount fixtures. These lighting products can be installed on a ceiling or wall with ease, providing a one-stop solution for various construction and remodel projects. | BATH | Ceiling / Wall Mount | Outdoor Lighting | White Plastic | 68 | Steel |  |  |  | White Plastic Polycarbonate | 1 Medium A19 60w |  | 1 | No | [14 empty] | 0 | [12 empty] | 33.48 | 66.96 | 100.44 | L:7 1/2'' W:5 1/4'' H:4'' E:4'' | 1.15 |  | 7.5 | 5.25 | 4 | Center Lock-Up |  |  |  |  | 4 |  | No |  | No | [20 empty] | DP:3/4'' W:7 1/2'' H:5 1/4'' Rectangular | DP:3/4'' W:7 1/2'' H:5 1/4'' OB UP:2 1/2'' Rectangular |  |  |  | 6.5 |  |  | N/A | Hardwired | 1 | 0 | 0 | 0 | 1 | 0 | 0 | 0 | 0 | 0 | 1 | 785652432583 | 9 | 6 | 5.25 | 1.5 | 0.164 | 100 | Yes | 6 | 10785652432580 | 19 | 18 | 6.25 | 10.4 | 1.237 | Yes | UL Wet | cUL Wet | 1L WALL / CEILING-68 | One Light Outdoor Wall / Ceiling Mount |  | 4325-68.jpg | 4325.jpg
4325EN3-68 | One Light Outdoor Wall / Ceiling Mount | When function and versatility are of high importance, choose from Sea Gull Lighting's collection of ceiling / wall dual mount fixtures. These lighting products can be installed on a ceiling or wall with ease, providing a one-stop solution for various construction and remodel projects. | BATH | Ceiling / Wall Mount | Outdoor Lighting | White Plastic | 68 | Steel |  |  |  | White Plastic Polycarbonate | 1 Medium A19 9.3w |  | 1 | Yes | [14 empty] | 0 | [12 empty] | 38.48 | 76.96 | 115.44 | L:7 1/2'' W:5 1/4'' H:4'' E:4'' | 1.15 |  | 7.5 | 5.25 | 4 | Center Lock-Up |  |  |  |  | 4 |  | No |  | No | [20 empty] | DP:3/4'' W:7 1/2'' H:5 1/4'' Rectangular |  |  |  |  | 6.5 | Black/White |  | N/A | Hardwired | 1 | 0 | 0 | 1 | 1 | 0 | 0 | 0 | 0 | 0 | 1 | 785652049057 | 9 | 6 | 5.25 | 1.5 | 0.164 | 100 | Yes | 6 | 10785652049054 | 19 | 18 | 6.25 | 10.4 | 1.237 | Yes | UL Wet | cUL Wet | 1L WALL / CEILING-68 | One Light Outdoor Wall / Ceiling Mount |  | 4325EN3-68.jpg | 4325.jpg
44019-05 | Two Light Wall / Bath | The Westmont bath lighting collection by Sea Gull Lighting features a subtle design that complements most bathroom decor. The traditional Satin White glass mounted downward on a transitional back plate combine for a very versatile design. In Brushed Nickel, this finish will coordinate well with nickel shaded bath fixtures. Damp Rated. Most of these fixtures easily convert to LED by purchasing LED replacement lamps sold separately. | BATH | Westmont | Wall / Bath Lighting | Chrome | 5 | Steel | Satin White Glass | D:4.5" H:4.5" |  |  | 2 Medium A19 100w |  | 2 | No | [14 empty] | 0 | [12 empty] | 25.95 | 51.9 | 77.85 | W:12'' H:8 1/4'' E:7 1/2'' | 3.24 |  |  | 12 | 8.25 | Center Lock-Up |  |  |  |  | 7.5 |  | No |  | No | [21 empty] | DP:1 1/4'' W:6 1/8'' H:4 1/8'' OB DOWN:2 3/4'' |  |  |  | 6.5 | Black/White |  |  | Hardwired | 0 | 0 | 0 | 0 | 1 | 0 | 0 | 1 | 0 | 0 | 0 | 785652083266 | 10.75 | 10.5 | 8 | 4 | 0.523 | 125 | Yes | [9 empty] | cETL Damp | WESTMONT 2L BATH-05 | Two Light Wall / Bath |  | 44019-05.jpg | 44019.jpg
44019-962 | Two Light Wall / Bath | The Westmont bath lighting collection by Sea Gull Lighting features a subtle design that complements most bathroom decor. The traditional Satin White glass mounted downward on a transitional back plate combine for a very versatile design. In Brushed Nickel, this finish will coordinate well with nickel shaded bath fixtures. Damp Rated. Most of these fixtures easily convert to LED by purchasing LED replacement lamps sold separately. | BATH | Westmont | Wall / Bath Lighting | Brushed Nickel | 962 | Steel | Satin White Glass | D:4.5" H:4.5" |  |  | 2 Medium A19 100w |  | 2 | No | [14 empty] | 0 | [12 empty] | 24.98 | 49.96 | 74.94 | W:12'' H:8 1/4'' E:7 1/2'' | 3.24 |  |  | 12 | 8.25 | Center Lock-Up |  |  |  |  | 7.5 |  | No |  | No | [21 empty] | DP:1 1/4'' W:6 1/8'' H:4 1/8'' OB DOWN:2 3/4'' |  |  |  | 6.5 | Black/White |  |  | Hardwired | 0 | 0 | 0 | 0 | 1 | 0 | 0 | 1 | 0 | 0 | 0 | 785652440199 | 10.75 | 10.5 | 8 | 4 | 0.523 | 125 | Yes | [9 empty] | cETL Damp | WESTMONT 2L BATH-962 | Two Light Wall / Bath |  | 44019-962.jpg | 44019.jpg
44019EN3-05 | Two Light Wall / Bath | The Westmont bath lighting collection by Sea Gull Lighting features a subtle design that complements most bathroom decor. The traditional Satin White glass mounted downward on a transitional back plate combine for a very versatile design. In Brushed Nickel, this finish will coordinate well with nickel shaded bath fixtures. Damp Rated. Most of these fixtures easily convert to LED by purchasing LED replacement lamps sold separately. | BATH | Westmont | Wall / Bath Lighting | Chrome | 5 | Steel | Satin White Glass | D:4.5" H:4.5" |  |  | 2 Medium A19 9.3w |  | 2 | Yes | [14 empty] | 0 | [12 empty] | 34.95 | 69.9 | 104.85 | W:12'' H:8 1/4'' E:7 1/2'' | 3.24 |  |  | 12 | 8.25 | Center Lock-Up |  |  |  |  | 7.5 |  | No |  | No | [21 empty] | DP:1 1/4'' W:6 1/8'' H:4 1/8'' OB DOWN:2 3/4'' |  |  |  | 6.5 | Black/White |  |  | Hardwired | 0 | 0 | 0 | 1 | 1 | 0 | 0 | 0 | 0 | 0 | 0 | 785652083297 | 10.75 | 10.5 | 8 | 4 | 0.523 | 125 | Yes | [9 empty] | cETL Damp | WESTMONT 2L BATH-05 | Two Light Wall / Bath |  | 44019EN3-05.jpg | 44019EN3.jpg
44019EN3-962 | Two Light Wall / Bath | The Westmont bath lighting collection by Sea Gull Lighting features a subtle design that complements most bathroom decor. The traditional Satin White glass mounted downward on a transitional back plate combine for a very versatile design. In Brushed Nickel, this finish will coordinate well with nickel shaded bath fixtures. Damp Rated. Most of these fixtures easily convert to LED by purchasing LED replacement lamps sold separately. | BATH | Westmont | Wall / Bath Lighting | Brushed Nickel | 962 | Steel | Satin White Glass | D:4.5" H:4.5" |  |  | 2 Medium A19 9.3w |  | 2 | Yes | [14 empty] | 0 | [12 empty] | 35.48 | 70.96 | 106.44 | W:12'' H:8 1/4'' E:7 1/2'' | 3.24 |  |  | 12 | 8.25 | Center Lock-Up |  |  |  |  | 7.5 |  | No |  | No | [21 empty] | DP:1 1/4'' W:6 1/8'' H:4 1/8'' OB DOWN:2 3/4'' |  |  |  | 6.5 | Black/White |  |  | Hardwired | 0 | 0 | 0 | 1 | 1 | 0 | 0 | 0 | 0 | 0 | 0 | 785652049064 | 10.75 | 10.5 | 8 | 4 | 0.523 | 125 | Yes | [9 empty] | cETL Damp | WESTMONT 2L BATH-962 | Two Light Wall / Bath |  | 44019EN3-962.jpg | 44019.jpg
44020-05 | Three Light Wall / Bath | The Westmont bath lighting collection by Sea Gull Lighting features a subtle design that complements most bathroom decor. The traditional Satin White glass mounted downward on a transitional back plate combine for a very versatile design. In Brushed Nickel, this finish will coordinate well with nickel shaded bath fixtures. Damp Rated. Most of these fixtures easily convert to LED by purchasing LED replacement lamps sold separately. | BATH | Westmont | Wall / Bath Lighting | Chrome | 5 | Steel | Satin White Glass | D:4.625" H:4.5" |  |  | 3 Medium A19 100w |  | 3 | No | [14 empty] | 0 | [12 empty] | 36.45 | 72.9 | 109.35 | W:17'' H:8 1/4'' E:8 1/2'' | 3.9 |  |  | 17 | 8.25 | Center Lock-Up |  |  |  |  | 8.5 |  | No |  | No | [21 empty] | DP:1 1/4'' W:6 1/8'' H:4 1/8'' OB DOWN:3'' Oval |  |  |  | 6.5 | Black/White |  |  | Hardwired | 0 | 0 | 0 | 0 | 1 | 0 | 0 | 1 | 0 | 0 | 0 | 785652083273 | 13.25 | 10.25 | 7.25 | 4.9 | 0.57 | 100 | Yes | [9 empty] | cETL Damp | WESTMONT 3L BATH-05 | Three Light Wall / Bath |  | 44020-05.jpg | 44020.jpg
44020-962 | Three Light Wall / Bath | The Westmont bath lighting collection by Sea Gull Lighting features a subtle design that complements most bathroom decor. The traditional Satin White glass mounted downward on a transitional back plate combine for a very versatile design. In Brushed Nickel, this finish will coordinate well with nickel shaded bath fixtures. Damp Rated. Most of these fixtures easily convert to LED by purchasing LED replacement lamps sold separately. | BATH | Westmont | Wall / Bath Lighting | Brushed Nickel | 962 | Steel | Satin White Glass | D:4.625" H:4.5" |  |  | 3 Medium A19 100w |  | 3 | No | [14 empty] | 0 | [12 empty] | 37.48 | 74.96 | 112.44 | W:17'' H:8 1/4'' E:8 1/2'' | 3.9 |  |  | 17 | 8.25 | Center Lock-Up |  |  |  |  | 8.5 |  | No |  | No | [21 empty] | DP:1 1/4'' W:6 1/8'' H:4 1/8'' OB DOWN:3'' Oval |  |  |  | 6.5 | Black/White |  |  | Hardwired | 0 | 0 | 0 | 0 | 1 | 0 | 0 | 1 | 0 | 0 | 0 | 785652440205 | 13.25 | 10.25 | 7.25 | 4.9 | 0.57 | 100 | Yes | [9 empty] | cETL Damp | WESTMONT 3L BATH-962 | Three Light Wall / Bath |  | 44020-962.jpg | 44020.jpg
44020EN3-05 | Three Light Wall / Bath | The Westmont bath lighting collection by Sea Gull Lighting features a subtle design that complements most bathroom decor. The traditional Satin White glass mounted downward on a transitional back plate combine for a very versatile design. In Brushed Nickel, this finish will coordinate well with nickel shaded bath fixtures. Damp Rated. Most of these fixtures easily convert to LED by purchasing LED replacement lamps sold separately. | BATH | Westmont | Wall / Bath Lighting | Chrome | 5 | Steel | Satin White Glass | D:4.625" H:4.5" |  |  | 3 Medium A19 9.3w |  | 3 | Yes | [14 empty] | 0 | [12 empty] | 49.95 | 99.9 | 149.85 | W:17'' H:8 1/4'' E:8 1/2'' | 3.9 |  |  | 17 | 8.25 | Center Lock-Up |  |  |  |  | 8.5 |  | No |  | No | [21 empty] | DP:1 1/4'' W:6 1/8'' H:4 1/8'' OB DOWN:3'' Oval |  |  |  | 6.5 | Black/White |  |  | Hardwired | 0 | 0 | 0 | 1 | 1 | 0 | 0 | 0 | 0 | 0 | 0 | 785652083341 | 13.25 | 10.25 | 7.25 | 4.9 | 0.57 | 100 | Yes | [9 empty] | cETL Damp | WESTMONT 3L BATH-05 | Three Light Wall / Bath |  | 44020EN3-05.jpg | 44020EN3.jpg
44020EN3-962 | Three Light Wall / Bath | The Westmont bath lighting collection by Sea Gull Lighting features a subtle design that complements most bathroom decor. The traditional Satin White glass mounted downward on a transitional back plate combine for a very versatile design. In Brushed Nickel, this finish will coordinate well with nickel shaded bath fixtures. Damp Rated. Most of these fixtures easily convert to LED by purchasing LED replacement lamps sold separately. | BATH | Westmont | Wall / Bath Lighting | Brushed Nickel | 962 | Steel | Satin White Glass | D:4.625" H:4.5" |  |  | 3 Medium A19 9.3w |  | 3 | Yes | [14 empty] | 0 | [12 empty] | 49.98 | 99.96 | 149.94 | W:17'' H:8 1/4'' E:8 1/2'' | 3.9 |  |  | 17 | 8.25 | Center Lock-Up |  |  |  |  | 8.5 |  | No |  | No | [21 empty] | DP:1 1/4'' W:6 1/8'' H:4 1/8'' OB DOWN:3'' Oval |  |  |  | 6.5 | Black/White |  |  | Hardwired | 0 | 0 | 0 | 1 | 1 | 0 | 0 | 0 | 0 | 0 | 0 | 785652049071 | 13.25 | 10.25 | 7.25 | 4.9 | 0.57 | 100 | Yes | [9 empty] | cETL Damp | WESTMONT 3L BATH-962 | Three Light Wall / Bath |  | 44020EN3-962.jpg | 44020.jpg
44021-05 | Four Light Wall / Bath | The Westmont bath lighting collection by Sea Gull Lighting features a subtle design that complements most bathroom decor. The traditional Satin White glass mounted downward on a transitional back plate combine for a very versatile design. In Brushed Nickel, this finish will coordinate well with nickel shaded bath fixtures. Damp Rated. Most of these fixtures easily convert to LED by purchasing LED replacement lamps sold separately. | BATH | Westmont | Wall / Bath Lighting | Chrome | 5 | Steel | Satin White Glass | D:4.625" H:4.5" |  |  | 4 Medium A19 100w |  | 4 | No | [14 empty] | 0 | [12 empty] | 46.95 | 93.9 | 140.85 | W:23 1/2'' H:8'' E:8 1/4'' | 5.7 |  |  | 23.5 | 8 | Center Lock-Up |  |  |  |  | 8.25 |  | No |  | No | [21 empty] | DP:1 1/4'' W:6 1/8'' H:4 1/8'' OB DOWN:2 3/4'' Oval |  |  |  | 6.5 | Black/White |  |  | Hardwired | 0 | 0 | 0 | 0 | 1 | 0 | 0 | 1 | 0 | 0 | 0 | 785652083280 | 18.75 | 12.75 | 7.75 | 7.15 | 1.072 | 125 | Yes | [9 empty] | cETL Damp | WESTMONT 4L BATH-05 | Four Light Wall / Bath |  | 44021-05.jpg | 44021.jpg
44021-962 | Four Light Wall / Bath | The Westmont bath lighting collection by Sea Gull Lighting features a subtle design that complements most bathroom decor. The traditional Satin White glass mounted downward on a transitional back plate combine for a very versatile design. In Brushed Nickel, this finish will coordinate well with nickel shaded bath fixtures. Damp Rated. Most of these fixtures easily convert to LED by purchasing LED replacement lamps sold separately. | BATH | Westmont | Wall / Bath Lighting | Brushed Nickel | 962 | Steel | Satin White Glass | D:4.625" H:4.5" |  |  | 4 Medium A19 100w |  | 4 | No | [14 empty] | 0 | [12 empty] | 46.45 | 92.9 | 139.35 | W:23 1/2'' H:8'' E:8 1/4'' | 5.7 |  |  | 23.5 | 8 | Center Lock-Up |  |  |  |  | 8.25 |  | No |  | No | [21 empty] | DP:1 1/4'' W:6 1/8'' H:4 1/8'' OB DOWN:2 3/4'' Oval |  |  |  | 6.5 | Black/White |  |  | Hardwired | 0 | 0 | 0 | 0 | 1 | 0 | 0 | 1 | 0 | 0 | 0 | 785652440212 | 18.75 | 12.75 | 7.75 | 7.15 | 1.072 | 125 | Yes | [9 empty] | cETL Damp | WESTMONT 4L BATH-962 | Four Light Wall / Bath |  | 44021-962.jpg | 44021.jpg
44021EN3-05 | Four Light Wall / Bath | The Westmont bath lighting collection by Sea Gull Lighting features a subtle design that complements most bathroom decor. The traditional Satin White glass mounted downward on a transitional back plate combine for a very versatile design. In Brushed Nickel, this finish will coordinate well with nickel shaded bath fixtures. Damp Rated. Most of these fixtures easily convert to LED by purchasing LED replacement lamps sold separately. | BATH | Westmont | Wall / Bath Lighting | Chrome | 5 | Steel | Satin White Glass | D:4.625" H:4.5" |  |  | 4 Medium A19 9.3w |  | 4 | Yes | [14 empty] | 0 | [12 empty] | 65.95 | 131.9 | 197.85 | W:23 1/2'' H:8'' E:8 1/4'' | 5.7 |  |  | 23.5 | 8 | Center Lock-Up |  |  |  |  | 8.25 |  | No |  | No | [21 empty] | DP:1 1/4'' W:6 1/8'' H:4 1/8'' OB DOWN:2 3/4'' Oval |  |  |  | 6.5 | Black/White |  |  | Hardwired | 0 | 0 | 0 | 1 | 1 | 0 | 0 | 0 | 0 | 0 | 0 | 785652083358 | 18.75 | 12.75 | 7.75 | 7.2 | 1.072 | 125 | Yes | [9 empty] | cETL Damp | WESTMONT 4L BATH-05 | Four Light Wall / Bath |  | 44021EN3-05.jpg | 44021EN3.jpg
44021EN3-962 | Four Light Wall / Bath | The Westmont bath lighting collection by Sea Gull Lighting features a subtle design that complements most bathroom decor. The traditional Satin White glass mounted downward on a transitional back plate combine for a very versatile design. In Brushed Nickel, this finish will coordinate well with nickel shaded bath fixtures. Damp Rated. Most of these fixtures easily convert to LED by purchasing LED replacement lamps sold separately. | BATH | Westmont | Wall / Bath Lighting | Brushed Nickel | 962 | Steel | Satin White Glass | D:4.625" H:4.5" |  |  | 4 Medium A19 9.3w |  | 4 | Yes | [14 empty] | 0 | [12 empty] | 64.95 | 129.9 | 194.85 | W:23 1/2'' H:8'' E:8 1/4'' | 5.7 |  |  | 23.5 | 8 | Center Lock-Up |  |  |  |  | 8.25 |  | No |  | No | [21 empty] | DP:1 1/4'' W:6 1/8'' H:4 1/8'' OB DOWN:2 3/4'' Oval |  |  |  | 6.5 | Black/White |  |  | Hardwired | 0 | 0 | 0 | 1 | 1 | 0 | 0 | 0 | 0 | 0 | 0 | 785652049088 | 18.75 | 12.75 | 7.75 | 7.2 | 1.072 | 125 | Yes | [9 empty] | cETL Damp | WESTMONT 4L BATH-962 | Four Light Wall / Bath |  | 44021EN3-962.jpg | 44021.jpg
44060-05 | One Light Wall / Bath Sconce | The Sussex lighting collection from Sea Gull Lighting is a perfect crossover from cottage style into urban chic. The Sussex collection's retro appeal softens and warms-up contemporary spaces, while retaining an up-to-date decor. Look to Sussex when balance and unity are required in your interior design. Offered in Brushed Nickel finish with Satin White glass or Heirloom Bronze with Satin Etched glass. For the wall/bath fixtures only, a Chrome finish coupled with Satin White glass is also available. The assortment includes nine-light, five-light and three-light chandeliers, pendants in six sizes, both flush and semi-flush ceiling fixtures, as well as one-light, two-light, three-light and four-light wall/bath fixtures. Both incandescent lamping and ENERGY STAR-qualified LED lamping are available. Most of these fixtures easily convert to LED by purchasing LED replacement lamps sold separately. | WALL SCONCE | Sussex | Wall / Bath Lighting | Chrome | 5 | Steel | Satin White Glass | D:7.5" H:4.0625" |  |  | 1 Medium A19 100w |  | 1 | No | [14 empty] | 0 | [12 empty] | 36.48 | 72.96 | 109.44 | W:7 1/2'' H:10 1/4'' E:10 1/4'' | 3 |  |  | 7.5 | 10.25 | Cap Nuts |  |  |  |  | 10.25 |  | No |  | No | [21 empty] | D:6 5/8'' DP:3'' OB UP:7'' OB DOWN:3 1/4'' |  |  |  | 6.5 |  |  | N/A | Hardwired | 0 | 1 | 0 | 0 | 1 | 0 | 0 | 1 | 0 | 0 | 0 | 785652440649 | 11.5 | 9.75 | 10.25 | 3.8 | 0.665 | 175 | Yes | 2 | 10785652440646 | 12 | 10.25 | 21.5 | 8.9 | 1.53 | Yes | ETL Damp | cETL Damp | SUSSEX 1L SCONCE-05 | One Light Wall / Bath Sconce |  | 44060-05.jpg | 44060.jpg
44060-782 | One Light Wall / Bath | The Sussex lighting collection from Sea Gull Lighting is a perfect crossover from cottage style into urban chic. The Sussex collection's retro appeal softens and warms-up contemporary spaces, while retaining an up-to-date decor. Look to Sussex when balance and unity are required in your interior design. Offered in Brushed Nickel finish with Satin White glass or Heirloom Bronze with Satin Etched glass. For the wall/bath fixtures only, a Chrome finish coupled with Satin White glass is also available. The assortment includes nine-light, five-light and three-light chandeliers, pendants in six sizes, both flush and semi-flush ceiling fixtures, as well as one-light, two-light, three-light and four-light wall/bath fixtures. Both incandescent lamping and ENERGY STAR-qualified LED lamping are available. Most of these fixtures easily convert to LED by purchasing LED replacement lamps sold separately. | WALL SCONCE | Sussex | Wall / Bath Lighting | Heirloom Bronze | 782 | Steel | Satin Etched Glass | D:7.5" H:4.0625" |  |  | 1 Medium A19 100w |  | 1 | No | [14 empty] | 0 | [12 empty] | 36.48 | 72.96 | 109.44 | W:7 1/2'' H:10 1/4'' E:10 1/4'' | 3 |  |  | 7.5 | 10.25 | Cap Nuts |  |  |  |  | 10.25 |  | No |  | No | [21 empty] | D:6 5/8'' DP:3'' OB UP:7'' OB DOWN:3 1/4'' |  |  |  | 6.5 |  |  | N/A | Hardwired | 0 | 1 | 0 | 0 | 1 | 0 | 0 | 1 | 0 | 0 | 0 | 785652440687 | 11.5 | 9.75 | 10.25 | 3.8 | 0.665 | 175 | Yes | 2 | 10785652440684 | 12 | 10.25 | 21.5 | 8.9 | 1.53 | Yes | ETL Damp | cETL Damp | SUSSEX 1L SCONCE-782 | One Light Wall / Bath |  | 44060-782.jpg | 44060.jpg
44060-962 | One Light Wall / Bath | The Sussex lighting collection from Sea Gull Lighting is a perfect crossover from cottage style into urban chic. The Sussex collection's retro appeal softens and warms-up contemporary spaces, while retaining an up-to-date decor. Look to Sussex when balance and unity are required in your interior design. Offered in Brushed Nickel finish with Satin White glass or Heirloom Bronze with Satin Etched glass. For the wall/bath fixtures only, a Chrome finish coupled with Satin White glass is also available. The assortment includes nine-light, five-light and three-light chandeliers, pendants in six sizes, both flush and semi-flush ceiling fixtures, as well as one-light, two-light, three-light and four-light wall/bath fixtures. Both incandescent lamping and ENERGY STAR-qualified LED lamping are available. Most of these fixtures easily convert to LED by purchasing LED replacement lamps sold separately. | WALL SCONCE | Sussex | Wall / Bath Lighting | Brushed Nickel | 962 | Steel | Satin White Glass | D:7.5" H:4.0625" |  |  | 1 Medium A19 100w |  | 1 | No | [14 empty] | 0 | [12 empty] | 36.48 | 72.96 | 109.44 | W:7 1/2'' H:10 1/4'' E:10 1/4'' | 3 |  |  | 7.5 | 10.25 | Cap Nuts |  |  |  |  | 10.25 |  | No |  | No | [21 empty] | D:6 5/8'' DP:3'' OB UP:7'' OB DOWN:3 1/4'' |  |  |  | 6.5 |  |  | N/A | Hardwired | 0 | 1 | 0 | 0 | 1 | 0 | 0 | 1 | 0 | 0 | 0 | 785652440601 | 11.5 | 9.75 | 10.25 | 3.8 | 0.665 | 175 | Yes | 2 | 10785652440608 | 12 | 10.25 | 21.5 | 8.9 | 1.53 | Yes | ETL Damp | cETL Damp | SUSSEX 1L SCONCE-962 | One Light Wall / Bath |  | 44060-962.jpg | 44060.jpg
44060EN3-05 | One Light Wall / Bath Sconce | The Sussex lighting collection from Sea Gull Lighting is a perfect crossover from cottage style into urban chic. The Sussex collection's retro appeal softens and warms-up contemporary spaces, while retaining an up-to-date decor. Look to Sussex when balance and unity are required in your interior design. Offered in Brushed Nickel finish with Satin White glass or Heirloom Bronze with Satin Etched glass. For the wall/bath fixtures only, a Chrome finish coupled with Satin White glass is also available. The assortment includes nine-light, five-light and three-light chandeliers, pendants in six sizes, both flush and semi-flush ceiling fixtures, as well as one-light, two-light, three-light and four-light wall/bath fixtures. Both incandescent lamping and ENERGY STAR-qualified LED lamping are available. Most of these fixtures easily convert to LED by purchasing LED replacement lamps sold separately. | WALL SCONCE | Sussex | Wall / Bath Lighting | Chrome | 5 | Steel | Satin White Glass | D:7.5" H:4.0625" |  |  | 1 Medium A19 9.3w |  | 1 | Yes | [14 empty] | 0 | [12 empty] | 39.98 | 79.96 | 119.94 | W:7 1/2'' H:10 1/4'' E:10 1/4'' | 3 |  |  | 7.5 | 10.25 | Cap Nuts |  |  |  |  | 10.25 |  | No |  | No | [21 empty] | D:6 5/8'' DP:3'' OB UP:7'' OB DOWN:3 1/4'' |  |  |  | 6.5 | Black/White |  | N/A | Hardwired | 0 | 1 | 0 | 1 | 1 | 0 | 0 | 0 | 0 | 0 | 0 | 785652049118 | 11.5 | 9.75 | 10.25 | 3.8 | 0.665 | 175 | Yes | 2 | 10785652049115 | 21.5 | 10.25 | 12 | 8.9 | 1.53 | Yes | ETL Damp | cETL Damp | SUSSEX 1L SCONCE-05 | One Light Wall / Bath Sconce |  | 44060EN3-05.jpg | 44060.jpg
44060EN3-782 | One Light Wall / Bath Sconce | The Sussex lighting collection from Sea Gull Lighting is a perfect crossover from cottage style into urban chic. The Sussex collection's retro appeal softens and warms-up contemporary spaces, while retaining an up-to-date decor. Look to Sussex when balance and unity are required in your interior design. Offered in Brushed Nickel finish with Satin White glass or Heirloom Bronze with Satin Etched glass. For the wall/bath fixtures only, a Chrome finish coupled with Satin White glass is also available. The assortment includes nine-light, five-light and three-light chandeliers, pendants in six sizes, both flush and semi-flush ceiling fixtures, as well as one-light, two-light, three-light and four-light wall/bath fixtures. Both incandescent lamping and ENERGY STAR-qualified LED lamping are available. Most of these fixtures easily convert to LED by purchasing LED replacement lamps sold separately. | WALL SCONCE | Sussex | Wall / Bath Lighting | Heirloom Bronze | 782 | Steel | Satin Etched Glass | D:7.5" H:4.0625" |  |  | 1 Medium A19 9.3w |  | 1 | Yes | [14 empty] | 0 | [12 empty] | 42.48 | 84.96 | 127.44 | W:7 1/2'' H:10 1/4'' E:10 1/4'' | 3 |  |  | 7.5 | 10.25 | Cap Nuts |  |  |  |  | 10.25 |  | No |  | No | [21 empty] | D:6 5/8'' DP:3'' OB UP:7'' OB DOWN:3 1/4'' |  |  |  | 6.5 | Black/White |  | N/A | Hardwired | 0 | 1 | 0 | 1 | 1 | 0 | 0 | 0 | 0 | 0 | 0 | 785652047107 | 11.5 | 9.75 | 10.25 | 3.8 | 0.665 | 175 | Yes | 2 | 10785652047104 | 12 | 10.25 | 21.5 | 8.9 | 1.53 | Yes | ETL Damp | cETL Damp | SUSSEX 1L SCONCE-782 | One Light Wall / Bath Sconce |  | 44060EN3-782.jpg | 44060.jpg
44060EN3-962 | One Light Wall / Bath Sconce | The Sussex lighting collection from Sea Gull Lighting is a perfect crossover from cottage style into urban chic. The Sussex collection's retro appeal softens and warms-up contemporary spaces, while retaining an up-to-date decor. Look to Sussex when balance and unity are required in your interior design. Offered in Brushed Nickel finish with Satin White glass or Heirloom Bronze with Satin Etched glass. For the wall/bath fixtures only, a Chrome finish coupled with Satin White glass is also available. The assortment includes nine-light, five-light and three-light chandeliers, pendants in six sizes, both flush and semi-flush ceiling fixtures, as well as one-light, two-light, three-light and four-light wall/bath fixtures. Both incandescent lamping and ENERGY STAR-qualified LED lamping are available. Most of these fixtures easily convert to LED by purchasing LED replacement lamps sold separately. | WALL SCONCE | Sussex | Wall / Bath Lighting | Brushed Nickel | 962 | Steel | Satin White Glass | D:7.5" |  |  | 1 Medium A19 9.3w |  | 1 | Yes | [14 empty] | 0 | [12 empty] | 42.48 | 84.96 | 127.44 | W:7 1/2'' H:10 1/4'' E:10 1/4'' | 3 |  |  | 7.5 | 10.25 | Cap Nuts |  |  |  |  | 10.25 |  | No |  | No | [21 empty] | D:6 5/8'' DP:3'' OB UP:7'' OB DOWN:3 1/4'' |  |  |  | 6.5 | Black/White |  | N/A | Hardwired | 0 | 1 | 0 | 1 | 1 | 0 | 0 | 0 | 0 | 0 | 0 | 785652047114 | 10.25 | 9.5 | 9.75 | 2.8 | 0.549 | 175 | Yes | 2 | 10785652047111 | 19.75 | 10.5 | 12 | 6.8 | 1.44 | Yes | ETL Damp | cETL Damp | SUSSEX 1L SCONCE-962 | One Light Wall / Bath Sconce |  | 44060EN3-962.jpg | 44060.jpg
44061-05 | Two Light Wall / Bath | The Sussex lighting collection from Sea Gull Lighting is a perfect crossover from cottage style into urban chic. The Sussex collection's retro appeal softens and warms-up contemporary spaces, while retaining an up-to-date decor. Look to Sussex when balance and unity are required in your interior design. Offered in Brushed Nickel finish with Satin White glass or Heirloom Bronze with Satin Etched glass. For the wall/bath fixtures only, a Chrome finish coupled with Satin White glass is also available. The assortment includes nine-light, five-light and three-light chandeliers, pendants in six sizes, both flush and semi-flush ceiling fixtures, as well as one-light, two-light, three-light and four-light wall/bath fixtures. Both incandescent lamping and ENERGY STAR-qualified LED lamping are available. Most of these fixtures easily convert to LED by purchasing LED replacement lamps sold separately. | BATH | Sussex | Wall / Bath Lighting | Chrome | 5 | Steel | Satin White Glass | D:7.5" H:4.0625" |  |  | 2 Medium A19 100w |  | 2 | No | [14 empty] | 0 | [12 empty] | 56.98 | 113.96 | 170.94 | W:18'' H:10 1/4'' E:10 1/4'' | 5.2 |  |  | 18 | 10.25 | Cap Nuts |  |  |  |  | 10.25 |  | No |  | No | [21 empty] | D:6 5/8'' DP:3'' OB UP:7'' OB DOWN:3 1/4'' |  |  |  | 6.5 |  |  | N/A | Hardwired | 0 | 1 | 0 | 0 | 1 | 0 | 0 | 1 | 0 | 0 | 0 | 785652440694 | 17.25 | 9.5 | 9.25 | 5.4 | 0.877 | 125 | Yes | [8 empty] | ETL Damp | cETL Damp | SUSSEX 2L BATH-05 | Two Light Wall / Bath |  | 44061-05.jpg | 44061.jpg
44061-782 | Two Light Wall / Bath | The Sussex lighting collection from Sea Gull Lighting is a perfect crossover from cottage style into urban chic. The Sussex collection's retro appeal softens and warms-up contemporary spaces, while retaining an up-to-date decor. Look to Sussex when balance and unity are required in your interior design. Offered in Brushed Nickel finish with Satin White glass or Heirloom Bronze with Satin Etched glass. For the wall/bath fixtures only, a Chrome finish coupled with Satin White glass is also available. The assortment includes nine-light, five-light and three-light chandeliers, pendants in six sizes, both flush and semi-flush ceiling fixtures, as well as one-light, two-light, three-light and four-light wall/bath fixtures. Both incandescent lamping and ENERGY STAR-qualified LED lamping are available. Most of these fixtures easily convert to LED by purchasing LED replacement lamps sold separately. | BATH | Sussex | Wall / Bath Lighting | Heirloom Bronze | 782 | Steel | Satin Etched Glass | D:7.5" H:4.0625" |  |  | 2 Medium A19 100w |  | 2 | No | [14 empty] | 0 | [12 empty] | 56.98 | 113.96 | 170.94 | W:18'' H:10 1/4'' E:10 1/4'' | 5.3 |  |  | 18 | 10.25 | Cap Nuts |  |  |  |  | 10.25 |  | No |  | No | [21 empty] | D:6 5/8'' DP:3'' OB UP:7'' OB DOWN:3 1/4'' |  |  |  | 6.5 |  |  | N/A | Hardwired | 0 | 1 | 0 | 0 | 1 | 0 | 0 | 1 | 0 | 0 | 0 | 785652044069 | 15 | 11.25 | 9.75 | 6.8 | 0.952 | 125 | Yes | [8 empty] | ETL Damp | cETL Damp | SUSSEX 2L BATH-782 | Two Light Wall / Bath |  | 44061-782.jpg | 44061.jpg
44061-962 | Two Light Wall / Bath | The Sussex lighting collection from Sea Gull Lighting is a perfect crossover from cottage style into urban chic. The Sussex collection's retro appeal softens and warms-up contemporary spaces, while retaining an up-to-date decor. Look to Sussex when balance and unity are required in your interior design. Offered in Brushed Nickel finish with Satin White glass or Heirloom Bronze with Satin Etched glass. For the wall/bath fixtures only, a Chrome finish coupled with Satin White glass is also available. The assortment includes nine-light, five-light and three-light chandeliers, pendants in six sizes, both flush and semi-flush ceiling fixtures, as well as one-light, two-light, three-light and four-light wall/bath fixtures. Both incandescent lamping and ENERGY STAR-qualified LED lamping are available. Most of these fixtures easily convert to LED by purchasing LED replacement lamps sold separately. | BATH | Sussex | Wall / Bath Lighting | Brushed Nickel | 962 | Steel | Satin White Glass | D:7.5" H:4.0625" |  |  | 2 Medium A19 100w |  | 2 | No | [14 empty] | 0 | [12 empty] | 56.98 | 113.96 | 170.94 | W:18'' H:10 1/4'' E:10 1/4'' | 5.2 |  |  | 18 | 10.25 | Cap Nuts |  |  |  |  | 10.25 |  | No |  | No | [21 empty] | D:6 5/8'' DP:3'' OB UP:7'' OB DOWN:3 1/4'' Round |  |  |  | 6.5 |  |  | N/A | Hardwired | 0 | 1 | 0 | 0 | 1 | 0 | 0 | 1 | 0 | 0 | 0 | 785652440618 | 15 | 11.5 | 10 | 6.5 | 0.998 | 125 | Yes | [8 empty] | ETL Damp | cETL Damp | SUSSEX 2L BATH-962 | Two Light Wall / Bath |  | 44061-962.jpg | 44061.jpg
44061EN3-05 | Two Light Wall / Bath | The Sussex lighting collection from Sea Gull Lighting is a perfect crossover from cottage style into urban chic. The Sussex collection's retro appeal softens and warms-up contemporary spaces, while retaining an up-to-date decor. Look to Sussex when balance and unity are required in your interior design. Offered in Brushed Nickel finish with Satin White glass or Heirloom Bronze with Satin Etched glass. For the wall/bath fixtures only, a Chrome finish coupled with Satin White glass is also available. The assortment includes nine-light, five-light and three-light chandeliers, pendants in six sizes, both flush and semi-flush ceiling fixtures, as well as one-light, two-light, three-light and four-light wall/bath fixtures. Both incandescent lamping and ENERGY STAR-qualified LED lamping are available. Most of these fixtures easily convert to LED by purchasing LED replacement lamps sold separately. | BATH | Sussex | Wall / Bath Lighting | Chrome | 5 | Steel | Satin White Glass | D:7.5" H:4.0625" |  |  | 2 Medium A19 9.3w |  | 2 | Yes | [14 empty] | 0 | [12 empty] | 65.98 | 131.96 | 197.94 | W:18'' H:10 1/4'' E:10 1/4'' | 5.2 |  |  | 18 | 10.25 | Cap Nuts |  |  |  |  | 10.25 |  | No |  | No | [21 empty] | D:6 5/8'' DP:3'' OB UP:7'' OB DOWN:3 1/4'' |  |  |  | 6.5 | Black/White |  | N/A | Hardwired | 0 | 1 | 0 | 1 | 1 | 0 | 0 | 0 | 0 | 0 | 0 | 785652047121 | 18.5 | 10 | 9 | 5.2 | 0.964 | 175 | Yes | [8 empty] | ETL Damp | cETL Damp | SUSSEX 2L BATH-05 | Two Light Wall / Bath |  | 44061EN3-05.jpg | 44061.jpg
44061EN3-782 | Two Light Wall / Bath | The Sussex lighting collection from Sea Gull Lighting is a perfect crossover from cottage style into urban chic. The Sussex collection's retro appeal softens and warms-up contemporary spaces, while retaining an up-to-date decor. Look to Sussex when balance and unity are required in your interior design. Offered in Brushed Nickel finish with Satin White glass or Heirloom Bronze with Satin Etched glass. For the wall/bath fixtures only, a Chrome finish coupled with Satin White glass is also available. The assortment includes nine-light, five-light and three-light chandeliers, pendants in six sizes, both flush and semi-flush ceiling fixtures, as well as one-light, two-light, three-light and four-light wall/bath fixtures. Both incandescent lamping and ENERGY STAR-qualified LED lamping are available. Most of these fixtures easily convert to LED by purchasing LED replacement lamps sold separately. | BATH | Sussex | Wall / Bath Lighting | Heirloom Bronze | 782 | Steel | Satin Etched Glass | D:7.5" H:4.0625" |  |  | 2 Medium A19 9.3w |  | 2 | Yes | [14 empty] | 0 | [12 empty] | 69.48 | 138.96 | 208.44 | W:18'' H:10 1/4'' E:10 1/4'' | 5.3 |  |  | 18 | 10.25 | Cap Nuts |  |  |  |  | 10.25 |  | No |  | No | [21 empty] | D:6 5/8'' DP:3'' OB UP:7'' OB DOWN:3 1/4'' |  |  |  | 6.5 | Black/White |  | N/A | Hardwired | 0 | 1 | 0 | 1 | 1 | 0 | 0 | 0 | 0 | 0 | 0 | 785652047138 | 15 | 11.25 | 9.75 | 6.8 | 0.952 | 125 | Yes | [8 empty] | ETL Damp | cETL Damp | SUSSEX 2L BATH-782 | Two Light Wall / Bath |  | 44061EN3-782.jpg | 44061.jpg
44061EN3-962 | Two Light Wall / Bath | The Sussex lighting collection from Sea Gull Lighting is a perfect crossover from cottage style into urban chic. The Sussex collection's retro appeal softens and warms-up contemporary spaces, while retaining an up-to-date decor. Look to Sussex when balance and unity are required in your interior design. Offered in Brushed Nickel finish with Satin White glass or Heirloom Bronze with Satin Etched glass. For the wall/bath fixtures only, a Chrome finish coupled with Satin White glass is also available. The assortment includes nine-light, five-light and three-light chandeliers, pendants in six sizes, both flush and semi-flush ceiling fixtures, as well as one-light, two-light, three-light and four-light wall/bath fixtures. Both incandescent lamping and ENERGY STAR-qualified LED lamping are available. Most of these fixtures easily convert to LED by purchasing LED replacement lamps sold separately. | BATH | Sussex | Wall / Bath Lighting | Brushed Nickel | 962 | Steel | Satin White Glass | D:7.5" H:4.0625" |  |  | 2 Medium A19 9.3w |  | 2 | Yes | [14 empty] | 0 | [12 empty] | 69.48 | 138.96 | 208.44 | W:18'' H:10 1/4'' E:10 1/4'' | 5.2 |  |  | 18 | 10.25 | Cap Nuts |  |  |  |  | 10.25 |  | No |  | No | [21 empty] | D:6 5/8'' DP:3'' OB UP:7'' OB DOWN:3 1/4'' |  |  |  | 6.5 | Black/White |  | N/A | Hardwired | 0 | 1 | 0 | 1 | 1 | 0 | 0 | 0 | 0 | 0 | 0 | 785652047145 | 18.75 | 10 | 8.75 | 5.1 | 0.949 | 175 | Yes | [8 empty] | ETL Damp | cETL Damp | SUSSEX 2L BATH-962 | Two Light Wall / Bath |  | 44061EN3-962.jpg | 44061.jpg
44062-05 | Three Light Wall / Bath | The Sussex lighting collection from Sea Gull Lighting is a perfect crossover from cottage style into urban chic. The Sussex collection's retro appeal softens and warms-up contemporary spaces, while retaining an up-to-date decor. Look to Sussex when balance and unity are required in your interior design. Offered in Brushed Nickel finish with Satin White glass or Heirloom Bronze with Satin Etched glass. For the wall/bath fixtures only, a Chrome finish coupled with Satin White glass is also available. The assortment includes nine-light, five-light and three-light chandeliers, pendants in six sizes, both flush and semi-flush ceiling fixtures, as well as one-light, two-light, three-light and four-light wall/bath fixtures. Both incandescent lamping and ENERGY STAR-qualified LED lamping are available. Most of these fixtures easily convert to LED by purchasing LED replacement lamps sold separately. | BATH | Sussex | Wall / Bath Lighting | Chrome | 5 | Steel | Satin White Glass | D:7.5" H:4.0625" |  |  | 3 Medium A19 100w |  | 3 | No | [14 empty] | 0 | [12 empty] | 71.48 | 142.96 | 214.44 | W:24'' H:10 1/4'' E:10 1/4'' | 7.56 |  |  | 24 | 10.25 | Cap Nuts |  |  |  |  | 10.25 |  | No |  | No | [21 empty] | D:6 5/8'' DP:3'' OB UP:7'' OB DOWN:3 1/4'' |  |  |  | 6.5 |  |  | N/A | Hardwired | 0 | 1 | 0 | 0 | 1 | 0 | 0 | 1 | 0 | 0 | 0 | 785652440632 | 21.5 | 9.5 | 9 | 9.46 | 1.064 | 100 | Yes | [8 empty] | ETL Damp | cETL Damp | SUSSEX 3L BATH-05 | Three Light Wall / Bath |  | 44062-05.jpg | 44062.jpg
44062-782 | Three Light Wall / Bath | The Sussex lighting collection from Sea Gull Lighting is a perfect crossover from cottage style into urban chic. The Sussex collection's retro appeal softens and warms-up contemporary spaces, while retaining an up-to-date decor. Look to Sussex when balance and unity are required in your interior design. Offered in Brushed Nickel finish with Satin White glass or Heirloom Bronze with Satin Etched glass. For the wall/bath fixtures only, a Chrome finish coupled with Satin White glass is also available. The assortment includes nine-light, five-light and three-light chandeliers, pendants in six sizes, both flush and semi-flush ceiling fixtures, as well as one-light, two-light, three-light and four-light wall/bath fixtures. Both incandescent lamping and ENERGY STAR-qualified LED lamping are available. Most of these fixtures easily convert to LED by purchasing LED replacement lamps sold separately. | BATH | Sussex | Wall / Bath Lighting | Heirloom Bronze | 782 | Steel | Satin Etched Glass | D:7.5" H:4.0625" |  |  | 3 Medium A19 100w |  | 3 | No | [14 empty] | 0 | [12 empty] | 71.48 | 142.96 | 214.44 | W:24'' H:10 1/4'' E:10 1/4'' | 7.56 |  |  | 24 | 10.25 | Cap Nuts |  |  |  |  | 10.25 |  | No |  | No | [21 empty] | D:6 5/8'' DP:3'' OB UP:7'' OB DOWN:3 1/4'' |  |  |  | 6.5 |  |  | N/A | Hardwired | 0 | 1 | 0 | 0 | 1 | 0 | 0 | 1 | 0 | 0 | 0 | 785652044083 | 22.5 | 12.875 | 9 | 6.5 | 1.509 | 175 | Yes | [8 empty] | ETL Damp | cETL Damp | SUSSEX 3L BATH-782 | Three Light Wall / Bath |  | 44062-782.jpg | 44062.jpg
44062-962 | Three Light Wall / Bath | The Sussex lighting collection from Sea Gull Lighting is a perfect crossover from cottage style into urban chic. The Sussex collection's retro appeal softens and warms-up contemporary spaces, while retaining an up-to-date decor. Look to Sussex when balance and unity are required in your interior design. Offered in Brushed Nickel finish with Satin White glass or Heirloom Bronze with Satin Etched glass. For the wall/bath fixtures only, a Chrome finish coupled with Satin White glass is also available. The assortment includes nine-light, five-light and three-light chandeliers, pendants in six sizes, both flush and semi-flush ceiling fixtures, as well as one-light, two-light, three-light and four-light wall/bath fixtures. Both incandescent lamping and ENERGY STAR-qualified LED lamping are available. Most of these fixtures easily convert to LED by purchasing LED replacement lamps sold separately. | BATH | Sussex | Wall / Bath Lighting | Brushed Nickel | 962 | Steel | Satin White Glass | D:7.5" H:4.0625" |  |  | 3 Medium A19 100w |  | 3 | No | [14 empty] | 0 | [12 empty] | 71.48 | 142.96 | 214.44 | W:24'' H:10 1/4'' E:10 1/4'' | 7.56 |  |  | 24 | 10.25 | Cap Nuts |  |  |  |  | 10.25 |  | No |  | No | [21 empty] | D:6 5/8'' DP:3'' OB UP:7'' OB DOWN:3 1/4'' |  |  |  | 6.5 |  |  | N/A | Hardwired | 0 | 1 | 0 | 0 | 1 | 0 | 0 | 1 | 0 | 0 | 0 | 785652440625 | 21.25 | 8.5 | 10 | 7.4 | 1.045 | 125 | Yes | [8 empty] | ETL Damp | cETL Damp | SUSSEX 3L BATH-962 | Three Light Wall / Bath |  | 44062-962.jpg | 44062.jpg
44062EN3-05 | Three Light Wall / Bath | The Sussex lighting collection from Sea Gull Lighting is a perfect crossover from cottage style into urban chic. The Sussex collection's retro appeal softens and warms-up contemporary spaces, while retaining an up-to-date decor. Look to Sussex when balance and unity are required in your interior design. Offered in Brushed Nickel finish with Satin White glass or Heirloom Bronze with Satin Etched glass. For the wall/bath fixtures only, a Chrome finish coupled with Satin White glass is also available. The assortment includes nine-light, five-light and three-light chandeliers, pendants in six sizes, both flush and semi-flush ceiling fixtures, as well as one-light, two-light, three-light and four-light wall/bath fixtures. Both incandescent lamping and ENERGY STAR-qualified LED lamping are available. Most of these fixtures easily convert to LED by purchasing LED replacement lamps sold separately. | BATH | Sussex | Wall / Bath Lighting | Chrome | 5 | Steel | Satin White Glass | D:7.5" H:4.0625" |  |  | 3 Medium A19 9.3w |  | 3 | Yes | [14 empty] | 0 | [12 empty] | 85.48 | 170.96 | 256.44 | W:24'' H:10 1/4'' E:10 1/4'' | 7.56 |  |  | 24 | 10.25 | Cap Nuts |  |  |  |  | 10.25 |  | No |  | No | [21 empty] | D:6 5/8'' DP:3'' OB UP:7'' OB DOWN:3 1/4'' |  |  |  | 6.5 | Black/White |  | N/A | Hardwired | 0 | 1 | 0 | 1 | 1 | 0 | 0 | 0 | 0 | 0 | 0 | 785652047152 | 21.5 | 9.5 | 9 | 9.6 | 1.064 | 100 | Yes | [8 empty] | ETL Damp | cETL Damp | SUSSEX 3L BATH-05 | Three Light Wall / Bath |  | 44062EN3-05.jpg | 44062.jpg
44062EN3-782 | Three Light Wall / Bath | The Sussex lighting collection from Sea Gull Lighting is a perfect crossover from cottage style into urban chic. The Sussex collection's retro appeal softens and warms-up contemporary spaces, while retaining an up-to-date decor. Look to Sussex when balance and unity are required in your interior design. Offered in Brushed Nickel finish with Satin White glass or Heirloom Bronze with Satin Etched glass. For the wall/bath fixtures only, a Chrome finish coupled with Satin White glass is also available. The assortment includes nine-light, five-light and three-light chandeliers, pendants in six sizes, both flush and semi-flush ceiling fixtures, as well as one-light, two-light, three-light and four-light wall/bath fixtures. Both incandescent lamping and ENERGY STAR-qualified LED lamping are available. Most of these fixtures easily convert to LED by purchasing LED replacement lamps sold separately. | BATH | Sussex | Wall / Bath Lighting | Heirloom Bronze | 782 | Steel | Satin Etched Glass | D:7.5" H:4.0625" |  |  | 3 Medium A19 9.3w |  | 3 | Yes | [14 empty] | 0 | [12 empty] | 88.98 | 177.96 | 266.94 | W:24'' H:10 1/4'' E:10 1/4'' | 7.56 |  |  | 24 | 10.25 | Cap Nuts |  |  |  |  | 10.25 |  | No |  | No | [21 empty] | D:6 5/8'' DP:3'' OB UP:7'' OB DOWN:3 1/4'' |  |  |  | 6.5 | Black/White |  | N/A | Hardwired | 0 | 1 | 0 | 1 | 1 | 0 | 0 | 0 | 0 | 0 | 0 | 785652047169 | 22.5 | 12.875 | 9 | 6.5 | 1.509 | 175 | Yes | [8 empty] | ETL Damp | cETL Damp | SUSSEX 3L BATH-782 | Three Light Wall / Bath |  | 44062EN3-782.jpg | 44062.jpg
44062EN3-962 | Three Light Wall / Bath | The Sussex lighting collection from Sea Gull Lighting is a perfect crossover from cottage style into urban chic. The Sussex collection's retro appeal softens and warms-up contemporary spaces, while retaining an up-to-date decor. Look to Sussex when balance and unity are required in your interior design. Offered in Brushed Nickel finish with Satin White glass or Heirloom Bronze with Satin Etched glass. For the wall/bath fixtures only, a Chrome finish coupled with Satin White glass is also available. The assortment includes nine-light, five-light and three-light chandeliers, pendants in six sizes, both flush and semi-flush ceiling fixtures, as well as one-light, two-light, three-light and four-light wall/bath fixtures. Both incandescent lamping and ENERGY STAR-qualified LED lamping are available. Most of these fixtures easily convert to LED by purchasing LED replacement lamps sold separately. | BATH | Sussex | Wall / Bath Lighting | Brushed Nickel | 962 | Steel | Satin White Glass | D:7.5" H:4.0625" |  |  | 3 Medium A19 9.3w |  | 3 | Yes | [14 empty] | 0 | [12 empty] | 88.98 | 177.96 | 266.94 | W:24'' H:10 1/4'' E:10 1/4'' | 7.56 |  |  | 24 | 10.25 | Cap Nuts |  |  |  |  | 10.25 |  | No |  | No | [21 empty] | D:6 5/8'' DP:3'' OB UP:7'' OB DOWN:3 1/4'' |  |  |  | 6.5 | Black/White |  | N/A | Hardwired | 0 | 1 | 0 | 1 | 1 | 0 | 0 | 0 | 0 | 0 | 0 | 785652047176 | 21.25 | 9.75 | 9.25 | 8.4 | 1.109 | 125 | Yes | [8 empty] | ETL Damp | cETL Damp | SUSSEX 3L BATH-962 | Three Light Wall / Bath |  | 44062EN3-962.jpg | 44062.jpg
44063-05 | Four Light Wall / Bath | The Sussex lighting collection from Sea Gull Lighting is a perfect crossover from cottage style into urban chic. The Sussex collection's retro appeal softens and warms-up contemporary spaces, while retaining an up-to-date decor. Look to Sussex when balance and unity are required in your interior design. Offered in Brushed Nickel finish with Satin White glass or Heirloom Bronze with Satin Etched glass. For the wall/bath fixtures only, a Chrome finish coupled with Satin White glass is also available. The assortment includes nine-light, five-light and three-light chandeliers, pendants in six sizes, both flush and semi-flush ceiling fixtures, as well as one-light, two-light, three-light and four-light wall/bath fixtures. Both incandescent lamping and ENERGY STAR-qualified LED lamping are available. Most of these fixtures easily convert to LED by purchasing LED replacement lamps sold separately. | BATH | Sussex | Wall / Bath Lighting | Chrome | 5 | Steel | Satin White Glass | D:7.5" H:4.0625" |  |  | 4 Medium A19 100w |  | 4 | No | [14 empty] | 0 | [12 empty] | 106.98 | 213.96 | 320.94 | W:32 1/4'' H:10 1/4'' E:10 1/4'' | 10.7 |  |  | 32.25 | 10.25 | Cap Nuts |  |  |  |  | 10.25 |  | No |  | No | [21 empty] | D:6 5/8'' DP:3'' OB UP:7'' OB DOWN:3 1/4'' |  |  |  | 6.5 |  |  | N/A | Hardwired | 0 | 1 | 0 | 0 | 1 | 0 | 0 | 1 | 0 | 0 | 0 | 785652406300 | 29.5 | 12 | 11 | 13.4 | 2.253 | 175 | Yes | [8 empty] | ETL Damp | cETL Damp | SUSSEX 4L BATH-05 | Four Light Wall / Bath |  | 44063-05.jpg | 44063.jpg
44063-782 | Four Light Wall / Bath | The Sussex lighting collection from Sea Gull Lighting is a perfect crossover from cottage style into urban chic. The Sussex collection's retro appeal softens and warms-up contemporary spaces, while retaining an up-to-date decor. Look to Sussex when balance and unity are required in your interior design. Offered in Brushed Nickel finish with Satin White glass or Heirloom Bronze with Satin Etched glass. For the wall/bath fixtures only, a Chrome finish coupled with Satin White glass is also available. The assortment includes nine-light, five-light and three-light chandeliers, pendants in six sizes, both flush and semi-flush ceiling fixtures, as well as one-light, two-light, three-light and four-light wall/bath fixtures. Both incandescent lamping and ENERGY STAR-qualified LED lamping are available. Most of these fixtures easily convert to LED by purchasing LED replacement lamps sold separately. | BATH | Sussex | Wall / Bath Lighting | Heirloom Bronze | 782 | Steel | Satin Etched Glass | D:7.5" H:4.0625" |  |  | 4 Medium A19 100w |  | 4 | No | [14 empty] | 0 | [12 empty] | 106.98 | 213.96 | 320.94 | W:32 1/4'' H:10 1/4'' E:10 1/4'' | 10.7 |  |  | 32.25 | 10.25 | Cap Nuts |  |  |  |  | 10.25 |  | No |  | No | [21 empty] | D:6 5/8'' DP:3'' OB UP:7'' OB DOWN:3 1/4'' |  |  |  | 6.5 |  |  | N/A | Hardwired | 0 | 1 | 0 | 0 | 1 | 0 | 0 | 1 | 0 | 0 | 0 | 785652406379 | 29.5 | 12 | 11 | 13.4 | 2.253 | 175 | Yes | [8 empty] | ETL Damp | cETL Damp | SUSSEX 4L BATH-782 | Four Light Wall / Bath |  | 44063-782.jpg | 44063.jpg
44063-962 | Four Light Wall / Bath | The Sussex lighting collection from Sea Gull Lighting is a perfect crossover from cottage style into urban chic. The Sussex collection's retro appeal softens and warms-up contemporary spaces, while retaining an up-to-date decor. Look to Sussex when balance and unity are required in your interior design. Offered in Brushed Nickel finish with Satin White glass or Heirloom Bronze with Satin Etched glass. For the wall/bath fixtures only, a Chrome finish coupled with Satin White glass is also available. The assortment includes nine-light, five-light and three-light chandeliers, pendants in six sizes, both flush and semi-flush ceiling fixtures, as well as one-light, two-light, three-light and four-light wall/bath fixtures. Both incandescent lamping and ENERGY STAR-qualified LED lamping are available. Most of these fixtures easily convert to LED by purchasing LED replacement lamps sold separately. | BATH | Sussex | Wall / Bath Lighting | Brushed Nickel | 962 | Steel | Satin White Glass | D:7.5" H:4.0625" |  |  | 4 Medium A19 100w |  | 4 | No | [14 empty] | 0 | [12 empty] | 106.98 | 213.96 | 320.94 | W:32 1/4'' H:10 1/4'' E:10 1/4'' | 10.7 |  |  | 32.25 | 10.25 | Cap Nuts |  |  |  |  | 10.25 |  | No |  | No | [21 empty] | D:6 5/8'' DP:3'' OB UP:7'' OB DOWN:3 1/4'' |  |  |  | 6.5 |  |  | N/A | Hardwired | 0 | 1 | 0 | 0 | 1 | 0 | 0 | 1 | 0 | 0 | 0 | 785652406393 | 29.5 | 12 | 11 | 13.4 | 2.253 | 175 | Yes | [8 empty] | ETL Damp | cETL Damp | SUSSEX 4L BATH-962 | Four Light Wall / Bath |  | 44063-962.jpg | 44063.jpg
44063EN3-05 | Four Light Wall / Bath | The Sussex lighting collection from Sea Gull Lighting is a perfect crossover from cottage style into urban chic. The Sussex collection's retro appeal softens and warms-up contemporary spaces, while retaining an up-to-date decor. Look to Sussex when balance and unity are required in your interior design. Offered in Brushed Nickel finish with Satin White glass or Heirloom Bronze with Satin Etched glass. For the wall/bath fixtures only, a Chrome finish coupled with Satin White glass is also available. The assortment includes nine-light, five-light and three-light chandeliers, pendants in six sizes, both flush and semi-flush ceiling fixtures, as well as one-light, two-light, three-light and four-light wall/bath fixtures. Both incandescent lamping and ENERGY STAR-qualified LED lamping are available. Most of these fixtures easily convert to LED by purchasing LED replacement lamps sold separately. | BATH | Sussex | Wall / Bath Lighting | Chrome | 5 | Steel | Satin White Glass | D:7.5" H:4.0625" |  |  | 4 Medium A19 9.3w |  | 4 | Yes | [14 empty] | 0 | [12 empty] | 122.98 | 245.96 | 368.94 | W:32 1/4'' H:10 1/4'' E:10 1/4'' | 10.7 |  |  | 32.25 | 10.25 | Cap Nuts |  |  |  |  | 10.25 |  | No |  | No | [21 empty] | D:6 5/8'' DP:3'' OB UP:7'' OB DOWN:3 1/4'' |  |  |  | 6.5 | Black/White |  | N/A | Hardwired | 0 | 1 | 0 | 1 | 1 | 0 | 0 | 0 | 0 | 0 | 0 | 785652047244 | 29.5 | 12 | 11 | 13.4 | 2.253 | 175 | Yes | [8 empty] | ETL Damp | cETL Damp | SUSSEX 4L BATH-05 | Four Light Wall / Bath |  | 44063EN3-05.jpg | 44063.jpg
44063EN3-782 | Four Light Wall / Bath | The Sussex lighting collection from Sea Gull Lighting is a perfect crossover from cottage style into urban chic. The Sussex collection's retro appeal softens and warms-up contemporary spaces, while retaining an up-to-date decor. Look to Sussex when balance and unity are required in your interior design. Offered in Brushed Nickel finish with Satin White glass or Heirloom Bronze with Satin Etched glass. For the wall/bath fixtures only, a Chrome finish coupled with Satin White glass is also available. The assortment includes nine-light, five-light and three-light chandeliers, pendants in six sizes, both flush and semi-flush ceiling fixtures, as well as one-light, two-light, three-light and four-light wall/bath fixtures. Both incandescent lamping and ENERGY STAR-qualified LED lamping are available. Most of these fixtures easily convert to LED by purchasing LED replacement lamps sold separately. | BATH | Sussex | Wall / Bath Lighting | Heirloom Bronze | 782 | Steel | Satin Etched Glass | D:7.5" H:4.0625" |  |  | 4 Medium A19 9.3w |  | 4 | Yes | [14 empty] | 0 | [12 empty] | 122.98 | 245.96 | 368.94 | W:32 1/4'' H:10 1/4'' E:10 1/4'' | 10.7 |  |  | 32.25 | 10.25 | Cap Nuts |  |  |  |  | 10.25 |  | No |  | No | [21 empty] | D:6 5/8'' DP:3'' OB UP:7'' OB DOWN:3 1/4'' |  |  |  | 6.5 | Black/White |  | N/A | Hardwired | 0 | 1 | 0 | 1 | 1 | 0 | 0 | 0 | 0 | 0 | 0 | 785652047251 | 29.5 | 12 | 11 | 13.4 | 2.253 | 175 | Yes | [8 empty] | ETL Damp | cETL Damp | SUSSEX 4L BATH-782 | Four Light Wall / Bath |  | 44063EN3-782.jpg | 44063.jpg
44063EN3-962 | Four Light Wall / Bath | The Sussex lighting collection from Sea Gull Lighting is a perfect crossover from cottage style into urban chic. The Sussex collection's retro appeal softens and warms-up contemporary spaces, while retaining an up-to-date decor. Look to Sussex when balance and unity are required in your interior design. Offered in Brushed Nickel finish with Satin White glass or Heirloom Bronze with Satin Etched glass. For the wall/bath fixtures only, a Chrome finish coupled with Satin White glass is also available. The assortment includes nine-light, five-light and three-light chandeliers, pendants in six sizes, both flush and semi-flush ceiling fixtures, as well as one-light, two-light, three-light and four-light wall/bath fixtures. Both incandescent lamping and ENERGY STAR-qualified LED lamping are available. Most of these fixtures easily convert to LED by purchasing LED replacement lamps sold separately. | BATH | Sussex | Wall / Bath Lighting | Brushed Nickel | 962 | Steel | Satin White Glass | D:7.5" H:4.0625" |  |  | 4 Medium A19 9.3w |  | 4 | Yes | [14 empty] | 0 | [12 empty] | 122.98 | 245.96 | 368.94 | W:32 1/4'' H:10 1/4'' E:10 1/4'' | 10.7 |  |  | 32.25 | 10.25 | Cap Nuts |  |  |  |  | 10.25 |  | No |  | No | [21 empty] | D:6 5/8'' DP:3'' OB UP:7'' OB DOWN:3 1/4'' |  |  |  | 6.5 | Black/White |  | N/A | Hardwired | 0 | 1 | 0 | 1 | 1 | 0 | 0 | 0 | 0 | 0 | 0 | 785652047268 | 29.5 | 12 | 11 | 13.4 | 2.253 | 175 | Yes | [8 empty] | ETL Damp | cETL Damp | SUSSEX 4L BATH-962 | Four Light Wall / Bath |  | 44063EN3-962.jpg | 44063.jpg
4410402-715 | Two Light Wall / Bath | Named after the Italian word for “sphere,” the transitional Sfera collection by Sea Gull Lighting features detailed center bands and rounded, sweeping curves -- rustic with a modern inspiration. Offered in Autumn Bronze finish with several glass options – extraordinary painted Mercury glass and Café Tint glass, as well as a Smoky Amber glass for wall/bath fixtures only. The assortment includes six-light and four-light chandeliers, pendants in three sizes, both flush and semi-flush ceiling fixtures, as well as two-light, three-light and four-light wall/bath fixtures. Both incandescent lamping and ENERGY STAR-qualified LED lamping are available. Most of these fixtures easily convert to LED by purchasing LED replacement lamps sold separately. | BATH | Sfera | Wall / Bath Lighting | Autumn Bronze | 715 | Steel | Mercury Glass | D:3.5" H:6.25" | D:3.5" |  | 2 Medium A19 100w |  | 2 | No | [14 empty] | 0 | [12 empty] | 60.45 | 120.9 | 181.35 | W:14 1/4'' H:11'' E:6 1/2'' | 3.7 |  |  | 14.25 | 11 | Wall / Bath |  |  |  |  | 6.5 |  | No |  | No | [21 empty] | D:5'' DP:1 1/4'' OB UP:8 1/2'' OB DOWN:2 1/2'' Round |  |  |  | 6.5 |  |  |  | Hardwired | 0 | 1 | 0 | 0 | 1 | 0 | 0 | 1 | 0 | 0 | 0 | 785652240324 | 16.5 | 12 | 9 | 5.2 | 1.031 | 175 | Yes | [9 empty] | cETL Damp | SFERA 2L MERCURY BATH-715 | Two Light Wall / Bath |  | 4410402-715.jpg | 4410402.jpg
4410402EN3-715 | Two Light Wall / Bath | Named after the Italian word for “sphere,” the transitional Sfera collection by Sea Gull Lighting features detailed center bands and rounded, sweeping curves -- rustic with a modern inspiration. Offered in Autumn Bronze finish with several glass options – extraordinary painted Mercury glass and Café Tint glass, as well as a Smoky Amber glass for wall/bath fixtures only. The assortment includes six-light and four-light chandeliers, pendants in three sizes, both flush and semi-flush ceiling fixtures, as well as two-light, three-light and four-light wall/bath fixtures. Both incandescent lamping and ENERGY STAR-qualified LED lamping are available. Most of these fixtures easily convert to LED by purchasing LED replacement lamps sold separately. | BATH | Sfera | Wall / Bath Lighting | Autumn Bronze | 715 | Steel | Mercury Glass | D:3.5" H:6.25" | D:3.5" |  | 2 Medium A19 9.3w |  | 2 | Yes | [14 empty] | 0 | [12 empty] | 71.45 | 142.9 | 214.35 | W:14 1/4'' H:11'' E:6 1/2'' | 3.7 |  |  | 14.25 | 11 | Wall / Bath |  |  |  |  | 6.5 |  | No |  | No | [21 empty] | D:5'' DP:1 1/4'' OB UP:8 1/2'' OB DOWN:2 1/2'' Round |  |  |  | 6.5 | Black/White |  |  | Hardwired | 0 | 1 | 0 | 1 | 1 | 0 | 0 | 0 | 0 | 0 | 0 | 785652046896 | 16.5 | 12 | 9 | 5.2 | 1.031 | 175 | Yes | [9 empty] | cETL Damp | SFERA 2L MERCURY BATH-715 | Two Light Wall / Bath |  | 4410402EN3-715.jpg | 4410402.jpg
4410403-715 | Three Light Wall / Bath | Named after the Italian word for “sphere,” the transitional Sfera collection by Sea Gull Lighting features detailed center bands and rounded, sweeping curves -- rustic with a modern inspiration. Offered in Autumn Bronze finish with several glass options – extraordinary painted Mercury glass and Café Tint glass, as well as a Smoky Amber glass for wall/bath fixtures only. The assortment includes six-light and four-light chandeliers, pendants in three sizes, both flush and semi-flush ceiling fixtures, as well as two-light, three-light and four-light wall/bath fixtures. Both incandescent lamping and ENERGY STAR-qualified LED lamping are available. Most of these fixtures easily convert to LED by purchasing LED replacement lamps sold separately. | BATH | Sfera | Wall / Bath Lighting | Autumn Bronze | 715 | Steel | Mercury Glass | D:3.5" H:6.25" | D:3.5" |  | 3 Medium A19 100w |  | 3 | No | [14 empty] | 0 | [12 empty] | 89.98 | 179.96 | 269.94 | W:24'' H:11'' E:6 3/4'' | 4.5 |  |  | 24 | 11 | Wall / Bath |  |  |  |  | 6.75 |  | No |  | No | [21 empty] | D:5'' DP:1 1/4'' OB UP:8 1/2'' OB DOWN:2 1/2'' Round |  |  |  | 6.5 |  |  |  | Hardwired | 0 | 1 | 0 | 0 | 1 | 0 | 0 | 1 | 0 | 0 | 0 | 785652240331 | 30.25 | 9 | 8.5 | 5.7 | 1.339 | 175 | Yes | [9 empty] | cETL Damp | SFERA 3L MERCURY BATH-715 | Three Light Wall / Bath |  | 4410403-715.jpg | 4410403.jpg
4410403EN3-715 | Three Light Wall / Bath | Named after the Italian word for “sphere,” the transitional Sfera collection by Sea Gull Lighting features detailed center bands and rounded, sweeping curves -- rustic with a modern inspiration. Offered in Autumn Bronze finish with several glass options – extraordinary painted Mercury glass and Café Tint glass, as well as a Smoky Amber glass for wall/bath fixtures only. The assortment includes six-light and four-light chandeliers, pendants in three sizes, both flush and semi-flush ceiling fixtures, as well as two-light, three-light and four-light wall/bath fixtures. Both incandescent lamping and ENERGY STAR-qualified LED lamping are available. Most of these fixtures easily convert to LED by purchasing LED replacement lamps sold separately. | BATH | Sfera | Wall / Bath Lighting | Autumn Bronze | 715 | Steel | Mercury Glass | D:3.5" H:6.25" | D:3.5" |  | 3 Medium A19 9.3w |  | 3 | Yes | [14 empty] | 0 | [12 empty] | 108.48 | 216.96 | 325.44 | W:24'' H:11'' E:6 3/4'' | 4.5 |  |  | 24 | 11 | Wall / Bath |  |  |  |  | 6.75 |  | No |  | No | [21 empty] | D:5'' DP:1 1/4'' OB UP:8 1/2'' OB DOWN:2 1/2'' Round |  |  |  | 6.5 | Black/White |  |  | Hardwired | 0 | 1 | 0 | 1 | 1 | 0 | 0 | 0 | 0 | 0 | 0 | 785652046933 | 30.25 | 9 | 8.5 | 5.7 | 1.339 | 175 | Yes | [9 empty] | cETL Damp | SFERA 3L MERCURY BATH-715 | Three Light Wall / Bath |  | 4410403EN3-715.jpg | 4410403.jpg
4410404-715 | Four Light Wall / Bath | Named after the Italian word for “sphere,” the transitional Sfera collection by Sea Gull Lighting features detailed center bands and rounded, sweeping curves -- rustic with a modern inspiration. Offered in Autumn Bronze finish with several glass options – extraordinary painted Mercury glass and Café Tint glass, as well as a Smoky Amber glass for wall/bath fixtures only. The assortment includes six-light and four-light chandeliers, pendants in three sizes, both flush and semi-flush ceiling fixtures, as well as two-light, three-light and four-light wall/bath fixtures. Both incandescent lamping and ENERGY STAR-qualified LED lamping are available. Most of these fixtures easily convert to LED by purchasing LED replacement lamps sold separately. | BATH | Sfera | Wall / Bath Lighting | Autumn Bronze | 715 | Steel | Mercury Glass | D:3.5" H:6.25" | D:3.5" |  | 4 Medium A19 100w |  | 4 | No | [14 empty] | 0 | [12 empty] | 111.95 | 223.9 | 335.85 | W:34'' H:11'' E:6 3/4'' | 5.6 |  |  | 34 | 11 | Wall / Bath |  |  |  |  | 6.75 |  | No |  | No | [21 empty] | D:5'' DP:1 1/4'' OB UP:8 1/2'' OB DOWN:2 1/2'' Round |  |  |  | 6.5 |  |  |  | Hardwired | 0 | 1 | 0 | 0 | 1 | 0 | 0 | 1 | 0 | 0 | 0 | 785652240348 | 40.8 | 9.2 | 8.5 | 7.1 | 1.846 | 250 | Yes | [9 empty] | cETL Damp | SFERA 4L MERCURY BATH-715 | Four Light Wall / Bath |  | 4410404-715.jpg | 4410404.jpg
4410404EN3-715 | Four Light Wall / Bath | Named after the Italian word for “sphere,” the transitional Sfera collection by Sea Gull Lighting features detailed center bands and rounded, sweeping curves -- rustic with a modern inspiration. Offered in Autumn Bronze finish with several glass options – extraordinary painted Mercury glass and Café Tint glass, as well as a Smoky Amber glass for wall/bath fixtures only. The assortment includes six-light and four-light chandeliers, pendants in three sizes, both flush and semi-flush ceiling fixtures, as well as two-light, three-light and four-light wall/bath fixtures. Both incandescent lamping and ENERGY STAR-qualified LED lamping are available. Most of these fixtures easily convert to LED by purchasing LED replacement lamps sold separately. | BATH | Sfera | Wall / Bath Lighting | Autumn Bronze | 715 | Steel | Mercury Glass | D:3.5" H:6.25" | D:3.5" |  | 4 Medium A19 9.3w |  | 4 | Yes | [14 empty] | 0 | [12 empty] | 131.45 | 262.9 | 394.35 | W:34'' H:11'' E:6 3/4'' | 5.6 |  |  | 34 | 11 | Wall / Bath |  |  |  |  | 6.75 |  | No |  | No | [21 empty] | D:5'' DP:1 1/4'' OB UP:8 1/2'' OB DOWN:2 1/2'' Round |  |  |  | 6.5 | Black/White |  |  | Hardwired | 0 | 1 | 0 | 1 | 1 | 0 | 0 | 0 | 0 | 0 | 0 | 785652046971 | 40.8 | 9.2 | 8.5 | 7.1 | 1.846 | 250 | Yes | [9 empty] | cETL Damp | SFERA 4L MERCURY BATH-715 | Four Light Wall / Bath |  | 4410404EN3-715.jpg | 4410404.jpg
4411602-05 | Two Light Wall / Bath | The Bayfield bath collection by Sea Gull Lighting delivers simplicity with flair. The transitional design is a subtle combination of clean lines and flared, angular Satin Etched glass shades to bring style and warmth to the bathroom no matter the budget. Offered in Chrome, Burnt Sienna and Brushed Nickel finishes, the bath lighting collection offers one-light, two-light, three-light and four-light vanity fixtures. Both incandescent lamping and ENERGY STAR-qualified LED lamping are available; all fixtures are California Title 24 compliant. | BATH | Bayfield | Wall / Bath Lighting | Chrome | 5 | Steel | Satin Etched Glass | L:5" W:5" H:5" |  |  | 2 Medium A19 100w |  | 2 | No | [14 empty] | 0 | [12 empty] | 55.48 | 110.96 | 166.44 | W:13 1/4'' H:7 3/4'' E:6 5/8'' | 4.2 |  |  | 13.25 | 7.75 | Wall / Bath |  |  |  |  | 6.625 |  | No |  | No | [21 empty] | DP:3/4'' W:6 1/4'' H:4 5/8'' OB UP:5 1/2'' OB DOWN:2 1/4'' Rectangular |  |  |  | 6 | Black/White |  |  | Hardwired | 0 | 1 | 0 | 0 | 1 | 0 | 0 | 1 | 0 | 0 | 0 | 785652257841 | 6.5 | 9.75 | 9.25 | 5.6 | 0.339 | 70 | Yes | [9 empty] | cETL Damp | BAYFIELD 2L BATH-05 | Two Light Wall / Bath |  | 4411602-05_ALT.png | 4411602.jpg
4411602-710 | Two Light Wall / Bath | The Bayfield bath collection by Sea Gull Lighting delivers simplicity with flair. The transitional design is a subtle combination of clean lines and flared, angular Satin Etched glass shades to bring style and warmth to the bathroom no matter the budget. Offered in Chrome, Burnt Sienna and Brushed Nickel finishes, the bath lighting collection offers one-light, two-light, three-light and four-light vanity fixtures. Both incandescent lamping and ENERGY STAR-qualified LED lamping are available; all fixtures are California Title 24 compliant. | BATH | Bayfield | Wall / Bath Lighting | Burnt Sienna | 710 | Steel | Satin Etched Glass | L:5" W:5" H:5" |  |  | 2 Medium A19 100w |  | 2 | No | [14 empty] | 0 | [12 empty] | 55.48 | 110.96 | 166.44 | W:13 1/4'' H:7 3/4'' E:6 5/8'' | 4.2 |  |  | 13.25 | 7.75 | Wall / Bath |  |  |  |  | 6.625 |  | No |  | No | [21 empty] | DP:3/4'' W:6 1/4'' H:4 5/8'' OB UP:5 1/2'' OB DOWN:2 1/4'' Rectangular |  |  |  | 6 | Black/White |  |  | Hardwired | 0 | 1 | 0 | 0 | 1 | 0 | 0 | 1 | 0 | 0 | 0 | 785652273575 | 16.5 | 9.75 | 9.25 | 5.6 | 0.861 | 125 | Yes | [9 empty] | cETL Damp | BAYFIELD 2L BATH-710 | Two Light Wall / Bath |  | 4411602-710.png | 4411602.jpg
4411602-962 | Two Light Wall / Bath | The Bayfield bath collection by Sea Gull Lighting delivers simplicity with flair. The transitional design is a subtle combination of clean lines and flared, angular Satin Etched glass shades to bring style and warmth to the bathroom no matter the budget. Offered in Chrome, Burnt Sienna and Brushed Nickel finishes, the bath lighting collection offers one-light, two-light, three-light and four-light vanity fixtures. Both incandescent lamping and ENERGY STAR-qualified LED lamping are available; all fixtures are California Title 24 compliant. | BATH | Bayfield | Wall / Bath Lighting | Brushed Nickel | 962 | Steel | Satin Etched Glass | L:5" W:5" H:5" |  |  | 2 Medium A19 100w |  | 2 | No | [14 empty] | 0 | [12 empty] | 55.48 | 110.96 | 166.44 | W:13 1/4'' H:7 3/4'' E:6 5/8'' | 4.2 |  |  | 13.25 | 7.75 | Wall / Bath |  |  |  |  | 6.625 |  | No |  | No | [21 empty] | DP:3/4'' W:6 1/4'' H:4 5/8'' OB UP:5 1/2'' OB DOWN:2 1/4'' Rectangular |  |  |  | 6 | Black/White |  |  | Hardwired | 0 | 1 | 0 | 0 | 1 | 0 | 0 | 1 | 0 | 0 | 0 | 785652257858 | 16.5 | 9.75 | 9.25 | 5.6 | 0.861 | 125 | Yes | [9 empty] | cETL Damp | BAYFIELD 2L BATH-962 | Two Light Wall / Bath |  | 4411602-962.png | 4411602.jpg
4411602EN3-05 | Two Light Wall / Bath | The Bayfield bath collection by Sea Gull Lighting delivers simplicity with flair. The transitional design is a subtle combination of clean lines and flared, angular Satin Etched glass shades to bring style and warmth to the bathroom no matter the budget. Offered in Chrome, Burnt Sienna and Brushed Nickel finishes, the bath lighting collection offers one-light, two-light, three-light and four-light vanity fixtures. Both incandescent lamping and ENERGY STAR-qualified LED lamping are available; all fixtures are California Title 24 compliant. | BATH | Bayfield | Wall / Bath Lighting | Chrome | 5 | Steel | Satin Etched Glass | L:5" W:5" H:5" |  |  | 2 Medium A19 9.3w |  | 2 | Yes | [14 empty] | 0 | [12 empty] | 64.98 | 129.96 | 194.94 | W:13 1/4'' H:7 3/4'' E:6 5/8'' | 4.2 |  |  | 13.25 | 7.75 | Wall / Bath |  |  |  |  | 6.625 |  | No |  | No | [21 empty] | DP:3/4'' W:6 1/4'' H:4 5/8'' OB UP:5 1/2'' OB DOWN:2 1/4'' Rectangular |  |  |  | 6 | Black/White |  |  | Hardwired | 0 | 1 | 0 | 1 | 1 | 0 | 0 | 0 | 0 | 0 | 0 | 785652044564 | 16 | 9.75 | 9.125 | 5.4 | 0.824 | 125 | Yes | [9 empty] | cETL Damp | BAYFIELD 2L BATH-05 | Two Light Wall / Bath |  | 4411602EN3-05.jpg | 4411602.jpg
4411602EN3-710 | Two Light Wall / Bath | The Bayfield bath collection by Sea Gull Lighting delivers simplicity with flair. The transitional design is a subtle combination of clean lines and flared, angular Satin Etched glass shades to bring style and warmth to the bathroom no matter the budget. Offered in Chrome, Burnt Sienna and Brushed Nickel finishes, the bath lighting collection offers one-light, two-light, three-light and four-light vanity fixtures. Both incandescent lamping and ENERGY STAR-qualified LED lamping are available; all fixtures are California Title 24 compliant. | BATH | Bayfield | Wall / Bath Lighting | Burnt Sienna | 710 | Steel | Satin Etched Glass | L:5" W:5" H:5" |  |  | 2 Medium A19 9.3w |  | 2 | Yes | [14 empty] | 0 | [12 empty] | 64.98 | 129.96 | 194.94 | W:13 1/4'' H:7 3/4'' E:6 5/8'' | 4.2 |  |  | 13.25 | 7.75 | Wall / Bath |  |  |  |  | 6.625 |  | No |  | No | [21 empty] | DP:3/4'' W:6 1/4'' H:4 5/8'' OB UP:5 1/2'' OB DOWN:2 1/4'' Rectangular |  |  |  | 6 | Black/White |  |  | Hardwired | 0 | 1 | 0 | 1 | 1 | 0 | 0 | 0 | 0 | 0 | 0 | 785652044571 | 16.5 | 9.75 | 9.25 | 5.6 | 0.861 | 125 | Yes | [9 empty] | cETL Damp | BAYFIELD 2L BATH-710 | Two Light Wall / Bath |  | 4411602EN3-710.jpg | 4411602.jpg
4411602EN3-962 | Two Light Wall / Bath | The Bayfield bath collection by Sea Gull Lighting delivers simplicity with flair. The transitional design is a subtle combination of clean lines and flared, angular Satin Etched glass shades to bring style and warmth to the bathroom no matter the budget. Offered in Chrome, Burnt Sienna and Brushed Nickel finishes, the bath lighting collection offers one-light, two-light, three-light and four-light vanity fixtures. Both incandescent lamping and ENERGY STAR-qualified LED lamping are available; all fixtures are California Title 24 compliant. | BATH | Bayfield | Wall / Bath Lighting | Brushed Nickel | 962 | Steel | Satin Etched Glass | L:5" W:5" H:5" |  |  | 2 Medium A19 9.3w |  | 2 | Yes | [14 empty] | 0 | [12 empty] | 64.98 | 129.96 | 194.94 | W:13 1/4'' H:7 3/4'' E:6 5/8'' | 4.2 |  |  | 13.25 | 7.75 | Wall / Bath |  |  |  |  | 6.625 |  | No |  | No | [21 empty] | DP:3/4'' W:6 1/4'' H:4 5/8'' OB UP:5 1/2'' OB DOWN:2 1/4'' Rectangular |  |  |  | 6 | Black/White |  |  | Hardwired | 0 | 1 | 0 | 1 | 1 | 0 | 0 | 0 | 0 | 0 | 0 | 785652044588 | 16.5 | 9.75 | 9.25 | 5.6 | 0.861 | 125 | Yes | [9 empty] | cETL Damp | BAYFIELD 2L BATH-962 | Two Light Wall / Bath |  | 4411602EN3-962.jpg | 4411602.jpg
4411603-05 | Three Light Wall / Bath | The Bayfield bath collection by Sea Gull Lighting delivers simplicity with flair. The transitional design is a subtle combination of clean lines and flared, angular Satin Etched glass shades to bring style and warmth to the bathroom no matter the budget. Offered in Chrome, Burnt Sienna and Brushed Nickel finishes, the bath lighting collection offers one-light, two-light, three-light and four-light vanity fixtures. Both incandescent lamping and ENERGY STAR-qualified LED lamping are available; all fixtures are California Title 24 compliant. | BATH | Bayfield | Wall / Bath Lighting | Chrome | 5 | Steel | Satin Etched Glass | L:5" W:5" H:5" |  |  | 3 Medium A19 100w |  | 3 | No | [14 empty] | 0 | [12 empty] | 68.98 | 137.96 | 206.94 | W:20'' H:7 3/4'' E:6 5/8'' | 6 |  |  | 20 | 7.75 | Wall / Bath |  |  |  |  | 6.625 |  | No |  | No | [21 empty] | DP:3/4'' W:6 1/4'' H:4 5/8'' OB UP:5 1/2'' OB DOWN:2 1/4'' Rectangular |  |  |  | 6 | Black/White |  |  | Hardwired | 0 | 1 | 0 | 0 | 1 | 0 | 0 | 1 | 0 | 0 | 0 | 785652257865 | 5 | 5 | 5 | 7.5 | 0.072 | 60 | Yes | [9 empty] | cETL Damp | BAYFIELD 3L BATH-05 | Three Light Wall / Bath |  | 4411603-05.png | 4411603.jpg
4411603-710 | Three Light Wall / Bath | The Bayfield bath collection by Sea Gull Lighting delivers simplicity with flair. The transitional design is a subtle combination of clean lines and flared, angular Satin Etched glass shades to bring style and warmth to the bathroom no matter the budget. Offered in Chrome, Burnt Sienna and Brushed Nickel finishes, the bath lighting collection offers one-light, two-light, three-light and four-light vanity fixtures. Both incandescent lamping and ENERGY STAR-qualified LED lamping are available; all fixtures are California Title 24 compliant. | BATH | Bayfield | Wall / Bath Lighting | Burnt Sienna | 710 | Steel | Satin Etched Glass | L:5" W:5" H:5" |  |  | 3 Medium A19 100w |  | 3 | No | [14 empty] | 0 | [12 empty] | 68.98 | 137.96 | 206.94 | W:20'' H:7 3/4'' E:6 5/8'' | 6 |  |  | 20 | 7.75 | Wall / Bath |  |  |  |  | 6.625 |  | No |  | No | [21 empty] | DP:3/4'' W:6 1/4'' H:4 5/8'' OB UP:5 1/2'' OB DOWN:2 1/4'' Rectangular |  |  |  | 6 | Black/White |  |  | Hardwired | 0 | 1 | 0 | 0 | 1 | 0 | 0 | 1 | 0 | 0 | 0 | 785652273612 | 5 | 5 | 5 | 7.35 | 0.072 | 60 | Yes | [9 empty] | cETL Damp | BAYFIELD 3L BATH-710 | Three Light Wall / Bath |  | 4411603-710.png | 4411603.jpg
4411603-962 | Three Light Wall / Bath | The Bayfield bath collection by Sea Gull Lighting delivers simplicity with flair. The transitional design is a subtle combination of clean lines and flared, angular Satin Etched glass shades to bring style and warmth to the bathroom no matter the budget. Offered in Chrome, Burnt Sienna and Brushed Nickel finishes, the bath lighting collection offers one-light, two-light, three-light and four-light vanity fixtures. Both incandescent lamping and ENERGY STAR-qualified LED lamping are available; all fixtures are California Title 24 compliant. | BATH | Bayfield | Wall / Bath Lighting | Brushed Nickel | 962 | Steel | Satin Etched Glass | L:5" W:5" H:5" |  |  | 3 Medium A19 100w |  | 3 | No | [14 empty] | 0 | [12 empty] | 68.98 | 137.96 | 206.94 | W:20'' H:7 3/4'' E:6 5/8'' | 6 |  |  | 20 | 7.75 | Wall / Bath |  |  |  |  | 6.625 |  | No |  | No | [21 empty] | DP:3/4'' W:6 1/4'' H:4 5/8'' OB UP:5 1/2'' OB DOWN:2 1/4'' Rectangular |  |  |  | 6 | Black/White |  |  | Hardwired | 0 | 1 | 0 | 0 | 1 | 0 | 0 | 1 | 0 | 0 | 0 | 785652257872 | 23.25 | 10 | 9.5 | 7.6 | 1.278 | 175 | Yes | [9 empty] | cETL Damp | BAYFIELD 3L BATH-962 | Three Light Wall / Bath |  | 4411603-962.png | 4411603.jpg
4411603EN3-05 | Three Light Wall / Bath | The Bayfield bath collection by Sea Gull Lighting delivers simplicity with flair. The transitional design is a subtle combination of clean lines and flared, angular Satin Etched glass shades to bring style and warmth to the bathroom no matter the budget. Offered in Chrome, Burnt Sienna and Brushed Nickel finishes, the bath lighting collection offers one-light, two-light, three-light and four-light vanity fixtures. Both incandescent lamping and ENERGY STAR-qualified LED lamping are available; all fixtures are California Title 24 compliant. | BATH | Bayfield | Wall / Bath Lighting | Chrome | 5 | Steel | Satin Etched Glass | L:5" W:5" H:5" |  |  | 3 Medium A19 9.3w |  | 3 | Yes | [14 empty] | 0 | [12 empty] | 83.98 | 167.96 | 251.94 | W:20'' H:7 3/4'' E:6 5/8'' | 6 |  |  | 20 | 7.75 | Wall / Bath |  |  |  |  | 6.625 |  | No |  | No | [21 empty] | DP:3/4'' W:6 1/4'' H:4 5/8'' OB UP:5 1/2'' OB DOWN:2 1/4'' Rectangular |  |  |  | 6 | Black/White |  |  | Hardwired | 0 | 1 | 0 | 1 | 1 | 0 | 0 | 0 | 0 | 0 | 0 | 785652044595 | 23.25 | 10 | 9.5 | 7.6 | 1.278 | 175 | Yes | [9 empty] | cETL Damp | BAYFIELD 3L BATH-05 | Three Light Wall / Bath |  | 4411603EN3-05.jpg | 4411603.jpg
4411603EN3-710 | Three Light Wall / Bath | The Bayfield bath collection by Sea Gull Lighting delivers simplicity with flair. The transitional design is a subtle combination of clean lines and flared, angular Satin Etched glass shades to bring style and warmth to the bathroom no matter the budget. Offered in Chrome, Burnt Sienna and Brushed Nickel finishes, the bath lighting collection offers one-light, two-light, three-light and four-light vanity fixtures. Both incandescent lamping and ENERGY STAR-qualified LED lamping are available; all fixtures are California Title 24 compliant. | BATH | Bayfield | Wall / Bath Lighting | Burnt Sienna | 710 | Steel | Satin Etched Glass | L:5" W:5" H:5" |  |  | 3 Medium A19 9.3w |  | 3 | Yes | [14 empty] | 0 | [12 empty] | 83.98 | 167.96 | 251.94 | W:20'' H:7 3/4'' E:6 5/8'' | 6 |  |  | 20 | 7.75 | Wall / Bath |  |  |  |  | 6.625 |  | No |  | No | [21 empty] | DP:3/4'' W:6 1/4'' H:4 5/8'' OB UP:5 1/2'' OB DOWN:2 1/4'' Rectangular |  |  |  | 6 | Black/White |  |  | Hardwired | 0 | 1 | 0 | 1 | 1 | 0 | 0 | 0 | 0 | 0 | 0 | 785652044601 | 5 | 5 | 5 | 7.35 | 0.072 | 60 | Yes | [9 empty] | cETL Damp | BAYFIELD 3L BATH-710 | Three Light Wall / Bath |  | 4411603EN3-710.jpg | 4411603.jpg
4411603EN3-962 | Three Light Wall / Bath | The Bayfield bath collection by Sea Gull Lighting delivers simplicity with flair. The transitional design is a subtle combination of clean lines and flared, angular Satin Etched glass shades to bring style and warmth to the bathroom no matter the budget. Offered in Chrome, Burnt Sienna and Brushed Nickel finishes, the bath lighting collection offers one-light, two-light, three-light and four-light vanity fixtures. Both incandescent lamping and ENERGY STAR-qualified LED lamping are available; all fixtures are California Title 24 compliant. | BATH | Bayfield | Wall / Bath Lighting | Brushed Nickel | 962 | Steel | Satin Etched Glass | L:5" W:5" H:5" |  |  | 3 Medium A19 9.3w |  | 3 | Yes | [14 empty] | 0 | [12 empty] | 83.98 | 167.96 | 251.94 | W:20'' H:7 3/4'' E:6 5/8'' | 6 |  |  | 20 | 7.75 | Wall / Bath |  |  |  |  | 6.625 |  | No |  | No | [21 empty] | DP:3/4'' W:6 1/4'' H:4 5/8'' OB UP:5 1/2'' OB DOWN:2 1/4'' Rectangular |  |  |  | 6 | Black/White |  |  | Hardwired | 0 | 1 | 0 | 1 | 1 | 0 | 0 | 0 | 0 | 0 | 0 | 785652044618 | 23.25 | 10 | 9.5 | 7.6 | 1.278 | 175 | Yes | [9 empty] | cETL Damp | BAYFIELD 3L BATH-962 | Three Light Wall / Bath |  | 4411603EN3-962.jpg | 4411603.jpg
4411604-05 | Four Light Wall / Bath | The Bayfield bath collection by Sea Gull Lighting delivers simplicity with flair. The transitional design is a subtle combination of clean lines and flared, angular Satin Etched glass shades to bring style and warmth to the bathroom no matter the budget. Offered in Chrome, Burnt Sienna and Brushed Nickel finishes, the bath lighting collection offers one-light, two-light, three-light and four-light vanity fixtures. Both incandescent lamping and ENERGY STAR-qualified LED lamping are available; all fixtures are California Title 24 compliant. | BATH | Bayfield | Wall / Bath Lighting | Chrome | 5 | Steel | Satin Etched Glass | L:5" W:5" H:5" |  |  | 4 Medium A19 100w |  | 4 | No | [14 empty] | 0 | [12 empty] | 92.98 | 185.96 | 278.94 | W:27 1/2'' H:7 3/4'' E:6 5/8'' | 7.8 |  |  | 27.5 | 7.75 | Wall / Bath |  |  |  |  | 6.625 |  | No |  | No | [21 empty] | DP:3/4'' W:6 1/4'' H:4 5/8'' OB UP:5 1/2'' OB DOWN:2 1/4'' Rectangular |  |  |  | 6 | Black/White |  |  | Hardwired | 0 | 1 | 0 | 0 | 1 | 0 | 0 | 1 | 0 | 0 | 0 | 785652257889 | 31 | 9.75 | 9.5 | 9.9 | 1.662 | 125 | Yes | [9 empty] | cETL Damp | BAYFIELD 4L BATH-05 | Four Light Wall / Bath |  | 4411604-05.png | 4411604.jpg
4411604-710 | Four Light Wall / Bath | The Bayfield bath collection by Sea Gull Lighting delivers simplicity with flair. The transitional design is a subtle combination of clean lines and flared, angular Satin Etched glass shades to bring style and warmth to the bathroom no matter the budget. Offered in Chrome, Burnt Sienna and Brushed Nickel finishes, the bath lighting collection offers one-light, two-light, three-light and four-light vanity fixtures. Both incandescent lamping and ENERGY STAR-qualified LED lamping are available; all fixtures are California Title 24 compliant. | BATH | Bayfield | Wall / Bath Lighting | Burnt Sienna | 710 | Steel | Satin Etched Glass | L:5" W:5" H:5" |  |  | 4 Medium A19 100w |  | 4 | No | [14 empty] | 0 | [12 empty] | 92.98 | 185.96 | 278.94 | W:27 1/2'' H:7 3/4'' E:6 5/8'' | 7.8 |  |  | 27.5 | 7.75 | Wall / Bath |  |  |  |  | 6.625 |  | No |  | No | [21 empty] | DP:3/4'' W:6 1/4'' H:4 5/8'' OB UP:5 1/2'' OB DOWN:2 1/4'' Rectangular |  |  |  | 6 | Black/White |  |  | Hardwired | 0 | 1 | 0 | 0 | 1 | 0 | 0 | 1 | 0 | 0 | 0 | 785652273650 | 31 | 9.75 | 9.5 | 9.9 | 1.662 | 125 | Yes | [9 empty] | cETL Damp | BAYFIELD 4L BATH-710 | Four Light Wall / Bath |  | 4411604-710.png | 4411604.jpg
4411604-962 | Four Light Wall / Bath | The Bayfield bath collection by Sea Gull Lighting delivers simplicity with flair. The transitional design is a subtle combination of clean lines and flared, angular Satin Etched glass shades to bring style and warmth to the bathroom no matter the budget. Offered in Chrome, Burnt Sienna and Brushed Nickel finishes, the bath lighting collection offers one-light, two-light, three-light and four-light vanity fixtures. Both incandescent lamping and ENERGY STAR-qualified LED lamping are available; all fixtures are California Title 24 compliant. | BATH | Bayfield | Wall / Bath Lighting | Brushed Nickel | 962 | Steel | Satin Etched Glass | L:5" W:5" H:5" |  |  | 4 Medium A19 100w |  | 4 | No | [14 empty] | 0 | [12 empty] | 92.98 | 185.96 | 278.94 | W:27 1/2'' H:7 3/4'' E:6 5/8'' | 7.8 |  |  | 27.5 | 7.75 | Wall / Bath |  |  |  |  | 6.625 |  | No |  | No | [21 empty] | DP:3/4'' W:6 1/4'' H:4 5/8'' OB UP:5 1/2'' OB DOWN:2 1/4'' Rectangular |  |  |  | 6 | Black/White |  |  | Hardwired | 0 | 1 | 0 | 0 | 1 | 0 | 0 | 1 | 0 | 0 | 0 | 785652257896 | 31 | 9.75 | 9.5 | 9.9 | 1.662 | 125 | Yes | [9 empty] | cETL Damp | BAYFIELD 4L BATH-962 | Four Light Wall / Bath |  | 4411604-962.png | 4411604.jpg
4411604EN3-05 | Four Light Wall / Bath | The Bayfield bath collection by Sea Gull Lighting delivers simplicity with flair. The transitional design is a subtle combination of clean lines and flared, angular Satin Etched glass shades to bring style and warmth to the bathroom no matter the budget. Offered in Chrome, Burnt Sienna and Brushed Nickel finishes, the bath lighting collection offers one-light, two-light, three-light and four-light vanity fixtures. Both incandescent lamping and ENERGY STAR-qualified LED lamping are available; all fixtures are California Title 24 compliant. | BATH | Bayfield | Wall / Bath Lighting | Chrome | 5 | Steel | Satin Etched Glass | L:5" W:5" H:5" |  |  | 4 Medium A19 9.3w |  | 4 | Yes | [14 empty] | 0 | [12 empty] | 115.98 | 231.96 | 347.94 | W:27 1/2'' H:7 3/4'' E:6 5/8'' | 7.8 |  |  | 27.5 | 7.75 | Wall / Bath |  |  |  |  | 6.625 |  | No |  | No | [21 empty] | DP:3/4'' W:6 1/4'' H:4 5/8'' OB UP:5 1/2'' OB DOWN:2 1/4'' Rectangular |  |  |  | 6 | Black/White |  |  | Hardwired | 0 | 1 | 0 | 1 | 1 | 0 | 0 | 0 | 0 | 0 | 0 | 785652044625 | 31 | 9.75 | 9.5 | 9.9 | 1.662 | 125 | Yes | [9 empty] | cETL Damp | BAYFIELD 4L BATH-05 | Four Light Wall / Bath |  | 4411604EN3-05.jpg | 4411604.jpg
4411604EN3-710 | Four Light Wall / Bath | The Bayfield bath collection by Sea Gull Lighting delivers simplicity with flair. The transitional design is a subtle combination of clean lines and flared, angular Satin Etched glass shades to bring style and warmth to the bathroom no matter the budget. Offered in Chrome, Burnt Sienna and Brushed Nickel finishes, the bath lighting collection offers one-light, two-light, three-light and four-light vanity fixtures. Both incandescent lamping and ENERGY STAR-qualified LED lamping are available; all fixtures are California Title 24 compliant. | BATH | Bayfield | Wall / Bath Lighting | Burnt Sienna | 710 | Steel | Satin Etched Glass | L:5" W:5" H:5" |  |  | 4 Medium A19 9.3w |  | 4 | Yes | [14 empty] | 0 | [12 empty] | 115.98 | 231.96 | 347.94 | W:27 1/2'' H:7 3/4'' E:6 5/8'' | 7.8 |  |  | 27.5 | 7.75 | Wall / Bath |  |  |  |  | 6.625 |  | No |  | No | [21 empty] | DP:3/4'' W:6 1/4'' H:4 5/8'' OB UP:5 1/2'' OB DOWN:2 1/4'' Rectangular |  |  |  | 6 | Black/White |  |  | Hardwired | 0 | 1 | 0 | 1 | 1 | 0 | 0 | 0 | 0 | 0 | 0 | 785652044649 | 31 | 9.75 | 9.5 | 9.9 | 1.662 | 125 | Yes | [9 empty] | cETL Damp | BAYFIELD 4L BATH-710 | Four Light Wall / Bath |  | 4411604EN3-710.jpg | 4411604.jpg
4411604EN3-962 | Four Light Wall / Bath | The Bayfield bath collection by Sea Gull Lighting delivers simplicity with flair. The transitional design is a subtle combination of clean lines and flared, angular Satin Etched glass shades to bring style and warmth to the bathroom no matter the budget. Offered in Chrome, Burnt Sienna and Brushed Nickel finishes, the bath lighting collection offers one-light, two-light, three-light and four-light vanity fixtures. Both incandescent lamping and ENERGY STAR-qualified LED lamping are available; all fixtures are California Title 24 compliant. | BATH | Bayfield | Wall / Bath Lighting | Brushed Nickel | 962 | Steel | Satin Etched Glass | L:5" W:5" H:5" |  |  | 4 Medium A19 9.3w |  | 4 | Yes | [14 empty] | 0 | [12 empty] | 115.98 | 231.96 | 347.94 | W:27 1/2'' H:7 3/4'' E:6 5/8'' | 7.8 |  |  | 27.5 | 7.75 | Wall / Bath |  |  |  |  | 6.625 |  | No |  | No | [21 empty] | DP:3/4'' W:6 1/4'' H:4 5/8'' OB UP:5 1/2'' OB DOWN:2 1/4'' Rectangular |  |  |  | 6 | Black/White |  |  | Hardwired | 0 | 1 | 0 | 1 | 1 | 0 | 0 | 0 | 0 | 0 | 0 | 785652044663 | 31 | 9.75 | 9.5 | 9.9 | 1.662 | 125 | Yes | [9 empty] | cETL Damp | BAYFIELD 4L BATH-962 | Four Light Wall / Bath |  | 4411604EN3-962.jpg | 4411604.jpg
44122-820 | Two Light Wall / Bath | The Del Prato collection by Sea Gull Lighting has a rustic transitional style making it a great choice for all décor styles. Sweeping curves add interest without complication. Coordinate Del Prato in the Chestnut Bronze finish with earth tone walls for an added level of sophistication. The Seeded, Acid-Etched glass shades with a Café Tint contribute to the overall impact as well. The assortment includes nine-light and five-light chandeliers, pendants in five sizes, both flush and semi-flush ceiling fixtures, as well as one-light, two-light, three-light and four-light wall/bath fixtures. Most of these fixtures easily convert to LED by purchasing LED replacement lamps sold separately. | BATH | Del Prato | Wall / Bath Lighting | Chestnut Bronze | 820 | Steel | Seeded acid etch with cafe tint Glass | D:5.0625" |  |  | 2 Medium A19 100w |  | 2 | No | [14 empty] | 0 | [12 empty] | 65 | 130 | 195 | W:14 1/4'' H:9 1/4'' E:7'' | 5.1 |  |  | 14.25 | 9.25 | Cap Nuts |  |  |  |  | 7 |  | No |  | No | [21 empty] | DP:1 1/8'' W:9'' H:4 3/4'' OB UP:5'' OB DOWN:4 1/4'' Rectangular |  |  |  | 6.5 |  |  | N/A | Hardwired | 0 | 1 | 0 | 0 | 1 | 0 | 0 | 1 | 0 | 0 | 0 | 785652075803 | 14.25 | 10.75 | 9.5 | 6.8 | 0.842 | 100 | Yes | [8 empty] | UL Damp | cUL Damp | DEL PRATO 2L BATH-820 | Two Light Wall / Bath |  | 44122-820.jpg | 44122.jpg
44122EN3-820 | Two Light Wall / Bath | The Del Prato collection by Sea Gull Lighting has a rustic transitional style making it a great choice for all décor styles. Sweeping curves add interest without complication. Coordinate Del Prato in the Chestnut Bronze finish with earth tone walls for an added level of sophistication. The Seeded, Acid-Etched glass shades with a Café Tint contribute to the overall impact as well. The assortment includes nine-light and five-light chandeliers, pendants in five sizes, both flush and semi-flush ceiling fixtures, as well as one-light, two-light, three-light and four-light wall/bath fixtures. Most of these fixtures easily convert to LED by purchasing LED replacement lamps sold separately. | BATH | Del Prato | Wall / Bath Lighting | Chestnut Bronze | 820 | Steel | Seeded acid etch with cafe tint Glass | D:5.0625" |  |  | 2 Medium A19 9.3w |  | 2 | Yes | [14 empty] | 0 | [12 empty] | 71.1 | 142.2 | 213.3 | W:14 1/4'' H:9 1/4'' E:7'' | 5.1 |  |  | 14.25 | 9.25 | Cap Nuts |  |  |  |  | 7 |  | No |  | No | [21 empty] | DP:1 1/8'' W:9'' H:4 3/4'' OB UP:5'' OB DOWN:4 1/4'' Rectangular |  |  |  | 6.5 | Black/White |  | N/A | Hardwired | 0 | 1 | 0 | 1 | 1 | 0 | 0 | 0 | 0 | 0 | 0 | 785652054273 | 14.25 | 10.75 | 9.5 | 6.8 | 0.842 | 100 | Yes | [8 empty] | UL Damp | cUL Damp | DEL PRATO 2L BATH-820 | Two Light Wall / Bath |  | 44122EN3-820.jpg | 44122.jpg
4413002-845 | Two Light Wall / Bath | The subtle details of the Parkfield lighting collection by Sea Gull Lighting make this transitional design perfect for a wide range of décor. The four-sided, glass shades and the supporting sockets feature a graduated step detail which gives each fixture a slightly more masculine and tailored look. Available in both a casual Flemish Bronze finish with Crème Parchment glass or the elegantly modern Brushed Nickel finish with Opal Etched glass, the full lighting collection offers a nine-light or five-light chandelier, a three-light down chandelier; a two-light semi-flush mount; a three-light up pendant; and one-light, two-light, three-light and four-light bath fixture (all of which can mount up or down). Incandescent and ENERGY STAR-qualified LED lamping are available. | BATH | Parkfield | Wall / Bath Lighting | Flemish Bronze | 845 | Steel / Zinc | Creme Parchment Etched Glass | L:5.25" W:5.25" H:5.375" |  |  | 2 Medium A19 75w |  | 2 | No | [14 empty] | 0 | [12 empty] | 56.98 | 113.96 | 170.94 | W:14 5/8'' H:9 3/4'' E:6'' | 4.4 |  |  | 14.625 | 9.75 | Wall / Bath |  |  |  |  | 6 |  | No |  | No | [21 empty] | D:5 1/2'' DP:1 1/8'' OB UP:7'' OB DOWN:2 3/4'' Round |  |  |  | 8 | Black/White |  |  | Hardwired | 0 | 1 | 0 | 0 | 1 | 0 | 0 | 1 | 0 | 0 | 0 | 785652274831 | 15.75 | 10.75 | 8.5 | 5.8 | 0.833 | 125 | Yes | [9 empty] | cETL Damp | PARKFIELD 2L BATH-845 | Two Light Wall / Bath |  | 4413002-845.jpg | 4413002.jpg
4413002-962 | Two Light Wall / Bath | The subtle details of the Parkfield lighting collection by Sea Gull Lighting make this transitional design perfect for a wide range of décor. The four-sided, glass shades and the supporting sockets feature a graduated step detail which gives each fixture a slightly more masculine and tailored look. Available in both a casual Flemish Bronze finish with Crème Parchment glass or the elegantly modern Brushed Nickel finish with Opal Etched glass, the full lighting collection offers a nine-light or five-light chandelier, a three-light down chandelier; a two-light semi-flush mount; a three-light up pendant; and one-light, two-light, three-light and four-light bath fixture (all of which can mount up or down). Incandescent and ENERGY STAR-qualified LED lamping are available. | BATH | Parkfield | Wall / Bath Lighting | Brushed Nickel | 962 | Steel / Zinc | Etched / White Inside Etched Glass | L:5.25" W:5.25" H:5.375" |  |  | 2 Medium A19 75w |  | 2 | No | [14 empty] | 0 | [12 empty] | 56.98 | 113.96 | 170.94 | W:14 5/8'' H:9 3/4'' E:6'' | 4.4 |  |  | 14.625 | 9.75 | Wall / Bath |  |  |  |  | 6 |  | No |  | No | [21 empty] | D:5 1/2'' DP:1 1/8'' OB UP:7'' OB DOWN:2 3/4'' Round |  |  |  | 8 | Black/White |  |  | Hardwired | 0 | 1 | 0 | 0 | 1 | 0 | 0 | 1 | 0 | 0 | 0 | 785652274848 | 15.75 | 10.75 | 8.25 | 5.9 | 0.808 | 125 | Yes | [9 empty] | cETL Damp | PARKFIELD 2L BATH-962 | Two Light Wall / Bath |  | 4413002-962.jpg | 4413002.jpg
4413002EN3-845 | Two Light Wall / Bath | The subtle details of the Parkfield lighting collection by Sea Gull Lighting make this transitional design perfect for a wide range of décor. The four-sided, glass shades and the supporting sockets feature a graduated step detail which gives each fixture a slightly more masculine and tailored look. Available in both a casual Flemish Bronze finish with Crème Parchment glass or the elegantly modern Brushed Nickel finish with Opal Etched glass, the full lighting collection offers a nine-light or five-light chandelier, a three-light down chandelier; a two-light semi-flush mount; a three-light up pendant; and one-light, two-light, three-light and four-light bath fixture (all of which can mount up or down). Incandescent and ENERGY STAR-qualified LED lamping are available. | BATH | Parkfield | Wall / Bath Lighting | Flemish Bronze | 845 | Steel / Zinc | Creme Parchment Etched Glass | L:5.25" W:5.25" H:5.375" |  |  | 2 Medium A19 9.3w |  | 2 | Yes | [14 empty] | 0 | [12 empty] | 69.48 | 138.96 | 208.44 | W:14 5/8'' H:9 3/4'' E:6'' | 4.4 |  |  | 14.625 | 9.75 | Wall / Bath |  |  |  |  | 6 |  | No |  | No | [21 empty] | D:5 1/2'' DP:1 1/8'' OB UP:7'' OB DOWN:2 3/4'' Round |  |  |  | 8 | Black/White |  |  | Hardwired | 0 | 1 | 0 | 1 | 1 | 0 | 0 | 0 | 0 | 0 | 0 | 785652049125 | 15.75 | 10.75 | 8.25 | 5.9 | 0.808 | 125 | Yes | [9 empty] | cETL Damp | PARKFIELD 2L BATH-845 | Two Light Wall / Bath |  | 4413002EN3-845.jpg | 4413002.jpg
4413002EN3-962 | Two Light Wall / Bath | The subtle details of the Parkfield lighting collection by Sea Gull Lighting make this transitional design perfect for a wide range of décor. The four-sided, glass shades and the supporting sockets feature a graduated step detail which gives each fixture a slightly more masculine and tailored look. Available in both a casual Flemish Bronze finish with Crème Parchment glass or the elegantly modern Brushed Nickel finish with Opal Etched glass, the full lighting collection offers a nine-light or five-light chandelier, a three-light down chandelier; a two-light semi-flush mount; a three-light up pendant; and one-light, two-light, three-light and four-light bath fixture (all of which can mount up or down). Incandescent and ENERGY STAR-qualified LED lamping are available. | BATH | Parkfield | Wall / Bath Lighting | Brushed Nickel | 962 | Steel / Zinc | Etched / White Inside Etched Glass | L:5.25" W:5.25" H:5.375" |  |  | 2 Medium A19 9.3w |  | 2 | Yes | [14 empty] | 0 | [12 empty] | 69.48 | 138.96 | 208.44 | W:14 5/8'' H:9 3/4'' E:6'' | 4.4 |  |  | 14.625 | 9.75 | Wall / Bath |  |  |  |  | 6 |  | No |  | No | [21 empty] | D:5 1/2'' DP:1 1/8'' OB UP:7'' OB DOWN:2 3/4'' Round |  |  |  | 8 | Black/White |  |  | Hardwired | 0 | 1 | 0 | 1 | 1 | 0 | 0 | 0 | 0 | 0 | 0 | 785652049132 | 15.75 | 10.75 | 8.25 | 5.9 | 0.808 | 125 | Yes | [9 empty] | cETL Damp | PARKFIELD 2L BATH-962 | Two Light Wall / Bath |  | 4413002EN3-962.jpg | 4413002.jpg
4413003-845 | Three Light Wall / Bath | The subtle details of the Parkfield lighting collection by Sea Gull Lighting make this transitional design perfect for a wide range of décor. The four-sided, glass shades and the supporting sockets feature a graduated step detail which gives each fixture a slightly more masculine and tailored look. Available in both a casual Flemish Bronze finish with Crème Parchment glass or the elegantly modern Brushed Nickel finish with Opal Etched glass, the full lighting collection offers a nine-light or five-light chandelier, a three-light down chandelier; a two-light semi-flush mount; a three-light up pendant; and one-light, two-light, three-light and four-light bath fixture (all of which can mount up or down). Incandescent and ENERGY STAR-qualified LED lamping are available. | BATH | Parkfield | Wall / Bath Lighting | Flemish Bronze | 845 | Steel / Zinc | Creme Parchment Glass | L:5.25" W:5.25" H:5.375" |  |  | 3 Medium A19 75w |  | 3 | No | [14 empty] | 0 | [12 empty] | 74.98 | 149.96 | 224.94 | W:23 7/8'' H:9 3/4'' E:6'' | 6.6 |  |  | 23.875 | 9.75 | Wall / Bath |  |  |  |  | 6 |  | No |  | No | [21 empty] | D:5 1/2'' DP:1 1/8'' OB UP:7'' OB DOWN:2 3/4'' Round |  |  |  | 8 | Black/White |  |  | Hardwired | 0 | 1 | 0 | 0 | 1 | 0 | 0 | 1 | 0 | 0 | 0 | 785652259166 | 24.5 | 10.75 | 8.25 | 9.2 | 1.257 | 125 | Yes | [9 empty] | cETL Damp | PARKFIELD 3L BATH-845 | Three Light Wall / Bath |  | 4413003-845.jpg | 4413003.jpg
4413003-962 | Three Light Wall / Bath | The subtle details of the Parkfield lighting collection by Sea Gull Lighting make this transitional design perfect for a wide range of décor. The four-sided, glass shades and the supporting sockets feature a graduated step detail which gives each fixture a slightly more masculine and tailored look. Available in both a casual Flemish Bronze finish with Crème Parchment glass or the elegantly modern Brushed Nickel finish with Opal Etched glass, the full lighting collection offers a nine-light or five-light chandelier, a three-light down chandelier; a two-light semi-flush mount; a three-light up pendant; and one-light, two-light, three-light and four-light bath fixture (all of which can mount up or down). Incandescent and ENERGY STAR-qualified LED lamping are available. | BATH | Parkfield | Wall / Bath Lighting | Brushed Nickel | 962 | Steel / Zinc | Etched / White Inside Glass | L:5.25" W:5.25" H:5.375" |  |  | 3 Medium A19 75w |  | 3 | No | [14 empty] | 0 | [12 empty] | 74.98 | 149.96 | 224.94 | W:23 7/8'' H:9 3/4'' E:6'' | 6.6 |  |  | 23.875 | 9.75 | Wall / Bath |  |  |  |  | 6 |  | No |  | No | [21 empty] | D:5 1/2'' DP:1 1/8'' OB UP:7'' OB DOWN:2 3/4'' Round |  |  |  | 8 | Black/White |  |  | Hardwired | 0 | 1 | 0 | 0 | 1 | 0 | 0 | 1 | 0 | 0 | 0 | 785652274923 | 24.5 | 11 | 8.5 | 8.9 | 1.326 | 125 | Yes | [9 empty] | cETL Damp | PARKFIELD 3L BATH-962 | Three Light Wall / Bath |  | 4413003-962.jpg | 4413003.jpg
4413003EN3-845 | Three Light Wall / Bath | The subtle details of the Parkfield lighting collection by Sea Gull Lighting make this transitional design perfect for a wide range of décor. The four-sided, glass shades and the supporting sockets feature a graduated step detail which gives each fixture a slightly more masculine and tailored look. Available in both a casual Flemish Bronze finish with Crème Parchment glass or the elegantly modern Brushed Nickel finish with Opal Etched glass, the full lighting collection offers a nine-light or five-light chandelier, a three-light down chandelier; a two-light semi-flush mount; a three-light up pendant; and one-light, two-light, three-light and four-light bath fixture (all of which can mount up or down). Incandescent and ENERGY STAR-qualified LED lamping are available. | BATH | Parkfield | Wall / Bath Lighting | Flemish Bronze | 845 | Steel / Zinc | Creme Parchment Glass | L:5.25" W:5.25" H:5.375" |  |  | 3 Medium A19 9.3w |  | 3 | Yes | [14 empty] | 0 | [12 empty] | 91.98 | 183.96 | 275.94 | W:23 7/8'' H:9 3/4'' E:6'' | 6.6 |  |  | 23.875 | 9.75 | Wall / Bath |  |  |  |  | 6 |  | No |  | No | [21 empty] | D:5 1/2'' DP:1 1/8'' OB UP:7'' OB DOWN:2 3/4'' Round |  |  |  | 8 | Black/White |  |  | Hardwired | 0 | 1 | 0 | 1 | 1 | 0 | 0 | 0 | 0 | 0 | 0 | 785652049149 | 34 | 11 | 8.5 | 10.5 | 1.84 | 175 | Yes | [9 empty] | cETL Damp | PARKFIELD 3L BATH-845 | Three Light Wall / Bath |  | 4413003EN3-845.jpg | 4413003.jpg
4413003EN3-962 | Three Light Wall / Bath | The subtle details of the Parkfield lighting collection by Sea Gull Lighting make this transitional design perfect for a wide range of décor. The four-sided, glass shades and the supporting sockets feature a graduated step detail which gives each fixture a slightly more masculine and tailored look. Available in both a casual Flemish Bronze finish with Crème Parchment glass or the elegantly modern Brushed Nickel finish with Opal Etched glass, the full lighting collection offers a nine-light or five-light chandelier, a three-light down chandelier; a two-light semi-flush mount; a three-light up pendant; and one-light, two-light, three-light and four-light bath fixture (all of which can mount up or down). Incandescent and ENERGY STAR-qualified LED lamping are available. | BATH | Parkfield | Wall / Bath Lighting | Brushed Nickel | 962 | Steel / Zinc | Etched / White Inside Glass | L:5.25" W:5.25" H:5.375" |  |  | 3 Medium A19 9.3w |  | 3 | Yes | [14 empty] | 0 | [12 empty] | 91.98 | 183.96 | 275.94 | W:23 7/8'' H:9 3/4'' E:6'' | 6.6 |  |  | 23.875 | 9.75 | Wall / Bath |  |  |  |  | 6 |  | No |  | No | [21 empty] | D:5 1/2'' DP:1 1/8'' OB UP:7'' OB DOWN:2 3/4'' Round |  |  |  | 8 | Black/White |  |  | Hardwired | 0 | 1 | 0 | 1 | 1 | 0 | 0 | 0 | 0 | 0 | 0 | 785652049163 | 24.5 | 11 | 8.5 | 8.9 | 1.326 | 125 | Yes | [9 empty] | cETL Damp | PARKFIELD 3L BATH-962 | Three Light Wall / Bath |  | 4413003EN3-962.jpg | 4413003.jpg
4413004-845 | Four Light Wall / Bath | The subtle details of the Parkfield lighting collection by Sea Gull Lighting make this transitional design perfect for a wide range of décor. The four-sided, glass shades and the supporting sockets feature a graduated step detail which gives each fixture a slightly more masculine and tailored look. Available in both a casual Flemish Bronze finish with Crème Parchment glass or the elegantly modern Brushed Nickel finish with Opal Etched glass, the full lighting collection offers a nine-light or five-light chandelier, a three-light down chandelier; a two-light semi-flush mount; a three-light up pendant; and one-light, two-light, three-light and four-light bath fixture (all of which can mount up or down). Incandescent and ENERGY STAR-qualified LED lamping are available. | BATH | Parkfield | Wall / Bath Lighting | Flemish Bronze | 845 | Steel / Zinc | Creme Parchment Glass | L:5.25" W:5.25" H:5.375" |  |  | 4 Medium A19 75w |  | 4 | No | [14 empty] | 0 | [12 empty] | 108.98 | 217.96 | 326.94 | W:30 3/4'' H:9 3/4'' E:6'' | 8.4 |  |  | 30.75 | 9.75 | Wall / Bath |  |  |  |  | 6 |  | No |  | No | [21 empty] | D:5 1/2'' DP:1 1/8'' OB UP:7'' OB DOWN:2 3/4'' Round |  |  |  | 8 | Black/White |  |  | Hardwired | 0 | 1 | 0 | 0 | 1 | 0 | 0 | 1 | 0 | 0 | 0 | 785652274855 | 34 | 11 | 8.5 | 10.5 | 1.84 | 175 | Yes | [9 empty] | cETL Damp | PARKFIELD 4L BATH-845 | Four Light Wall / Bath |  | 4413004-845.jpg | 4413004.jpg
4413004-962 | Four Light Wall / Bath | The subtle details of the Parkfield lighting collection by Sea Gull Lighting make this transitional design perfect for a wide range of décor. The four-sided, glass shades and the supporting sockets feature a graduated step detail which gives each fixture a slightly more masculine and tailored look. Available in both a casual Flemish Bronze finish with Crème Parchment glass or the elegantly modern Brushed Nickel finish with Opal Etched glass, the full lighting collection offers a nine-light or five-light chandelier, a three-light down chandelier; a two-light semi-flush mount; a three-light up pendant; and one-light, two-light, three-light and four-light bath fixture (all of which can mount up or down). Incandescent and ENERGY STAR-qualified LED lamping are available. | BATH | Parkfield | Wall / Bath Lighting | Brushed Nickel | 962 | Steel / Zinc | Etched / White Inside Glass | L:5.25" W:5.25" H:5.375" |  |  | 4 Medium A19 75w |  | 4 | No | [14 empty] | 0 | [12 empty] | 108.98 | 217.96 | 326.94 | W:30 3/4'' H:9 3/4'' E:6'' | 8.4 |  |  | 30.75 | 9.75 | Wall / Bath |  |  |  |  | 6 |  | No |  | No | [21 empty] | D:5 1/2'' DP:1 1/8'' OB UP:7'' OB DOWN:2 3/4'' Round |  |  |  | 8 | Black/White |  |  | Hardwired | 0 | 1 | 0 | 0 | 1 | 0 | 0 | 1 | 0 | 0 | 0 | 785652274862 | 34 | 11 | 8.5 | 11.3 | 1.84 | 125 | Yes | [9 empty] | cETL Damp | PARKFIELD 4L BATH-962 | Four Light Wall / Bath |  | 4413004-962.jpg | 4413004.jpg
4413004EN3-845 | Four Light Wall / Bath | The subtle details of the Parkfield lighting collection by Sea Gull Lighting make this transitional design perfect for a wide range of décor. The four-sided, glass shades and the supporting sockets feature a graduated step detail which gives each fixture a slightly more masculine and tailored look. Available in both a casual Flemish Bronze finish with Crème Parchment glass or the elegantly modern Brushed Nickel finish with Opal Etched glass, the full lighting collection offers a nine-light or five-light chandelier, a three-light down chandelier; a two-light semi-flush mount; a three-light up pendant; and one-light, two-light, three-light and four-light bath fixture (all of which can mount up or down). Incandescent and ENERGY STAR-qualified LED lamping are available. | BATH | Parkfield | Wall / Bath Lighting | Flemish Bronze | 845 | Steel / Zinc | Creme Parchment Glass | L:5.25" W:5.25" H:5.375" |  |  | 4 Medium A19 9.3w |  | 4 | Yes | [14 empty] | 0 | [12 empty] | 130.48 | 260.96 | 391.44 | W:30 3/4'' H:9 3/4'' E:6'' | 8.4 |  |  | 30.75 | 9.75 | Wall / Bath |  |  |  |  | 6 |  | No |  | No | [21 empty] | D:5 1/2'' DP:1 1/8'' OB UP:7'' OB DOWN:2 3/4'' Round |  |  |  | 8 | Black/White |  |  | Hardwired | 0 | 1 | 0 | 1 | 1 | 0 | 0 | 0 | 0 | 0 | 0 | 785652049170 | 34 | 11 | 8.5 | 10.5 | 1.84 | 175 | Yes | [9 empty] | cETL Damp | PARKFIELD 4L BATH-845 | Four Light Wall / Bath |  | 4413004EN3-845.jpg | 4413004.jpg
4413004EN3-962 | Four Light Wall / Bath | The subtle details of the Parkfield lighting collection by Sea Gull Lighting make this transitional design perfect for a wide range of décor. The four-sided, glass shades and the supporting sockets feature a graduated step detail which gives each fixture a slightly more masculine and tailored look. Available in both a casual Flemish Bronze finish with Crème Parchment glass or the elegantly modern Brushed Nickel finish with Opal Etched glass, the full lighting collection offers a nine-light or five-light chandelier, a three-light down chandelier; a two-light semi-flush mount; a three-light up pendant; and one-light, two-light, three-light and four-light bath fixture (all of which can mount up or down). Incandescent and ENERGY STAR-qualified LED lamping are available. | BATH | Parkfield | Wall / Bath Lighting | Brushed Nickel | 962 | Steel / Zinc | Etched / White Inside Glass | L:5.25" W:5.25" H:5.375" |  |  | 4 Medium A19 9.3w |  | 4 | Yes | [14 empty] | 0 | [12 empty] | 130.48 | 260.96 | 391.44 | W:30 3/4'' H:9 3/4'' E:6'' | 8.4 |  |  | 30.75 | 9.75 | Wall / Bath |  |  |  |  | 6 |  | No |  | No | [21 empty] | D:5 1/2'' DP:1 1/8'' OB UP:7'' OB DOWN:2 3/4'' Round |  |  |  | 8 | Black/White |  |  | Hardwired | 0 | 1 | 0 | 1 | 1 | 0 | 0 | 0 | 0 | 0 | 0 | 785652049187 | 34 | 11 | 8.5 | 11.3 | 1.84 | 125 | Yes | [9 empty] | cETL Damp | PARKFIELD 4L BATH-962 | Four Light Wall / Bath |  | 4413004EN3-962.jpg | 4413004.jpg
4413202-715 | Two Light Wall / Bath | The soft curves give the transitional Metcalf lighting collection by Sea Gull Lighting its clean, subtle look. The modern silhouette of the Satin Etched glass shades reinforces the easy and casual lines of this design. Equally at home in a contemporary, urban setting or a transitional décor in the suburbs, the full lighting collection is offered in Autumn Bronze and Brushed Nickel finishes and is comprised of nine-, five- and three-light chandeliers; one- and three-light pendants, mini pendant, two-light semi-flush mount; and one-, two-, three- and four-light bath fixtures. Incandescent and ENERGY STAR-qualified LED lamping are available; all fixtures are California Title 24 compliant. | BATH | Metcalf | Wall / Bath Lighting | Autumn Bronze | 715 | Steel | Satin Etched Glass | D:6.25" H:5.25" |  |  | 2 Medium A19 100w |  | 2 | No | [14 empty] | 0 | [12 empty] | 56.48 | 112.96 | 169.44 | W:15 1/2'' H:11'' E:7 1/4'' | 4 |  |  | 15.5 | 11 | Double Cap Nuts |  |  |  |  | 7.25 |  | No |  | No | [21 empty] | D:5'' H:7/8'' OB UP:8 1/2'' OB DOWN:2 1/2'' Round |  |  |  | 6.5 | Black/White |  |  | Hardwired | 0 | 1 | 0 | 0 | 1 | 0 | 0 | 1 | 0 | 0 | 0 | 785652275128 | 20.75 | 10.25 | 9.5 | 5.5 | 1.169 | 175 | Yes | [9 empty] | cETL Damp | METCALF 2L BATH-715 | Two Light Wall / Bath |  | 4413202-715.jpg | 4413202.jpg
4413202-962 | Two Light Wall / Bath | The soft curves give the transitional Metcalf lighting collection by Sea Gull Lighting its clean, subtle look. The modern silhouette of the Satin Etched glass shades reinforces the easy and casual lines of this design. Equally at home in a contemporary, urban setting or a transitional décor in the suburbs, the full lighting collection is offered in Autumn Bronze and Brushed Nickel finishes and is comprised of nine-, five- and three-light chandeliers; one- and three-light pendants, mini pendant, two-light semi-flush mount; and one-, two-, three- and four-light bath fixtures. Incandescent and ENERGY STAR-qualified LED lamping are available; all fixtures are California Title 24 compliant. | BATH | Metcalf | Wall / Bath Lighting | Brushed Nickel | 962 | Steel | Satin Etched Glass | D:6.25" H:5.25" |  |  | 2 Medium A19 100w |  | 2 | No | [14 empty] | 0 | [12 empty] | 56.48 | 112.96 | 169.44 | W:15 1/2'' H:11'' E:7 1/4'' | 4 |  |  | 15.5 | 11 | Double Cap Nuts |  |  |  |  | 7.25 |  | No |  | No | [21 empty] | D:5'' H:7/8'' OB UP:8 1/2'' OB DOWN:2 1/2'' Round |  |  |  | 6.5 | Black/White |  |  | Hardwired | 0 | 1 | 0 | 0 | 1 | 0 | 0 | 1 | 0 | 0 | 0 | 785652275135 | 20.75 | 10.25 | 9.5 | 5.6 | 1.169 | 175 | Yes | [9 empty] | cETL Damp | METCALF 2L BATH-962 | Two Light Wall / Bath |  | 4413202-962.jpg | 4413202.jpg
4413202EN3-715 | Two Light Wall / Bath | The soft curves give the transitional Metcalf lighting collection by Sea Gull Lighting its clean, subtle look. The modern silhouette of the Satin Etched glass shades reinforces the easy and casual lines of this design. Equally at home in a contemporary, urban setting or a transitional décor in the suburbs, the full lighting collection is offered in Autumn Bronze and Brushed Nickel finishes and is comprised of nine-, five- and three-light chandeliers; one- and three-light pendants, mini pendant, two-light semi-flush mount; and one-, two-, three- and four-light bath fixtures. Incandescent and ENERGY STAR-qualified LED lamping are available; all fixtures are California Title 24 compliant. | BATH | Metcalf | Wall / Bath Lighting | Autumn Bronze | 715 | Steel | Satin Etched Glass | D:6.25" H:5.25" |  |  | 2 Medium A19 9.3w |  | 2 | Yes | [14 empty] | 0 | [12 empty] | 67.98 | 135.96 | 203.94 | W:15 1/2'' H:11'' E:7 1/4'' | 4 |  |  | 15.5 | 11 | Double Cap Nuts |  |  |  |  | 7.25 |  | No |  | No | [21 empty] | D:5'' H:7/8'' OB UP:8 1/2'' OB DOWN:2 1/2'' Round |  |  |  | 6.5 | Black/White |  |  | Hardwired | 0 | 1 | 0 | 1 | 1 | 0 | 0 | 0 | 0 | 0 | 0 | 785652049194 | 20.75 | 10.25 | 9.5 | 5.5 | 1.169 | 175 | Yes | [9 empty] | cETL Damp | METCALF 2L BATH-715 | Two Light Wall / Bath |  | 4413202EN3-715.jpg | 4413202.jpg
4413202EN3-962 | Two Light Wall / Bath | The soft curves give the transitional Metcalf lighting collection by Sea Gull Lighting its clean, subtle look. The modern silhouette of the Satin Etched glass shades reinforces the easy and casual lines of this design. Equally at home in a contemporary, urban setting or a transitional décor in the suburbs, the full lighting collection is offered in Autumn Bronze and Brushed Nickel finishes and is comprised of nine-, five- and three-light chandeliers; one- and three-light pendants, mini pendant, two-light semi-flush mount; and one-, two-, three- and four-light bath fixtures. Incandescent and ENERGY STAR-qualified LED lamping are available; all fixtures are California Title 24 compliant. | BATH | Metcalf | Wall / Bath Lighting | Brushed Nickel | 962 | Steel | Satin Etched Glass | D:6.25" H:5.25" |  |  | 2 Medium A19 9.3w |  | 2 | Yes | [14 empty] | 0 | [12 empty] | 67.98 | 135.96 | 203.94 | W:15 1/2'' H:11'' E:7 1/4'' | 4 |  |  | 15.5 | 11 | Double Cap Nuts |  |  |  |  | 7.25 |  | No |  | No | [21 empty] | D:5'' H:7/8'' OB UP:8 1/2'' OB DOWN:2 1/2'' Round |  |  |  | 6.5 | Black/White |  |  | Hardwired | 0 | 1 | 0 | 1 | 1 | 0 | 0 | 0 | 0 | 0 | 0 | 785652049200 | 20.75 | 10.25 | 9.5 | 5.6 | 1.169 | 175 | Yes | [9 empty] | cETL Damp | METCALF 2L BATH-962 | Two Light Wall / Bath |  | 4413202EN3-962.jpg | 4413202.jpg
4413203-715 | Three Light Wall / Bath | The soft curves give the transitional Metcalf lighting collection by Sea Gull Lighting its clean, subtle look. The modern silhouette of the Satin Etched glass shades reinforces the easy and casual lines of this design. Equally at home in a contemporary, urban setting or a transitional décor in the suburbs, the full lighting collection is offered in Autumn Bronze and Brushed Nickel finishes and is comprised of nine-, five- and three-light chandeliers; one- and three-light pendants, mini pendant, two-light semi-flush mount; and one-, two-, three- and four-light bath fixtures. Incandescent and ENERGY STAR-qualified LED lamping are available; all fixtures are California Title 24 compliant. | BATH | Metcalf | Wall / Bath Lighting | Autumn Bronze | 715 | Steel | Satin Etched Glass | D:6.25" H:5.25" |  |  | 3 Medium A19 100w |  | 3 | No | [14 empty] | 0 | [12 empty] | 70.98 | 141.96 | 212.94 | W:25'' H:11'' E:7 1/4'' | 5.6 |  |  | 25 | 11 | Double Cap Nuts |  |  |  |  | 7.25 |  | No |  | No | [21 empty] | D:5'' H:7/8'' OB UP:8 1/2'' OB DOWN:2 1/2'' Round |  |  |  | 6.5 | Black/White |  |  | Hardwired | 0 | 1 | 0 | 0 | 1 | 0 | 0 | 1 | 0 | 0 | 0 | 785652258725 | 28 | 10.75 | 9 | 7.5 | 1.568 | 175 | Yes | [9 empty] | cETL Damp | METCALF 3L BATH-715 | Three Light Wall / Bath |  | 4413203-715.jpg | 4413203.jpg
4413203-962 | Three Light Wall / Bath | The soft curves give the transitional Metcalf lighting collection by Sea Gull Lighting its clean, subtle look. The modern silhouette of the Satin Etched glass shades reinforces the easy and casual lines of this design. Equally at home in a contemporary, urban setting or a transitional décor in the suburbs, the full lighting collection is offered in Autumn Bronze and Brushed Nickel finishes and is comprised of nine-, five- and three-light chandeliers; one- and three-light pendants, mini pendant, two-light semi-flush mount; and one-, two-, three- and four-light bath fixtures. Incandescent and ENERGY STAR-qualified LED lamping are available; all fixtures are California Title 24 compliant. | BATH | Metcalf | Wall / Bath Lighting | Brushed Nickel | 962 | Steel | Satin Etched Glass | D:6.25" H:5.25" |  |  | 3 Medium A19 100w |  | 3 | No | [14 empty] | 0 | [12 empty] | 70.98 | 141.96 | 212.94 | W:25'' H:11'' E:7 1/4'' | 5.6 |  |  | 25 | 11 | Double Cap Nuts |  |  |  |  | 7.25 |  | No |  | No | [21 empty] | D:5'' H:7/8'' OB UP:8 1/2'' OB DOWN:2 1/2'' Round |  |  |  | 6.5 | Black/White |  |  | Hardwired | 0 | 1 | 0 | 0 | 1 | 0 | 0 | 1 | 0 | 0 | 0 | 785652258732 | 28 | 10.75 | 9 | 7.5 | 1.568 | 175 | Yes | [9 empty] | cETL Damp | METCALF 3L BATH-962 | Three Light Wall / Bath |  | 4413203-962.jpg | 4413203.jpg
4413203EN3-715 | Three Light Wall / Bath | The soft curves give the transitional Metcalf lighting collection by Sea Gull Lighting its clean, subtle look. The modern silhouette of the Satin Etched glass shades reinforces the easy and casual lines of this design. Equally at home in a contemporary, urban setting or a transitional décor in the suburbs, the full lighting collection is offered in Autumn Bronze and Brushed Nickel finishes and is comprised of nine-, five- and three-light chandeliers; one- and three-light pendants, mini pendant, two-light semi-flush mount; and one-, two-, three- and four-light bath fixtures. Incandescent and ENERGY STAR-qualified LED lamping are available; all fixtures are California Title 24 compliant. | BATH | Metcalf | Wall / Bath Lighting | Autumn Bronze | 715 | Steel | Satin Etched Glass | D:6.25" H:5.25" |  |  | 3 Medium A19 9.3w |  | 3 | Yes | [14 empty] | 0 | [12 empty] | 87.48 | 174.96 | 262.44 | W:25'' H:11'' E:7 1/4'' | 5.6 |  |  | 25 | 11 | Double Cap Nuts |  |  |  |  | 7.25 |  | No |  | No | [21 empty] | D:5'' H:7/8'' OB UP:8 1/2'' OB DOWN:2 1/2'' Round |  |  |  | 6.5 | Black/White |  |  | Hardwired | 0 | 1 | 0 | 1 | 1 | 0 | 0 | 0 | 0 | 0 | 0 | 785652049217 | 28 | 10.75 | 9 | 7.5 | 1.568 | 175 | Yes | [9 empty] | cETL Damp | METCALF 3L BATH-715 | Three Light Wall / Bath |  | 4413203EN3-715.jpg | 4413203.jpg
4413203EN3-962 | Three Light Wall / Bath | The soft curves give the transitional Metcalf lighting collection by Sea Gull Lighting its clean, subtle look. The modern silhouette of the Satin Etched glass shades reinforces the easy and casual lines of this design. Equally at home in a contemporary, urban setting or a transitional décor in the suburbs, the full lighting collection is offered in Autumn Bronze and Brushed Nickel finishes and is comprised of nine-, five- and three-light chandeliers; one- and three-light pendants, mini pendant, two-light semi-flush mount; and one-, two-, three- and four-light bath fixtures. Incandescent and ENERGY STAR-qualified LED lamping are available; all fixtures are California Title 24 compliant. | BATH | Metcalf | Wall / Bath Lighting | Brushed Nickel | 962 | Steel | Satin Etched Glass | D:6.25" H:5.25" |  |  | 3 Medium A19 9.3w |  | 3 | Yes | [14 empty] | 0 | [12 empty] | 87.48 | 174.96 | 262.44 | W:25'' H:11'' E:7 1/4'' | 5.6 |  |  | 25 | 11 | Double Cap Nuts |  |  |  |  | 7.25 |  | No |  | No | [21 empty] | D:5'' H:7/8'' OB UP:8 1/2'' OB DOWN:2 1/2'' Round |  |  |  | 6.5 | Black/White |  |  | Hardwired | 0 | 1 | 0 | 1 | 1 | 0 | 0 | 0 | 0 | 0 | 0 | 785652049224 | 28 | 10.75 | 9 | 7.5 | 1.568 | 175 | Yes | [9 empty] | cETL Damp | METCALF 3L BATH-962 | Three Light Wall / Bath |  | 4413203EN3-962.jpg | 4413203.jpg
4413204-715 | Four Light Wall/ Bath | The soft curves give the transitional Metcalf lighting collection by Sea Gull Lighting its clean, subtle look. The modern silhouette of the Satin Etched glass shades reinforces the easy and casual lines of this design. Equally at home in a contemporary, urban setting or a transitional décor in the suburbs, the full lighting collection is offered in Autumn Bronze and Brushed Nickel finishes and is comprised of nine-, five- and three-light chandeliers; one- and three-light pendants, mini pendant, two-light semi-flush mount; and one-, two-, three- and four-light bath fixtures. Incandescent and ENERGY STAR-qualified LED lamping are available; all fixtures are California Title 24 compliant. | BATH | Metcalf | Wall / Bath Lighting | Autumn Bronze | 715 | Steel | Satin Etched Glass | D:6.25" H:5.25" |  |  | 4 Medium A19 100w |  | 4 | No | [14 empty] | 0 | [12 empty] | 99.98 | 199.96 | 299.94 | W:34 1/2'' H:11'' E:7 1/4'' | 8.4 |  |  | 34.5 | 11 | Double Cap Nuts |  |  |  |  | 7.25 |  | No |  | No | [21 empty] | D:5'' H:7/8'' OB UP:8 1/2'' OB DOWN:2 1/2'' Round |  |  |  | 6.5 | Black/White |  |  | Hardwired | 0 | 1 | 0 | 0 | 1 | 0 | 0 | 1 | 0 | 0 | 0 | 785652275142 | 36 | 11 | 9.25 | 9.4 | 2.12 | 175 | Yes | [9 empty] | cETL Damp | METCALF 4L BATH-715 | Four Light Wall/ Bath |  | 4413204-715.jpg | 4413204.jpg
4413204-962 | Four Light Wall/ Bath | The soft curves give the transitional Metcalf lighting collection by Sea Gull Lighting its clean, subtle look. The modern silhouette of the Satin Etched glass shades reinforces the easy and casual lines of this design. Equally at home in a contemporary, urban setting or a transitional décor in the suburbs, the full lighting collection is offered in Autumn Bronze and Brushed Nickel finishes and is comprised of nine-, five- and three-light chandeliers; one- and three-light pendants, mini pendant, two-light semi-flush mount; and one-, two-, three- and four-light bath fixtures. Incandescent and ENERGY STAR-qualified LED lamping are available; all fixtures are California Title 24 compliant. | BATH | Metcalf | Wall / Bath Lighting | Brushed Nickel | 962 | Steel | Satin Etched Glass | D:6.25" H:5.25" |  |  | 4 Medium A19 100w |  | 4 | No | [14 empty] | 0 | [12 empty] | 99.98 | 199.96 | 299.94 | W:34 1/2'' H:11'' E:7 1/4'' | 7.3 |  |  | 34.5 | 11 | Double Cap Nuts |  |  |  |  | 7.25 |  | No |  | No | [21 empty] | D:5'' H:7/8'' OB UP:8 1/2'' OB DOWN:2 1/2'' Round |  |  |  | 6.5 | Black/White |  |  | Hardwired | 0 | 1 | 0 | 0 | 1 | 0 | 0 | 1 | 0 | 0 | 0 | 785652275159 | 36 | 11 | 9.25 | 9.4 | 2.12 | 175 | Yes | [9 empty] | cETL Damp | METCALF 4L BATH-962 | Four Light Wall/ Bath |  | 4413204-962.jpg | 4413204.jpg
4413204EN3-715 | Four Light Wall / Bath | The soft curves give the transitional Metcalf lighting collection by Sea Gull Lighting its clean, subtle look. The modern silhouette of the Satin Etched glass shades reinforces the easy and casual lines of this design. Equally at home in a contemporary, urban setting or a transitional décor in the suburbs, the full lighting collection is offered in Autumn Bronze and Brushed Nickel finishes and is comprised of nine-, five- and three-light chandeliers; one- and three-light pendants, mini pendant, two-light semi-flush mount; and one-, two-, three- and four-light bath fixtures. Incandescent and ENERGY STAR-qualified LED lamping are available; all fixtures are California Title 24 compliant. | BATH | Metcalf | Wall / Bath Lighting | Autumn Bronze | 715 | Steel | Satin Etched Glass | D:6.25" H:5.25" |  |  | 4 Medium A19 9.3w |  | 4 | Yes | [14 empty] | 0 | [12 empty] | 122.98 | 245.96 | 368.94 | W:34 1/2'' H:11'' E:7 1/4'' | 7.3 |  |  | 34.5 | 11 | Double Cap Nuts |  |  |  |  | 7.25 |  | No |  | No | [21 empty] | D:5'' H:7/8'' OB UP:8 1/2'' OB DOWN:2 1/2'' Round |  |  |  | 6.5 | Black/White |  |  | Hardwired | 0 | 1 | 0 | 1 | 1 | 0 | 0 | 0 | 0 | 0 | 0 | 785652049231 | 36 | 11 | 9.25 | 9.4 | 2.12 | 175 | Yes | [9 empty] | cETL Damp | METCALF 4L BATH-715 | Four Light Wall/ Bath |  | 4413204EN3-715.jpg | 4413204.jpg
4413204EN3-962 | Four Light Wall / Bath | The soft curves give the transitional Metcalf lighting collection by Sea Gull Lighting its clean, subtle look. The modern silhouette of the Satin Etched glass shades reinforces the easy and casual lines of this design. Equally at home in a contemporary, urban setting or a transitional décor in the suburbs, the full lighting collection is offered in Autumn Bronze and Brushed Nickel finishes and is comprised of nine-, five- and three-light chandeliers; one- and three-light pendants, mini pendant, two-light semi-flush mount; and one-, two-, three- and four-light bath fixtures. Incandescent and ENERGY STAR-qualified LED lamping are available; all fixtures are California Title 24 compliant. | BATH | Metcalf | Wall / Bath Lighting | Brushed Nickel | 962 | Steel | Satin Etched Glass | D:6.25" H:5.25" |  |  | 4 Medium A19 9.3w |  | 4 | Yes | [14 empty] | 0 | [12 empty] | 122.98 | 245.96 | 368.94 | W:34 1/2'' H:11'' E:7 1/4'' | 7.3 |  |  | 34.5 | 11 | Double Cap Nuts |  |  |  |  | 7.25 |  | No |  | No | [21 empty] | D:5'' H:7/8'' OB UP:8 1/2'' OB DOWN:2 1/2'' Round |  |  |  | 6.5 | Black/White |  |  | Hardwired | 0 | 1 | 0 | 1 | 1 | 0 | 0 | 0 | 0 | 0 | 0 | 785652049248 | 36 | 11 | 9.25 | 9.4 | 2.12 | 175 | Yes | [9 empty] | cETL Damp | METCALF 4L BATH-962 | Four Light Wall / Bath |  | 4413204EN3-962.jpg | 4413204.jpg
4413302-846 | Two Light Wall / Bath | Making a statement without overpowering the surrounding décor, the Dunning lighting collection by Sea Gull Lighting is a chic addition to a wide range of interiors. The bold design is inspired by farmhouse influences seen in the rustic rope detail highlighting the open, square frame which surrounds medium based lamps covered in Crème Parchment glass shades. The Dunning collection features a unique two-tone finish of Stardust on the overall metal structure, with the open frame in Cerused Oak finish. The full lighting collection features a three-light and five-light chandeliers; a one-light mini-pendant, a four-light island chandelier; a two-light flush mount; and one-light, two-light, three-light and four-light bath fixtures (all of which can mount up or down). Both incandescent lamping and ENERGY STAR-qualified LED lamping are available. | BATH | Dunning | Wall / Bath Lighting | Stardust / Cerused Oak | 846 / 735 |  | Creme Parchment Glass | D:3.75" H:6.3125" |  |  | 2 Medium A19 100w |  | 2 | No | [14 empty] | 0 | [12 empty] | 74.98 | N/A | 224.94 | W:14'' H:8 1/4'' E:6'' | 2.8 |  |  | 14 | 8.25 | Wall / Bath |  |  |  |  | 6 |  | No |  | No | [21 empty] | DP:1'' W:14'' H:5'' OB UP:5 5/8'' OB DOWN:2 5/8'' Rectangular |  |  |  | 6.5 |  |  |  | Hardwired | 0 | 1 | 0 | 0 | 1 | 0 | 0 | 1 | 0 | 0 | 0 | 785652275821 | 18.25 | 13.25 | 7.75 | 5.1 | 1.085 | 175 | Yes | [9 empty] | cETL Damp | DUNNING 2L BATH-846 | Two Light Wall / Bath |  | 4413302-846.jpg | 4413302.jpg
4413302EN3-846 | Two Light Wall / Bath | Making a statement without overpowering the surrounding décor, the Dunning lighting collection by Sea Gull Lighting is a chic addition to a wide range of interiors. The bold design is inspired by farmhouse influences seen in the rustic rope detail highlighting the open, square frame which surrounds medium based lamps covered in Crème Parchment glass shades. The Dunning collection features a unique two-tone finish of Stardust on the overall metal structure, with the open frame in Cerused Oak finish. The full lighting collection features a three-light and five-light chandeliers; a one-light mini-pendant, a four-light island chandelier; a two-light flush mount; and one-light, two-light, three-light and four-light bath fixtures (all of which can mount up or down). Both incandescent lamping and ENERGY STAR-qualified LED lamping are available. | BATH | Dunning | Wall / Bath Lighting | Stardust / Cerused Oak | 846 / 735 |  | Creme Parchment Glass | D:3.75" H:6.3125" |  |  | 2 Medium A19 9.3w |  | 2 | Yes | [14 empty] | 0 | [12 empty] | 85.98 | N/A | 257.94 | W:14'' H:8 1/4'' E:6'' | 2.8 |  |  | 14 | 8.25 | Wall / Bath |  |  |  |  | 6 |  | No |  | No | [21 empty] | DP:1'' W:14'' H:5'' OB UP:5 5/8'' OB DOWN:2 5/8'' Rectangular |  |  |  | 6.5 | Black/White |  |  | Hardwired | 0 | 1 | 0 | 1 | 1 | 0 | 0 | 0 | 0 | 0 | 0 | 785652045516 | 18.25 | 13.25 | 7.75 | 5.1 | 1.085 | 175 | Yes | [9 empty] | cETL Damp | DUNNING 2L BATH-846 | Two Light Wall / Bath |  | 4413302EN3-846.jpg | 4413302.jpg
4413303-846 | Three Light Wall / Bath | Making a statement without overpowering the surrounding décor, the Dunning lighting collection by Sea Gull Lighting is a chic addition to a wide range of interiors. The bold design is inspired by farmhouse influences seen in the rustic rope detail highlighting the open, square frame which surrounds medium based lamps covered in Crème Parchment glass shades. The Dunning collection features a unique two-tone finish of Stardust on the overall metal structure, with the open frame in Cerused Oak finish. The full lighting collection features a three-light and five-light chandeliers; a one-light mini-pendant, a four-light island chandelier; a two-light flush mount; and one-light, two-light, three-light and four-light bath fixtures (all of which can mount up or down). Both incandescent lamping and ENERGY STAR-qualified LED lamping are available. | BATH | Dunning | Wall / Bath Lighting | Stardust / Cerused Oak | 846 / 735 |  | Creme Parchment Glass | D:3.75" H:6.3125" |  |  | 3 Medium A19 100w |  | 3 | No | [14 empty] | 0 | [12 empty] | 99.98 | N/A | 299.94 | W:21'' H:8 1/4'' E:6'' | 5.1 |  |  | 21 | 8.25 | Wall / Bath |  |  |  |  | 6 |  | No |  | No | [21 empty] | DP:1'' W:21'' H:5'' OB UP:5 5/8'' OB DOWN:2 5/8'' Rectangular |  |  |  | 6.5 |  |  |  | Hardwired | 0 | 1 | 0 | 0 | 1 | 0 | 0 | 1 | 0 | 0 | 0 | 785652275838 | 25.75 | 13.25 | 7.75 | 7.5 | 1.53 | 175 | Yes | [9 empty] | cETL Damp | DUNNING 3L BATH-846 | Three Light Wall / Bath |  | 4413303-846.jpg | 4413303.jpg
4413303EN3-846 | Three Light Wall / Bath | Making a statement without overpowering the surrounding décor, the Dunning lighting collection by Sea Gull Lighting is a chic addition to a wide range of interiors. The bold design is inspired by farmhouse influences seen in the rustic rope detail highlighting the open, square frame which surrounds medium based lamps covered in Crème Parchment glass shades. The Dunning collection features a unique two-tone finish of Stardust on the overall metal structure, with the open frame in Cerused Oak finish. The full lighting collection features a three-light and five-light chandeliers; a one-light mini-pendant, a four-light island chandelier; a two-light flush mount; and one-light, two-light, three-light and four-light bath fixtures (all of which can mount up or down). Both incandescent lamping and ENERGY STAR-qualified LED lamping are available. | BATH | Dunning | Wall / Bath Lighting | Stardust / Cerused Oak | 846 / 735 |  | Creme Parchment Glass | D:3.75" H:6.3125" |  |  | 3 Medium A19 9.3w |  | 3 | Yes | [14 empty] | 0 | [12 empty] | 116.98 | N/A | 350.94 | W:21'' H:8 1/4'' E:6'' | 5.1 |  |  | 21 | 8.25 | Wall / Bath |  |  |  |  | 6 |  | No |  | No | [21 empty] | DP:1'' W:21'' H:5'' OB UP:5 5/8'' OB DOWN:2 5/8'' Rectangular |  |  |  | 6.5 | Black/White |  |  | Hardwired | 0 | 1 | 0 | 1 | 1 | 0 | 0 | 0 | 0 | 0 | 0 | 785652045523 | 27.75 | 13.25 | 7.75 | 7.5 | 1.649 | 175 | Yes | [9 empty] | cETL Damp | DUNNING 3L BATH-846 | Three Light Wall / Bath |  | 4413303EN3-846.jpg | 4413303.jpg
4413304-846 | Four Light Wall / Bath | Making a statement without overpowering the surrounding décor, the Dunning lighting collection by Sea Gull Lighting is a chic addition to a wide range of interiors. The bold design is inspired by farmhouse influences seen in the rustic rope detail highlighting the open, square frame which surrounds medium based lamps covered in Crème Parchment glass shades. The Dunning collection features a unique two-tone finish of Stardust on the overall metal structure, with the open frame in Cerused Oak finish. The full lighting collection features a three-light and five-light chandeliers; a one-light mini-pendant, a four-light island chandelier; a two-light flush mount; and one-light, two-light, three-light and four-light bath fixtures (all of which can mount up or down). Both incandescent lamping and ENERGY STAR-qualified LED lamping are available. | BATH | Dunning | Wall / Bath Lighting | Stardust / Cerused Oak | 846 / 735 |  | Creme Parchment Glass | D:3.75" H:6.3125" |  |  | 4 Medium A19 100w |  | 4 | No | [14 empty] | 0 | [12 empty] | 124.98 | N/A | 374.94 | W:26 1/4'' H:8 1/4'' E:6'' | 6.8 |  |  | 26.25 | 8.25 | Wall / Bath |  |  |  |  | 6 |  | No |  | No | [21 empty] | DP:1'' W:26 1/4'' H:5'' OB UP:5 5/8'' OB DOWN:2 5/8'' Rectangular |  |  |  | 6.5 |  |  |  | Hardwired | 0 | 1 | 0 | 0 | 1 | 0 | 0 | 1 | 0 | 0 | 0 | 785652275845 | 32.75 | 13.5 | 7.75 | 9.8 | 1.983 | 175 | Yes | [9 empty] | cETL Damp | DUNNING 4L BATH-846 | Four Light Wall / Bath |  | 4413304-846.jpg | 4413304.jpg
4413304EN3-846 | Four Light Wall / Bath | Making a statement without overpowering the surrounding décor, the Dunning lighting collection by Sea Gull Lighting is a chic addition to a wide range of interiors. The bold design is inspired by farmhouse influences seen in the rustic rope detail highlighting the open, square frame which surrounds medium based lamps covered in Crème Parchment glass shades. The Dunning collection features a unique two-tone finish of Stardust on the overall metal structure, with the open frame in Cerused Oak finish. The full lighting collection features a three-light and five-light chandeliers; a one-light mini-pendant, a four-light island chandelier; a two-light flush mount; and one-light, two-light, three-light and four-light bath fixtures (all of which can mount up or down). Both incandescent lamping and ENERGY STAR-qualified LED lamping are available. | BATH | Dunning | Wall / Bath Lighting | Stardust / Cerused Oak | 846 / 735 |  | Creme Parchment Glass | D:3.75" H:6.3125" |  |  | 4 Medium A19 9.3w |  | 4 | Yes | [14 empty] | 0 | [12 empty] | 144.98 | N/A | 434.94 | W:26 1/4'' H:8 1/4'' E:6'' | 6.8 |  |  | 26.25 | 8.25 | Wall / Bath |  |  |  |  | 6 |  | No |  | No | [21 empty] | DP:1'' W:26 1/4'' H:5'' OB UP:5 5/8'' OB DOWN:2 5/8'' Rectangular |  |  |  | 6.5 | Black/White |  |  | Hardwired | 0 | 1 | 0 | 1 | 1 | 0 | 0 | 0 | 0 | 0 | 0 | 785652045547 | 32.75 | 13.5 | 7.75 | 9.8 | 1.983 | 175 | Yes | [9 empty] | cETL Damp | DUNNING 4L BATH-846 | Four Light Wall / Bath |  | 4413304EN3-846.jpg | 4413304.jpg
4413402-05 | Two Light Wall / Bath | The modern Englehorn collection by Sea Gull Lighting brings a heightened sense of beauty through the use of dramatic and flawless optic crystal. Even with the crystal’s delicate appearance, the overall design makes a strong statement. Offered in a Chrome finish with Etched White glass. The assortment includes nine-light, five-light, and three-light chandeliers, three-light and mini-pendants, two-light semi-flush mount, as well as one-light, two-light, three-light and four-light wall/bath fixtures. Incandescent and ENERGY STAR-qualified LED lamping are available; all fixtures are California Title 24 compliant. | BATH | Englehorn | Wall / Bath Lighting | Chrome / Optic Crystal | 05 / 602 | Steel | Etched / White Inside Glass | D:3.9375" H:6.6875" | D:3.9375" |  | 2 Medium A19 100w |  | 2 | No | [14 empty] | 0 | [12 empty] | 69.45 | 138.9 | 208.35 | W:14 1/2'' H:12 3/4'' E:6'' | 3.2 |  |  | 14.5 | 12.75 | Wall / Bath |  |  |  |  | 6 |  | No |  | No | [21 empty] | D:5'' DP:1 1/8'' OB UP:10 1/4'' OB DOWN:2 1/2'' Round |  |  |  | 6.5 |  |  |  | Hardwired | 0 | 1 | 0 | 0 | 1 | 0 | 0 | 1 | 0 | 0 | 0 | 785652242854 | 13.5 | 9.4 | 10 | 4.2 | 0.734 | 175 | Yes | [8 empty] | ETL Damp |  | ENGLEHORN 2L BATH-05 | Two Light Wall / Bath |  | 4413402-05.jpg | 4413402.jpg
4413402EN3-05 | Two Light Wall / Bath | The modern Englehorn collection by Sea Gull Lighting brings a heightened sense of beauty through the use of dramatic and flawless optic crystal. Even with the crystal’s delicate appearance, the overall design makes a strong statement. Offered in a Chrome finish with Etched White glass. The assortment includes nine-light, five-light, and three-light chandeliers, three-light and mini-pendants, two-light semi-flush mount, as well as one-light, two-light, three-light and four-light wall/bath fixtures. Incandescent and ENERGY STAR-qualified LED lamping are available; all fixtures are California Title 24 compliant. | BATH | Englehorn | Wall / Bath Lighting | Chrome / Optic Crystal | 05 / 602 | Steel | Etched / White Inside Glass | D:3.9375" H:6.6875" | D:3.9375" |  | 2 Medium A19 9.3w |  | 2 | Yes | [14 empty] | 0 | [12 empty] | 79.95 | 159.9 | 239.85 | W:14 1/2'' H:12 3/4'' E:6'' | 3.2 |  |  | 14.5 | 12.75 | Wall / Bath |  |  |  |  | 6 |  | No |  | No | [21 empty] | D:5'' DP:1 1/8'' OB UP:10 1/4'' OB DOWN:2 1/2'' Round |  |  |  | 6.5 | Black/White |  |  | Hardwired | 0 | 1 | 0 | 1 | 1 | 0 | 0 | 0 | 0 | 0 | 0 | 785652045646 | 13.5 | 9.4 | 10 | 4.2 | 0.734 | 175 | Yes | [8 empty] | C-UL-US Damp |  | ENGLEHORN 2L BATH-05 | Two Light Wall / Bath |  | 4413402EN3-05.jpg | 4413402.jpg
4413403EN3-05 | Three Light Wall / Bath | The modern Englehorn collection by Sea Gull Lighting brings a heightened sense of beauty through the use of dramatic and flawless optic crystal. Even with the crystal’s delicate appearance, the overall design makes a strong statement. Offered in a Chrome finish with Etched White glass. The assortment includes nine-light, five-light, and three-light chandeliers, three-light and mini-pendants, two-light semi-flush mount, as well as one-light, two-light, three-light and four-light wall/bath fixtures. Incandescent and ENERGY STAR-qualified LED lamping are available; all fixtures are California Title 24 compliant. | BATH | Englehorn | Wall / Bath Lighting | Chrome / Optic Crystal | 05 / 602 | Steel | Etched / White Inside Glass | D:3.9375" H:6.6875" | D:3.9375" |  | 3 Medium A19 9.3w |  | 3 | Yes | [14 empty] | 0 | [12 empty] | 110.45 | 220.9 | 331.35 | W:24 1/2'' H:11 3/4'' E:6'' | 4.5 |  |  | 24.5 | 11.75 | Wall / Bath |  |  |  |  | 6 |  | No |  | No | [21 empty] | D:5'' DP:1 1/8'' OB UP:9 1/4'' OB DOWN:2 1/2'' Round |  |  |  | 6.5 | Black/White |  |  | Hardwired | 0 | 1 | 0 | 1 | 1 | 0 | 0 | 0 | 0 | 0 | 0 | 785652045653 | 27.4 | 9.25 | 10 | 6 | 1.467 | 175 | Yes | [8 empty] | C-UL-US Damp |  | ENGLEHORN 3L BATH-05 | Three Light Wall / Bath |  | 4413403EN3-05.jpg | 4413403.jpg
4413404-05 | Four Light Wall / Bath | The modern Englehorn collection by Sea Gull Lighting brings a heightened sense of beauty through the use of dramatic and flawless optic crystal. Even with the crystal’s delicate appearance, the overall design makes a strong statement. Offered in a Chrome finish with Etched White glass. The assortment includes nine-light, five-light, and three-light chandeliers, three-light and mini-pendants, two-light semi-flush mount, as well as one-light, two-light, three-light and four-light wall/bath fixtures. Incandescent and ENERGY STAR-qualified LED lamping are available; all fixtures are California Title 24 compliant. | BATH | Englehorn | Wall / Bath Lighting | Chrome / Optic Crystal | 05 / 602 | Steel | Etched / White Inside Glass | D:3.9375" H:6.6875" | D:3.9375" |  | 4 Medium A19 100w |  | 4 | No | [14 empty] | 0 | [12 empty] | 124.45 | 248.9 | 373.35 | W:34 1/2'' H:12 3/4'' E:6'' | 6.5 |  |  | 34.5 | 12.75 | Wall / Bath |  |  |  |  | 6 |  | No |  | No | [21 empty] | D:5'' DP:1 1/8'' OB UP:10 1/4'' OB DOWN:2 1/2'' Round |  |  |  | 6.5 |  |  |  | Hardwired | 0 | 1 | 0 | 0 | 1 | 0 | 0 | 1 | 0 | 0 | 0 | 785652242861 | 37 | 9.4 | 10 | 8.6 | 2.013 | 175 | Yes | [8 empty] | ETL Damp |  | ENGLEHORN 4L BATH-05 | Four Light Wall / Bath |  | 4413404-05.jpg | 4413404.jpg
4413404EN3-05 | Four Light Wall / Bath | The modern Englehorn collection by Sea Gull Lighting brings a heightened sense of beauty through the use of dramatic and flawless optic crystal. Even with the crystal’s delicate appearance, the overall design makes a strong statement. Offered in a Chrome finish with Etched White glass. The assortment includes nine-light, five-light, and three-light chandeliers, three-light and mini-pendants, two-light semi-flush mount, as well as one-light, two-light, three-light and four-light wall/bath fixtures. Incandescent and ENERGY STAR-qualified LED lamping are available; all fixtures are California Title 24 compliant. | BATH | Englehorn | Wall / Bath Lighting | Chrome / Optic Crystal | 05 / 602 | Steel | Etched / White Inside Glass | D:3.9375" H:6.6875" | D:3.9375" |  | 4 Medium A19 9.3w |  | 4 | Yes | [14 empty] | 0 | [12 empty] | 142.45 | 284.9 | 427.35 | W:34 1/2'' H:12 3/4'' E:6'' | 6.5 |  |  | 34.5 | 12.75 | Wall / Bath |  |  |  |  | 6 |  | No |  | No | [21 empty] | D:5'' DP:1 1/8'' OB UP:10 1/4'' OB DOWN:2 1/2'' Round |  |  |  | 6.5 | Black/White |  |  | Hardwired | 0 | 1 | 0 | 1 | 1 | 0 | 0 | 0 | 0 | 0 | 0 | 785652045677 | 37 | 9.4 | 10 | 8.6 | 2.013 | 175 | Yes | [8 empty] | C-UL-US Damp |  | ENGLEHORN 4L BATH-05 | Four Light Wall / Bath |  | 4413404EN3-05.jpg | 4413404.jpg
4413702-778 | Two Light Bath | Ellis Harper has an Arts and Crafts pedigree with a Modernist twist. The array of fixtures showcases Sea Gull's commitment to high style with robust construction and craftsmanship at an exceptional price. The subtle detail allows this transitional design to easily fit into any décor. The sleek, geometric arms and square Satin Etched glass shades add touches of elegance to its streamlined profile. The assortment includes: four- and eight-light chandeliers, a six-light linear, one-light mini-pendant, and one-, two-, three- and four-light bath fixtures. All fixtures are offered in either a Brushed Nickel or Brushed Oil Rubbed Bronze. | BATH | Ellis Harper | Wall / Bath Lighting | Brushed Oil Rubbed Bronze | 778 | Steel | Etched / White Inside Glass | L:5.75" W:5.75" H:5.5" |  |  | 2 Medium A19 75w |  | 2 | No | [14 empty] | 0 | [12 empty] | 46.98 | 93.96 | 140.94 | W:16 1/8'' H:9 1/8'' E:6 5/8'' | 4.66 |  |  | 16.125 | 9.125 | Cap Nuts |  |  |  |  | 6.625 |  | No |  | No | [21 empty] | DP:1'' W:5'' H:5'' OB UP:6 5/8'' OB DOWN:2 1/2'' Square |  |  |  | 6.5 | Black/White |  |  | Hardwired | 0 | 1 | 0 | 0 | 1 | 0 | 0 | 1 | 0 | 0 | 0 | 785652069666 | 15.125 | 12.5 | 9.5 | 6.2 | 1.039 | 125 | Yes | [9 empty] | cETL Damp | ELLIS HARPER 2L BATH-778 | Two Light Bath |  | 4413702-778.jpg | 4413702.jpg
4413702-962 | Two Light Bath | Ellis Harper has an Arts and Crafts pedigree with a Modernist twist. The array of fixtures showcases Sea Gull's commitment to high style with robust construction and craftsmanship at an exceptional price. The subtle detail allows this transitional design to easily fit into any décor. The sleek, geometric arms and square Satin Etched glass shades add touches of elegance to its streamlined profile. The assortment includes: four- and eight-light chandeliers, a six-light linear, one-light mini-pendant, and one-, two-, three- and four-light bath fixtures. All fixtures are offered in either a Brushed Nickel or Brushed Oil Rubbed Bronze. | BATH | Ellis Harper | Wall / Bath Lighting | Brushed Nickel | 962 | Steel | Etched / White Inside Glass | L:5.75" W:5.75" H:5.5" |  |  | 2 Medium A19 75w |  | 2 | No | [14 empty] | 0 | [12 empty] | 46.98 | 93.96 | 140.94 | W:16 1/8'' H:9 1/8'' E:6 5/8'' | 4.66 |  |  | 16.125 | 9.125 | Cap Nuts |  |  |  |  | 6.625 |  | No |  | No | [21 empty] | DP:1'' W:5'' H:5'' OB UP:6 5/8'' OB DOWN:2 1/2'' Square |  |  |  | 6.5 | Black/White |  |  | Hardwired | 0 | 1 | 0 | 0 | 1 | 0 | 0 | 1 | 0 | 0 | 0 | 785652069673 | 15.18 | 12.38 | 9.38 | 6.1 | 1.02 | 125 | Yes | [9 empty] | cETL Damp | ELLIS HARPER 2L BATH-962 | Two Light Bath |  | 4413702-962.jpg | 4413702.jpg
4413702EN3-778 | Two Light Bath | Ellis Harper has an Arts and Crafts pedigree with a Modernist twist. The array of fixtures showcases Sea Gull's commitment to high style with robust construction and craftsmanship at an exceptional price. The subtle detail allows this transitional design to easily fit into any décor. The sleek, geometric arms and square Satin Etched glass shades add touches of elegance to its streamlined profile. The assortment includes: four- and eight-light chandeliers, a six-light linear, one-light mini-pendant, and one-, two-, three- and four-light bath fixtures. All fixtures are offered in either a Brushed Nickel or Brushed Oil Rubbed Bronze. | BATH | Ellis Harper | Wall / Bath Lighting | Brushed Oil Rubbed Bronze | 778 | Steel | Etched / White Inside Glass | L:5.75" W:5.75" H:5.5" |  |  | 2 Medium A19 9.3w |  | 2 | Yes | [14 empty] | 0 | [12 empty] | 57.98 | 115.96 | 173.94 | W:16 1/8'' H:9 1/8'' E:6 5/8'' | 4.66 |  |  | 16.125 | 9.125 | Cap Nuts |  |  |  |  | 6.625 |  | No |  | No | [21 empty] | DP:1'' W:5'' H:5'' OB UP:6 5/8'' OB DOWN:2 1/2'' Square |  |  |  | 6.5 | Black/White |  |  | Hardwired | 0 | 1 | 0 | 1 | 1 | 0 | 0 | 0 | 0 | 0 | 0 | 785652071430 | 15.125 | 12.5 | 9.5 | 6.2 | 1.039 | 125 | Yes | [9 empty] | cETL Damp | ELLIS HARPR 2L LED BATH-778 | Two Light Bath |  | 4413702EN3-778.jpg | 4413702EN3.jpg
4413702EN3-962 | Two Light Bath | Ellis Harper has an Arts and Crafts pedigree with a Modernist twist. The array of fixtures showcases Sea Gull's commitment to high style with robust construction and craftsmanship at an exceptional price. The subtle detail allows this transitional design to easily fit into any décor. The sleek, geometric arms and square Satin Etched glass shades add touches of elegance to its streamlined profile. The assortment includes: four- and eight-light chandeliers, a six-light linear, one-light mini-pendant, and one-, two-, three- and four-light bath fixtures. All fixtures are offered in either a Brushed Nickel or Brushed Oil Rubbed Bronze. | BATH | Ellis Harper | Wall / Bath Lighting | Brushed Nickel | 962 | Steel | Etched / White Inside Glass | L:5.75" W:5.75" H:5.5" |  |  | 2 Medium A19 9.3w |  | 2 | Yes | [14 empty] | 0 | [12 empty] | 57.98 | 115.96 | 173.94 | W:16 1/8'' H:9 1/8'' E:6 5/8'' | 4.66 |  |  | 16.125 | 9.125 | Cap Nuts |  |  |  |  | 6.625 |  | No |  | No | [21 empty] | DP:1'' W:5'' H:5'' OB UP:6 5/8'' OB DOWN:2 1/2'' Square |  |  |  | 6.5 | Black/White |  |  | Hardwired | 0 | 1 | 0 | 1 | 1 | 0 | 0 | 0 | 0 | 0 | 0 | 785652071447 | 15.18 | 12.38 | 9.38 | 6.1 | 1.02 | 125 | Yes | [9 empty] | cETL Damp | ELLIS HARPR 2L LED BATH-962 | Two Light Bath |  | 4413702EN3-962.jpg | 4413702EN3.jpg
4413703-778 | Three Light Bath | Ellis Harper has an Arts and Crafts pedigree with a Modernist twist. The array of fixtures showcases Sea Gull's commitment to high style with robust construction and craftsmanship at an exceptional price. The subtle detail allows this transitional design to easily fit into any décor. The sleek, geometric arms and square Satin Etched glass shades add touches of elegance to its streamlined profile. The assortment includes: four- and eight-light chandeliers, a six-light linear, one-light mini-pendant, and one-, two-, three- and four-light bath fixtures. All fixtures are offered in either a Brushed Nickel or Brushed Oil Rubbed Bronze. | BATH | Ellis Harper | Wall / Bath Lighting | Brushed Oil Rubbed Bronze | 778 | Steel | Etched / White Inside Glass | L:5.75" W:5.75" H:5.5" |  |  | 3 Medium A19 75w |  | 3 | No | [14 empty] | 0 | [12 empty] | 63.98 | 127.96 | 191.94 | W:23 5/8'' H:9 1/8'' E:6 5/8'' | 6.6 |  |  | 23.625 | 9.125 | Cap Nuts |  |  |  |  | 6.625 |  | No |  | No | [21 empty] | DP:1'' W:5'' H:5'' OB UP:6 5/8'' OB DOWN:2 1/2'' Square |  |  |  | 6.5 | Black/White |  |  | Hardwired | 0 | 1 | 0 | 0 | 1 | 0 | 0 | 1 | 0 | 0 | 0 | 785652069680 | 22.5 | 12.5 | 9.5 | 8.5 | 1.546 | 175 | Yes | [9 empty] | cETL Damp | ELLIS HARPER 3L BATH-778 | Three Light Bath |  | 4413703-778.jpg | 4413703.jpg
4413703-962 | Three Light Bath | Ellis Harper has an Arts and Crafts pedigree with a Modernist twist. The array of fixtures showcases Sea Gull's commitment to high style with robust construction and craftsmanship at an exceptional price. The subtle detail allows this transitional design to easily fit into any décor. The sleek, geometric arms and square Satin Etched glass shades add touches of elegance to its streamlined profile. The assortment includes: four- and eight-light chandeliers, a six-light linear, one-light mini-pendant, and one-, two-, three- and four-light bath fixtures. All fixtures are offered in either a Brushed Nickel or Brushed Oil Rubbed Bronze. | BATH | Ellis Harper | Wall / Bath Lighting | Brushed Nickel | 962 | Steel | Etched / White Inside Glass | L:5.75" W:5.75" H:5.5" |  |  | 3 Medium A19 75w |  | 3 | No | [14 empty] | 0 | [12 empty] | 63.98 | 127.96 | 191.94 | W:23 5/8'' H:9 1/8'' E:6 5/8'' | 6.6 |  |  | 23.625 | 9.125 | Cap Nuts |  |  |  |  | 6.625 |  | No |  | No | [21 empty] | DP:1'' W:5'' H:5'' OB UP:6 5/8'' OB DOWN:2 1/2'' Square |  |  |  | 6.5 | Black/White |  |  | Hardwired | 0 | 1 | 0 | 0 | 1 | 0 | 0 | 1 | 0 | 0 | 0 | 785652069697 | 22.5 | 12.5 | 9.5 | 8.5 | 1.546 | 175 | Yes | [9 empty] | cETL Damp | ELLIS HARPER 3L BATH-962 | Three Light Bath |  | 4413703-962.jpg | 4413703.jpg
4413703EN3-778 | Three Light Bath | Ellis Harper has an Arts and Crafts pedigree with a Modernist twist. The array of fixtures showcases Sea Gull's commitment to high style with robust construction and craftsmanship at an exceptional price. The subtle detail allows this transitional design to easily fit into any décor. The sleek, geometric arms and square Satin Etched glass shades add touches of elegance to its streamlined profile. The assortment includes: four- and eight-light chandeliers, a six-light linear, one-light mini-pendant, and one-, two-, three- and four-light bath fixtures. All fixtures are offered in either a Brushed Nickel or Brushed Oil Rubbed Bronze. | BATH | Ellis Harper | Wall / Bath Lighting | Brushed Oil Rubbed Bronze | 778 | Steel | Etched / White Inside Glass | L:5.75" W:5.75" H:5.5" |  |  | 3 Medium A19 9.3w |  | 3 | Yes | [14 empty] | 0 | [12 empty] | 79.48 | 158.96 | 238.44 | W:23 5/8'' H:9 1/8'' E:6 5/8'' | 6.6 |  |  | 23.625 | 9.125 | Cap Nuts |  |  |  |  | 6.625 |  | No |  | No | [21 empty] | DP:1'' W:5'' H:5'' OB UP:6 5/8'' OB DOWN:2 1/2'' Square |  |  |  | 6.5 | Black/White |  |  | Hardwired | 0 | 1 | 0 | 1 | 1 | 0 | 0 | 0 | 0 | 0 | 0 | 785652071454 | 22.5 | 12.5 | 9.5 | 8.5 | 1.546 | 175 | Yes | [9 empty] | cETL Damp | ELLIS HARPR 3L LED BATH-778 | Three Light Bath |  | 4413703EN3-778.jpg | 4413703EN3.jpg
4413703EN3-962 | Three Light Bath | Ellis Harper has an Arts and Crafts pedigree with a Modernist twist. The array of fixtures showcases Sea Gull's commitment to high style with robust construction and craftsmanship at an exceptional price. The subtle detail allows this transitional design to easily fit into any décor. The sleek, geometric arms and square Satin Etched glass shades add touches of elegance to its streamlined profile. The assortment includes: four- and eight-light chandeliers, a six-light linear, one-light mini-pendant, and one-, two-, three- and four-light bath fixtures. All fixtures are offered in either a Brushed Nickel or Brushed Oil Rubbed Bronze. | BATH | Ellis Harper | Wall / Bath Lighting | Brushed Nickel | 962 | Steel | Etched / White Inside Glass | L:5.75" W:5.75" H:5.5" |  |  | 3 Medium A19 9.3w |  | 3 | Yes | [14 empty] | 0 | [12 empty] | 79.48 | 158.96 | 238.44 | W:23 5/8'' H:9 1/8'' E:6 5/8'' | 6.6 |  |  | 23.625 | 9.125 | Cap Nuts |  |  |  |  | 6.625 |  | No |  | No | [21 empty] | DP:1'' W:5'' H:5'' OB UP:6 5/8'' OB DOWN:2 1/2'' Square |  |  |  | 6.5 | Black/White |  |  | Hardwired | 0 | 1 | 0 | 1 | 1 | 0 | 0 | 0 | 0 | 0 | 0 | 785652071461 | 22.5 | 12.5 | 9.5 | 8.5 | 1.546 | 175 | Yes | [9 empty] | cETL Damp | ELLIS HARPR 3L LED BATH-962 | Three Light Bath |  | 4413703EN3-962.jpg | 4413703EN3.jpg
4413704-778 | Four Light Bath | Ellis Harper has an Arts and Crafts pedigree with a Modernist twist. The array of fixtures showcases Sea Gull's commitment to high style with robust construction and craftsmanship at an exceptional price. The subtle detail allows this transitional design to easily fit into any décor. The sleek, geometric arms and square Satin Etched glass shades add touches of elegance to its streamlined profile. The assortment includes: four- and eight-light chandeliers, a six-light linear, one-light mini-pendant, and one-, two-, three- and four-light bath fixtures. All fixtures are offered in either a Brushed Nickel or Brushed Oil Rubbed Bronze. | BATH | Ellis Harper | Wall / Bath Lighting | Brushed Oil Rubbed Bronze | 778 | Steel | Etched / White Inside Glass | L:5.75" W:5.75" H:5.5" |  |  | 4 Medium A19 75w |  | 4 | No | [14 empty] | 0 | [12 empty] | 88.48 | 176.96 | 265.44 | W:32 1/2'' H:9 1/8'' E:6 5/8'' | 8.91 |  |  | 32.5 | 9.125 | Cap Nuts |  |  |  |  | 6.625 |  | No |  | No | [21 empty] | DP:1'' W:5'' H:5'' OB UP:6 5/8'' OB DOWN:2 1/2'' Square |  |  |  | 6.5 | Black/White |  |  | Hardwired | 0 | 1 | 0 | 0 | 1 | 0 | 0 | 1 | 0 | 0 | 0 | 785652069703 | 32.25 | 12.5 | 8.75 | 11 | 2.041 | 175 | Yes | [9 empty] | cETL Damp | ELLIS HARPER 4L BATH-778 | Four Light Bath |  | 4413704-778.jpg | 4413704.jpg
4413704-962 | Four Light Bath | Ellis Harper has an Arts and Crafts pedigree with a Modernist twist. The array of fixtures showcases Sea Gull's commitment to high style with robust construction and craftsmanship at an exceptional price. The subtle detail allows this transitional design to easily fit into any décor. The sleek, geometric arms and square Satin Etched glass shades add touches of elegance to its streamlined profile. The assortment includes: four- and eight-light chandeliers, a six-light linear, one-light mini-pendant, and one-, two-, three- and four-light bath fixtures. All fixtures are offered in either a Brushed Nickel or Brushed Oil Rubbed Bronze. | BATH | Ellis Harper | Wall / Bath Lighting | Brushed Nickel | 962 | Steel | Etched / White Inside Glass | L:5.75" W:5.75" H:5.5" |  |  | 4 Medium A19 75w |  | 4 | No | [14 empty] | 0 | [12 empty] | 88.48 | 176.96 | 265.44 | W:32 1/2'' H:9 1/8'' E:6 5/8'' | 8.91 |  |  | 32.5 | 9.125 | Cap Nuts |  |  |  |  | 6.625 |  | No |  | No | [21 empty] | DP:1'' W:5'' H:5'' OB UP:6 5/8'' OB DOWN:2 1/2'' Square |  |  |  | 6.5 | Black/White |  |  | Hardwired | 0 | 1 | 0 | 0 | 1 | 0 | 0 | 1 | 0 | 0 | 0 | 785652069710 | 32.25 | 12.5 | 8.75 | 11 | 2.041 | 175 | Yes | [9 empty] | cETL Damp | ELLIS HARPER 4L BATH-962 | Four Light Bath |  | 4413704-962.jpg | 4413704.jpg
4413704EN3-778 | Four Light Bath | Ellis Harper has an Arts and Crafts pedigree with a Modernist twist. The array of fixtures showcases Sea Gull's commitment to high style with robust construction and craftsmanship at an exceptional price. The subtle detail allows this transitional design to easily fit into any décor. The sleek, geometric arms and square Satin Etched glass shades add touches of elegance to its streamlined profile. The assortment includes: four- and eight-light chandeliers, a six-light linear, one-light mini-pendant, and one-, two-, three- and four-light bath fixtures. All fixtures are offered in either a Brushed Nickel or Brushed Oil Rubbed Bronze. | BATH | Ellis Harper | Wall / Bath Lighting | Brushed Oil Rubbed Bronze | 778 | Steel | Etched / White Inside Glass | L:5.75" W:5.75" H:5.5" |  |  | 4 Medium A19 9.3w |  | 4 | Yes | [14 empty] | 0 | [12 empty] | 99.98 | 199.96 | 299.94 | W:32 1/2'' H:9 1/8'' E:6 5/8'' | 8.91 |  |  | 32.5 | 9.125 | Cap Nuts |  |  |  |  | 6.625 |  | No |  | No | [21 empty] | DP:1'' W:5'' H:5'' OB UP:6 5/8'' OB DOWN:2 1/2'' Square |  |  |  | 6.5 | Black/White |  |  | Hardwired | 0 | 1 | 0 | 1 | 1 | 0 | 0 | 0 | 0 | 0 | 0 | 785652071478 | 32.25 | 12.5 | 8.75 | 11 | 2.041 | 175 | Yes | [9 empty] | cETL Damp | ELLIS HARPR 4L LED BATH-778 | Four Light Bath |  | 4413704EN3-778.jpg | 4413704EN3.jpg
4413704EN3-962 | Four Light Bath | Ellis Harper has an Arts and Crafts pedigree with a Modernist twist. The array of fixtures showcases Sea Gull's commitment to high style with robust construction and craftsmanship at an exceptional price. The subtle detail allows this transitional design to easily fit into any décor. The sleek, geometric arms and square Satin Etched glass shades add touches of elegance to its streamlined profile. The assortment includes: four- and eight-light chandeliers, a six-light linear, one-light mini-pendant, and one-, two-, three- and four-light bath fixtures. All fixtures are offered in either a Brushed Nickel or Brushed Oil Rubbed Bronze. | BATH | Ellis Harper | Wall / Bath Lighting | Brushed Nickel | 962 | Steel | Etched / White Inside Glass | L:5.75" W:5.75" H:5.5" |  |  | 4 Medium A19 9.3w |  | 4 | Yes | [14 empty] | 0 | [12 empty] | 99.98 | 199.96 | 299.94 | W:32 1/2'' H:9 1/8'' E:6 5/8'' | 8.91 |  |  | 32.5 | 9.125 | Cap Nuts |  |  |  |  | 6.625 |  | No |  | No | [21 empty] | DP:1'' W:5'' H:5'' OB UP:6 5/8'' OB DOWN:2 1/2'' Square |  |  |  | 6.5 | Black/White |  |  | Hardwired | 0 | 1 | 0 | 1 | 1 | 0 | 0 | 0 | 0 | 0 | 0 | 785652071485 | 32.25 | 12.5 | 8.75 | 11 | 2.041 | 175 | Yes | [9 empty] | cETL Damp | ELLIS HARPR 4L LED BATH-962 | Four Light Bath |  | 4413704EN3-962.jpg | 4413704EN3.jpg
4414001-710 | One Light Wall / Bath Sconce | The dazzling and timeless Carondelet lighting collection by Sea Gull Lighting features a cascade of faceted, linear glass crystals delivering the ultimate sparkle without the fuss of traditional crystal. The sleek, contemporary silhouette adds drama and excitement to any –room—without upstaging the beautiful furnishings and décor. With the option of Burnt Sienna or Antique Brushed Nickel finishes, the full lighting collection offers a six-light or four-light chandelier; one-light mini pendant; two-light flush mount and semi-flush mount; and one-light, two-light, three-light and four-light bath fixtures. Both incandescent lamping and ENERGY STAR-qualified LED lamping are available; all fixtures are California Title 24 compliant. | WALL SCONCE | Carondelet | Wall / Bath Lighting | Burnt Sienna | 710 | Steel | Clear Beveled Glass | W:0.875" H:7" |  |  | 1 Medium A19 100w |  | 1 | No | [14 empty] | 0 | [12 empty] | 46.48 | 92.96 | 139.44 | W:8 3/8'' H:8 3/8'' E:4 3/4'' | 3 |  |  | 8.375 | 8.375 | Wall / Bath |  |  |  |  | 4.75 |  | No |  | No | [21 empty] | DP:3/4'' W:8 3/8'' H:8 3/8'' OB UP:4 1/4'' OB DOWN:4 1/8'' Rectangular |  |  |  | 6 | Black/White |  |  | Hardwired | 0 | 0 | 0 | 0 | 1 | 0 | 0 | 1 | 0 | 0 | 0 | 785652260735 | 11 | 9.5 | 6.25 | 3.6 | 0.378 | 100 | Yes | 6 | 10785652260732 | 20.25 | 20 | 11.75 | 23.7 | 2.754 | Yes |  | cETL Damp | CARONDELET 1L SCONCE-710 | One Light Wall / Bath Sconce |  | 4414001-710.jpg | 4414001.jpg
4414001-965 | One Light Wall / Bath Sconce | The dazzling and timeless Carondelet lighting collection by Sea Gull Lighting features a cascade of faceted, linear glass crystals delivering the ultimate sparkle without the fuss of traditional crystal. The sleek, contemporary silhouette adds drama and excitement to any –room—without upstaging the beautiful furnishings and décor. With the option of Burnt Sienna or Antique Brushed Nickel finishes, the full lighting collection offers a six-light or four-light chandelier; one-light mini pendant; two-light flush mount and semi-flush mount; and one-light, two-light, three-light and four-light bath fixtures. Both incandescent lamping and ENERGY STAR-qualified LED lamping are available; all fixtures are California Title 24 compliant. | WALL SCONCE | Carondelet | Wall / Bath Lighting | Antique Brushed Nickel | 965 | Steel | Clear Beveled Glass | W:0.875" H:7" |  |  | 1 Medium A19 100w |  | 1 | No | [14 empty] | 0 | [12 empty] | 46.48 | 92.96 | 139.44 | W:8 3/8'' H:8 3/8'' E:4 3/4'' | 3 |  |  | 8.375 | 8.375 | Wall / Bath |  |  |  |  | 4.75 |  | No |  | No | [21 empty] | DP:3/4'' W:8 3/8'' H:8 3/8'' OB UP:4 1/4'' OB DOWN:4 1/8'' Rectangular |  |  |  | 6 | Black/White |  |  | Hardwired | 0 | 0 | 0 | 0 | 1 | 0 | 0 | 1 | 0 | 0 | 0 | 785652275920 | 11 | 9.5 | 6.25 | 3.6 | 0.378 | 100 | Yes | 6 | 10785652275927 | 20.25 | 20 | 11.75 | 23.7 | 2.754 | Yes |  | cETL Damp | CARONDELET 1L SCONCE-965 | One Light Wall / Bath Sconce |  | 4414001-965.jpg | 4414001.jpg
4414001EN3-710 | One Light Wall / Bath Sconce | The dazzling and timeless Carondelet lighting collection by Sea Gull Lighting features a cascade of faceted, linear glass crystals delivering the ultimate sparkle without the fuss of traditional crystal. The sleek, contemporary silhouette adds drama and excitement to any –room—without upstaging the beautiful furnishings and décor. With the option of Burnt Sienna or Antique Brushed Nickel finishes, the full lighting collection offers a six-light or four-light chandelier; one-light mini pendant; two-light flush mount and semi-flush mount; and one-light, two-light, three-light and four-light bath fixtures. Both incandescent lamping and ENERGY STAR-qualified LED lamping are available; all fixtures are California Title 24 compliant. | WALL SCONCE | Carondelet | Wall / Bath Lighting | Burnt Sienna | 710 | Steel | Clear Beveled Glass | W:0.875" H:7" |  |  | 1 Medium A19 9.3w |  | 1 | Yes | [14 empty] | 0 | [12 empty] | 49.98 | 99.96 | 149.94 | W:8 3/8'' H:8 3/8'' E:4 3/4'' | 3 |  |  | 8.375 | 8.375 | Wall / Bath |  |  |  |  | 4.75 |  | No |  | No | [21 empty] | DP:3/4'' W:8 3/8'' H:8 3/8'' OB UP:4 1/4'' OB DOWN:4 1/8'' Rectangular |  |  |  | 6 | Black/White |  |  | Hardwired | 0 | 0 | 0 | 1 | 1 | 0 | 0 | 0 | 0 | 0 | 0 | 785652049255 | 11 | 9.5 | 6.25 | 3.6 | 0.378 | 100 | Yes | 6 | 10785652049252 | 20.25 | 20 | 11.75 | 23.7 | 2.754 | Yes |  | cETL Damp | CARONDELET 1L SCONCE-710 | One Light Wall / Bath Sconce |  | 4414001EN3-710.jpg | 4414001.jpg
4414001EN3-965 | One Light Wall / Bath Sconce | The dazzling and timeless Carondelet lighting collection by Sea Gull Lighting features a cascade of faceted, linear glass crystals delivering the ultimate sparkle without the fuss of traditional crystal. The sleek, contemporary silhouette adds drama and excitement to any –room—without upstaging the beautiful furnishings and décor. With the option of Burnt Sienna or Antique Brushed Nickel finishes, the full lighting collection offers a six-light or four-light chandelier; one-light mini pendant; two-light flush mount and semi-flush mount; and one-light, two-light, three-light and four-light bath fixtures. Both incandescent lamping and ENERGY STAR-qualified LED lamping are available; all fixtures are California Title 24 compliant. | WALL SCONCE | Carondelet | Wall / Bath Lighting | Antique Brushed Nickel | 965 | Steel | Clear Beveled Glass | W:0.875" H:7" |  |  | 1 Medium A19 9.3w |  | 1 | Yes | [14 empty] | 0 | [12 empty] | 49.98 | 99.96 | 149.94 | W:8 3/8'' H:8 3/8'' E:4 3/4'' | 3 |  |  | 8.375 | 8.375 | Wall / Bath |  |  |  |  | 4.75 |  | No |  | No | [21 empty] | DP:3/4'' W:8 3/8'' H:8 3/8'' OB UP:4 1/4'' OB DOWN:4 1/8'' Rectangular |  |  |  | 6 | Black/White |  |  | Hardwired | 0 | 0 | 0 | 1 | 1 | 0 | 0 | 0 | 0 | 0 | 0 | 785652049262 | 11 | 9.5 | 6.25 | 3.6 | 0.378 | 100 | Yes | 6 | 10785652049269 | 20.25 | 20 | 11.75 | 23.7 | 2.754 | Yes |  | cETL Damp | CARONDELET 1L SCONCE-965 | One Light Wall / Bath Sconce |  | 4414001EN3-965.jpg | 4414001.jpg
4414002-710 | Two Light Wall / Bath | The dazzling and timeless Carondelet lighting collection by Sea Gull Lighting features a cascade of faceted, linear glass crystals delivering the ultimate sparkle without the fuss of traditional crystal. The sleek, contemporary silhouette adds drama and excitement to any –room—without upstaging the beautiful furnishings and décor. With the option of Burnt Sienna or Antique Brushed Nickel finishes, the full lighting collection offers a six-light or four-light chandelier; one-light mini pendant; two-light flush mount and semi-flush mount; and one-light, two-light, three-light and four-light bath fixtures. Both incandescent lamping and ENERGY STAR-qualified LED lamping are available; all fixtures are California Title 24 compliant. | BATH | Carondelet | Wall / Bath Lighting | Burnt Sienna | 710 | Steel | Clear Beveled Glass | W:0.875" H:4.75" |  |  | 2 Medium A19 100w |  | 2 | No | [14 empty] | 0 | [12 empty] | 67.95 | 135.9 | 203.85 | W:13 1/2'' H:5 7/8'' E:5'' | 4 |  |  | 13.5 | 5.875 | Wall / Bath |  |  |  |  | 5 |  | No |  | No | [21 empty] | DP:3/4'' W:13 1/2'' H:5 7/8'' OB UP:3'' OB DOWN:2 7/8'' Rectangular |  |  |  | 6 | Black/White |  |  | Hardwired | 0 | 0 | 0 | 0 | 1 | 0 | 0 | 1 | 0 | 0 | 0 | 785652260742 | 16 | 9 | 7.75 | 5.2 | 0.646 | 100 | Yes | [9 empty] | cETL Damp | CARONDELET 2L BATH-710 | Two Light Wall / Bath |  | 4414002-710.jpg | 4414002.jpg
4414002-965 | Two Light Wall / Bath | The dazzling and timeless Carondelet lighting collection by Sea Gull Lighting features a cascade of faceted, linear glass crystals delivering the ultimate sparkle without the fuss of traditional crystal. The sleek, contemporary silhouette adds drama and excitement to any –room—without upstaging the beautiful furnishings and décor. With the option of Burnt Sienna or Antique Brushed Nickel finishes, the full lighting collection offers a six-light or four-light chandelier; one-light mini pendant; two-light flush mount and semi-flush mount; and one-light, two-light, three-light and four-light bath fixtures. Both incandescent lamping and ENERGY STAR-qualified LED lamping are available; all fixtures are California Title 24 compliant. | BATH | Carondelet | Wall / Bath Lighting | Antique Brushed Nickel | 965 | Steel | Clear Beveled Glass | W:0.875" H:4.75" |  |  | 2 Medium A19 100w |  | 2 | No | [14 empty] | 0 | [12 empty] | 67.95 | 135.9 | 203.85 | W:13 1/2'' H:5 7/8'' E:5'' | 4 |  |  | 13.5 | 5.875 | Wall / Bath |  |  |  |  | 5 |  | No |  | No | [21 empty] | DP:3/4'' W:13 1/2'' H:5 7/8'' OB UP:3'' OB DOWN:2 7/8'' Rectangular |  |  |  | 6 | Black/White |  |  | Hardwired | 0 | 0 | 0 | 0 | 1 | 0 | 0 | 1 | 0 | 0 | 0 | 785652275937 | 16 | 9 | 7.75 | 5.2 | 0.646 | 100 | Yes | [9 empty] | cETL Damp | CARONDELET 2L BATH-965 | Two Light Wall / Bath |  | 4414002-965.jpg | 4414002.jpg
4414002EN3-710 | Two Light Wall / Bath | The dazzling and timeless Carondelet lighting collection by Sea Gull Lighting features a cascade of faceted, linear glass crystals delivering the ultimate sparkle without the fuss of traditional crystal. The sleek, contemporary silhouette adds drama and excitement to any –room—without upstaging the beautiful furnishings and décor. With the option of Burnt Sienna or Antique Brushed Nickel finishes, the full lighting collection offers a six-light or four-light chandelier; one-light mini pendant; two-light flush mount and semi-flush mount; and one-light, two-light, three-light and four-light bath fixtures. Both incandescent lamping and ENERGY STAR-qualified LED lamping are available; all fixtures are California Title 24 compliant. | BATH | Carondelet | Wall / Bath Lighting | Burnt Sienna | 710 | Steel | Clear Beveled Glass | W:0.875" H:4.75" |  |  | 2 Medium A19 9.3w |  | 2 | Yes | [14 empty] | 0 | [12 empty] | 74.95 | 149.9 | 224.85 | W:13 1/2'' H:5 7/8'' E:5'' | 4 |  |  | 13.5 | 5.875 | Wall / Bath |  |  |  |  | 5 |  | No |  | No | [21 empty] | DP:3/4'' W:13 1/2'' H:5 7/8'' OB UP:3'' OB DOWN:2 7/8'' Rectangular |  |  |  | 6 | Black/White |  |  | Hardwired | 0 | 0 | 0 | 1 | 1 | 0 | 0 | 0 | 0 | 0 | 0 | 785652049279 | 16 | 9 | 7.75 | 5.2 | 0.646 | 100 | Yes | [9 empty] | cETL Damp | CARONDELET 2L BATH-710 | Two Light Wall / Bath |  | 4414002EN3-710.jpg | 4414002.jpg
4414002EN3-965 | Two Light Wall / Bath | The dazzling and timeless Carondelet lighting collection by Sea Gull Lighting features a cascade of faceted, linear glass crystals delivering the ultimate sparkle without the fuss of traditional crystal. The sleek, contemporary silhouette adds drama and excitement to any –room—without upstaging the beautiful furnishings and décor. With the option of Burnt Sienna or Antique Brushed Nickel finishes, the full lighting collection offers a six-light or four-light chandelier; one-light mini pendant; two-light flush mount and semi-flush mount; and one-light, two-light, three-light and four-light bath fixtures. Both incandescent lamping and ENERGY STAR-qualified LED lamping are available; all fixtures are California Title 24 compliant. | BATH | Carondelet | Wall / Bath Lighting | Antique Brushed Nickel | 965 | Steel | Clear Beveled Glass | W:0.875" H:4.75" |  |  | 2 Medium A19 9.3w |  | 2 | Yes | [14 empty] | 0 | [12 empty] | 74.95 | 149.9 | 224.85 | W:13 1/2'' H:5 7/8'' E:5'' | 4 |  |  | 13.5 | 5.875 | Wall / Bath |  |  |  |  | 5 |  | No |  | No | [21 empty] | DP:3/4'' W:13 1/2'' H:5 7/8'' OB UP:3'' OB DOWN:2 7/8'' Rectangular |  |  |  | 6 | Black/White |  |  | Hardwired | 0 | 0 | 0 | 1 | 1 | 0 | 0 | 0 | 0 | 0 | 0 | 785652049286 | 16 | 9 | 7.75 | 5.2 | 0.646 | 100 | Yes | [9 empty] | cETL Damp | CARONDELET 2L BATH-965 | Two Light Wall / Bath |  | 4414002EN3-965.jpg | 4414002.jpg
4414003-710 | Three Light Wall / Bath | The dazzling and timeless Carondelet lighting collection by Sea Gull Lighting features a cascade of faceted, linear glass crystals delivering the ultimate sparkle without the fuss of traditional crystal. The sleek, contemporary silhouette adds drama and excitement to any –room—without upstaging the beautiful furnishings and décor. With the option of Burnt Sienna or Antique Brushed Nickel finishes, the full lighting collection offers a six-light or four-light chandelier; one-light mini pendant; two-light flush mount and semi-flush mount; and one-light, two-light, three-light and four-light bath fixtures. Both incandescent lamping and ENERGY STAR-qualified LED lamping are available; all fixtures are California Title 24 compliant. | BATH | Carondelet | Wall / Bath Lighting | Burnt Sienna | 710 | Steel | Clear Beveled Glass | W:0.875" H:4.75" |  |  | 3 Medium A19 100w |  | 3 | No | [14 empty] | 0 | [12 empty] | 90.95 | 181.9 | 272.85 | W:20 1/8'' H:5 7/8'' E:5'' | 5.9 |  |  | 20.125 | 5.875 | Wall / Bath |  |  |  |  | 5 |  | No |  | No | [21 empty] | DP:3/4'' W:20 1/8'' H:5 7/8'' OB UP:3'' OB DOWN:2 7/8'' Rectangular |  |  |  | 6 | Black/White |  |  | Hardwired | 0 | 0 | 0 | 0 | 1 | 0 | 0 | 1 | 0 | 0 | 0 | 785652260759 | 22.75 | 9 | 7.5 | 7.3 | 0.889 | 100 | Yes | [9 empty] | cETL Damp | CARONDELET 3L BATH-710 | Three Light Wall / Bath |  | 4414003-710.jpg | 4414003.jpg
4414003-965 | Three Light Wall / Bath | The dazzling and timeless Carondelet lighting collection by Sea Gull Lighting features a cascade of faceted, linear glass crystals delivering the ultimate sparkle without the fuss of traditional crystal. The sleek, contemporary silhouette adds drama and excitement to any –room—without upstaging the beautiful furnishings and décor. With the option of Burnt Sienna or Antique Brushed Nickel finishes, the full lighting collection offers a six-light or four-light chandelier; one-light mini pendant; two-light flush mount and semi-flush mount; and one-light, two-light, three-light and four-light bath fixtures. Both incandescent lamping and ENERGY STAR-qualified LED lamping are available; all fixtures are California Title 24 compliant. | BATH | Carondelet | Wall / Bath Lighting | Antique Brushed Nickel | 965 | Steel | Clear Beveled Glass | W:0.875" H:4.75" |  |  | 3 Medium A19 100w |  | 3 | No | [14 empty] | 0 | [12 empty] | 90.95 | 181.9 | 272.85 | W:20 1/8'' H:5 7/8'' E:5'' | 5.9 |  |  | 20.125 | 5.875 | Wall / Bath |  |  |  |  | 5 |  | No |  | No | [21 empty] | DP:3/4'' W:20 1/8'' H:5 7/8'' OB UP:3'' OB DOWN:2 7/8'' Rectangular |  |  |  | 6 | Black/White |  |  | Hardwired | 0 | 0 | 0 | 0 | 1 | 0 | 0 | 1 | 0 | 0 | 0 | 785652275944 | 22.75 | 9 | 7.5 | 7.3 | 0.889 | 100 | Yes | [9 empty] | cETL Damp | CARONDELET 3L BATH-962 | Three Light Wall / Bath |  | 4414003-965.jpg | 4414003.jpg
4414003EN3-710 | Three Light Wall / Bath | The dazzling and timeless Carondelet lighting collection by Sea Gull Lighting features a cascade of faceted, linear glass crystals delivering the ultimate sparkle without the fuss of traditional crystal. The sleek, contemporary silhouette adds drama and excitement to any –room—without upstaging the beautiful furnishings and décor. With the option of Burnt Sienna or Antique Brushed Nickel finishes, the full lighting collection offers a six-light or four-light chandelier; one-light mini pendant; two-light flush mount and semi-flush mount; and one-light, two-light, three-light and four-light bath fixtures. Both incandescent lamping and ENERGY STAR-qualified LED lamping are available; all fixtures are California Title 24 compliant. | BATH | Carondelet | Wall / Bath Lighting | Burnt Sienna | 710 | Steel | Clear Beveled Glass | W:0.875" H:4.75" |  |  | 3 Medium A19 9.3w |  | 3 | Yes | [14 empty] | 0 | [12 empty] | 103.45 | 206.9 | 310.35 | W:20 1/8'' H:5 7/8'' E:5'' | 5.9 |  |  | 20.125 | 5.875 | Wall / Bath |  |  |  |  | 5 |  | No |  | No | [21 empty] | DP:3/4'' W:20 1/8'' H:5 7/8'' OB UP:3'' OB DOWN:2 7/8'' Rectangular |  |  |  | 6 | Black/White |  |  | Hardwired | 0 | 0 | 0 | 1 | 1 | 0 | 0 | 0 | 0 | 0 | 0 | 785652049293 | 22.75 | 9 | 7.5 | 7.3 | 0.889 | 100 | Yes | [9 empty] | cETL Damp | CARONDELET 3L BATH-710 | Three Light Wall / Bath |  | 4414003EN3-710.jpg | 4414003.jpg
4414003EN3-965 | Three Light Wall / Bath | The dazzling and timeless Carondelet lighting collection by Sea Gull Lighting features a cascade of faceted, linear glass crystals delivering the ultimate sparkle without the fuss of traditional crystal. The sleek, contemporary silhouette adds drama and excitement to any –room—without upstaging the beautiful furnishings and décor. With the option of Burnt Sienna or Antique Brushed Nickel finishes, the full lighting collection offers a six-light or four-light chandelier; one-light mini pendant; two-light flush mount and semi-flush mount; and one-light, two-light, three-light and four-light bath fixtures. Both incandescent lamping and ENERGY STAR-qualified LED lamping are available; all fixtures are California Title 24 compliant. | BATH | Carondelet | Wall / Bath Lighting | Brushed Nickel | 962 | Steel | Clear Beveled Glass | W:0.875" H:4.75" |  |  | 3 Medium A19 9.3w |  | 3 | Yes | [14 empty] | 0 | [12 empty] | 103.45 | 206.9 | 310.35 | W:20 1/8'' H:5 7/8'' E:5'' | 5.9 |  |  | 20.125 | 5.875 | Wall / Bath |  |  |  |  | 5 |  | No |  | No | [21 empty] | DP:3/4'' W:20 1/8'' H:5 7/8'' OB UP:3'' OB DOWN:2 7/8'' Rectangular |  |  |  | 6 | Black/White |  |  | Hardwired | 0 | 0 | 0 | 1 | 1 | 0 | 0 | 0 | 0 | 0 | 0 | 785652049309 | 22.75 | 9 | 7.5 | 7.3 | 0.889 | 100 | Yes | [9 empty] | cETL Damp | CARONDELET 3L BATH-962 | Three Light Wall / Bath |  | 4414003EN3-965.jpg | 4414003.jpg
4414004-710 | Four Light Wall/ Bath | The dazzling and timeless Carondelet lighting collection by Sea Gull Lighting features a cascade of faceted, linear glass crystals delivering the ultimate sparkle without the fuss of traditional crystal. The sleek, contemporary silhouette adds drama and excitement to any –room—without upstaging the beautiful furnishings and décor. With the option of Burnt Sienna or Antique Brushed Nickel finishes, the full lighting collection offers a six-light or four-light chandelier; one-light mini pendant; two-light flush mount and semi-flush mount; and one-light, two-light, three-light and four-light bath fixtures. Both incandescent lamping and ENERGY STAR-qualified LED lamping are available; all fixtures are California Title 24 compliant. | BATH | Carondelet | Wall / Bath Lighting | Burnt Sienna | 710 | Steel | Clear Beveled Glass | W:0.875" H:4.75" |  |  | 4 Medium A19 100w |  | 4 | No | [14 empty] | 0 | [12 empty] | 119.98 | 239.96 | 359.94 | W:26 1/4'' H:5 7/8'' E:5'' | 7.6 |  |  | 26.25 | 5.875 | Wall / Bath |  |  |  |  | 5 |  | No |  | No | [21 empty] | DP:3/4'' W:26 1/4'' H:5 7/8'' OB UP:3'' OB DOWN:2 7/8'' Rectangular |  |  |  | 6 | Black/White |  |  | Hardwired | 0 | 0 | 0 | 0 | 1 | 0 | 0 | 1 | 0 | 0 | 0 | 785652260766 | 29.25 | 8.5 | 8.25 | 9.3 | 1.187 | 125 | Yes | [9 empty] | cETL Damp | CARONDELET 4L BATH-710 | Four Light Wall/ Bath |  | 4414004-710.jpg | 4414004.jpg
4414004-965 | Four Light Wall/ Bath | The dazzling and timeless Carondelet lighting collection by Sea Gull Lighting features a cascade of faceted, linear glass crystals delivering the ultimate sparkle without the fuss of traditional crystal. The sleek, contemporary silhouette adds drama and excitement to any –room—without upstaging the beautiful furnishings and décor. With the option of Burnt Sienna or Antique Brushed Nickel finishes, the full lighting collection offers a six-light or four-light chandelier; one-light mini pendant; two-light flush mount and semi-flush mount; and one-light, two-light, three-light and four-light bath fixtures. Both incandescent lamping and ENERGY STAR-qualified LED lamping are available; all fixtures are California Title 24 compliant. | BATH | Carondelet | Wall / Bath Lighting | Antique Brushed Nickel | 965 | Steel | Clear Beveled Glass | W:0.875" H:4.75" |  |  | 4 Medium A19 100w |  | 4 | No | [14 empty] | 0 | [12 empty] | 119.98 | 239.96 | 359.94 | W:26 1/4'' H:5 7/8'' E:5'' | 7.6 |  |  | 26.25 | 5.875 | Wall / Bath |  |  |  |  | 5 |  | No |  | No | [21 empty] | DP:3/4'' W:26 1/4'' H:5 7/8'' OB UP:3'' OB DOWN:2 7/8'' Rectangular |  |  |  | 6 | Black/White |  |  | Hardwired | 0 | 0 | 0 | 0 | 1 | 0 | 0 | 1 | 0 | 0 | 0 | 785652275951 | 29.25 | 8.5 | 8.25 | 9.3 | 1.187 | 125 | Yes | [9 empty] | cETL Damp | CARONDELET 4L BATH-962 | Four Light Wall/ Bath |  | 4414004-965.jpg | 4414004.jpg
4414004EN3-710 | Four Light Wall / Bath | The dazzling and timeless Carondelet lighting collection by Sea Gull Lighting features a cascade of faceted, linear glass crystals delivering the ultimate sparkle without the fuss of traditional crystal. The sleek, contemporary silhouette adds drama and excitement to any –room—without upstaging the beautiful furnishings and décor. With the option of Burnt Sienna or Antique Brushed Nickel finishes, the full lighting collection offers a six-light or four-light chandelier; one-light mini pendant; two-light flush mount and semi-flush mount; and one-light, two-light, three-light and four-light bath fixtures. Both incandescent lamping and ENERGY STAR-qualified LED lamping are available; all fixtures are California Title 24 compliant. | BATH | Carondelet | Wall / Bath Lighting | Burnt Sienna | 710 | Steel | Clear Beveled Glass | W:0.875" H:4.75" |  |  | 4 Medium A19 9.3w |  | 4 | Yes | [14 empty] | 0 | [12 empty] | 138.98 | 277.96 | 416.94 | W:26 1/4'' H:5 7/8'' E:5'' | 7.6 |  |  | 26.25 | 5.875 | Wall / Bath |  |  |  |  | 5 |  | No |  | No | [21 empty] | DP:3/4'' W:26 1/4'' H:5 7/8'' OB UP:3'' OB DOWN:2 7/8'' Rectangular |  |  |  | 6 | Black/White |  |  | Hardwired | 0 | 0 | 0 | 1 | 1 | 0 | 0 | 0 | 0 | 0 | 0 | 785652049316 | 29.25 | 8.5 | 8.25 | 9.3 | 1.187 | 125 | Yes | [9 empty] | cETL Damp | CARONDELET 4L BATH-710 | Four Light Wall / Bath |  | 4414004EN3-710.jpg | 4414004.jpg
4414004EN3-965 | Four Light Wall / Bath | The dazzling and timeless Carondelet lighting collection by Sea Gull Lighting features a cascade of faceted, linear glass crystals delivering the ultimate sparkle without the fuss of traditional crystal. The sleek, contemporary silhouette adds drama and excitement to any –room—without upstaging the beautiful furnishings and décor. With the option of Burnt Sienna or Antique Brushed Nickel finishes, the full lighting collection offers a six-light or four-light chandelier; one-light mini pendant; two-light flush mount and semi-flush mount; and one-light, two-light, three-light and four-light bath fixtures. Both incandescent lamping and ENERGY STAR-qualified LED lamping are available; all fixtures are California Title 24 compliant. | BATH | Carondelet | Wall / Bath Lighting | Brushed Nickel | 962 | Steel | Clear Beveled Glass | W:0.875" H:4.75" |  |  | 4 Medium A19 9.3w |  | 4 | Yes | [14 empty] | 0 | [12 empty] | 138.98 | 277.96 | 416.94 | W:26 1/4'' H:5 7/8'' E:5'' | 7.6 |  |  | 26.25 | 5.875 | Wall / Bath |  |  |  |  | 5 |  | No |  | No | [21 empty] | DP:3/4'' W:26 1/4'' H:5 7/8'' OB UP:3'' OB DOWN:2 7/8'' Rectangular |  |  |  | 6 | Black/White |  |  | Hardwired | 0 | 0 | 0 | 1 | 1 | 0 | 0 | 0 | 0 | 0 | 0 | 785652049323 | 29.25 | 8.5 | 8.25 | 9.3 | 1.187 | 125 | Yes | [9 empty] | cETL Damp | CARONDELET 4L BATH-962 | Four Light Wall / Bath |  | 4414004EN3-965.jpg | 4414004.jpg
4414502-05 | Two Light Wall / Bath | Influenced by the vintage industrial designs of early 20th Century America, the transitional Belton lighting collection by Sea Gull Lighting has Seeded glass shades that highlight the classic Edison bulbs. The rich Heirloom Bronze and Brushed Nickel finishes adds to the layer of retro design to the warm look. The assortment includes three- and five- down light chandeliers; five-light upright chandelier; a four-light island pendant; one-light pendant; one-light mini pendant; and one-, two-, three- and four-light bath fixtures. All fixtures are California Title 24 compliant and easily convert to LED by purchasing LED lamps sold separately. | BATH | Belton | Wall / Bath Lighting | Chrome | 5 | Steel | Clear Seeded Glass | D:5.375" H:6.125" |  |  | 2 Medium A19 60w |  | 2 | No | [14 empty] | 0 | [12 empty] | 62.95 | N/A | 188.85 | W:15'' H:10 5/8'' E:6 5/8'' | 3.45 |  |  | 15 | 10.625 | Cap Nuts |  |  |  |  | 6.625 |  | No |  | No | [21 empty] | DP:7/8'' W:8 3/8'' H:4 1/2'' OB UP:8 3/8'' OB DOWN:2 1/4'' Oval |  |  |  | 6.5 | Black/White |  |  | Hardwired | 0 | 1 | 0 | 0 | 1 | 0 | 0 | 0 | 0 | 0 | 0 | 785652077937 | 16.5 | 13.25 | 8.75 | 4.5 | 1.107 | 175 | Yes | [9 empty] | cETL Damp | BELTON 2L BATH-05 | Two Light Wall / Bath |  | 4414502-05.jpg | 4414502.jpg
4414502-782 | Two Light Wall / Bath | Influenced by the vintage industrial designs of early 20th Century America, the transitional Belton lighting collection by Sea Gull Lighting has Seeded glass shades that highlight the classic Edison bulbs. The rich Heirloom Bronze and Brushed Nickel finishes adds to the layer of retro design to the warm look. The assortment includes three- and five- down light chandeliers; five-light upright chandelier; a four-light island pendant; one-light pendant; one-light mini pendant; and one-, two-, three- and four-light bath fixtures. All fixtures are California Title 24 compliant and easily convert to LED by purchasing LED lamps sold separately. | BATH | Belton | Wall / Bath Lighting | Heirloom Bronze | 782 | Steel | Clear Seeded Glass | D:5.375" H:6.125" |  |  | 2 Medium A19 60w |  | 2 | No | [14 empty] | 0 | [12 empty] | 69.48 | N/A | 208.44 | W:15'' H:10 5/8'' E:6 5/8'' | 3.45 |  |  | 15 | 10.625 | Cap Nuts |  |  |  |  | 6.625 |  | No |  | No | [21 empty] | DP:7/8'' W:8 3/8'' H:4 1/2'' OB UP:8 3/8'' OB DOWN:2 1/4'' Oval |  |  |  | 6.5 | Black/White |  |  | Hardwired | 0 | 1 | 0 | 0 | 1 | 0 | 0 | 0 | 0 | 0 | 0 | 785652108730 | 17.5 | 9 | 13.5 | 4.5 | 1.23 | 250 | Yes | [9 empty] | cETL Damp | BELTON 2L BATH-782 | Two Light Wall / Bath |  | 4414502-782.jpg | 4414502.jpg
4414502-962 | Two Light Wall / Bath | Influenced by the vintage industrial designs of early 20th Century America, the transitional Belton lighting collection by Sea Gull Lighting has Seeded glass shades that highlight the classic Edison bulbs. The rich Heirloom Bronze and Brushed Nickel finishes adds to the layer of retro design to the warm look. The assortment includes three- and five- down light chandeliers; five-light upright chandelier; a four-light island pendant; one-light pendant; one-light mini pendant; and one-, two-, three- and four-light bath fixtures. All fixtures are California Title 24 compliant and easily convert to LED by purchasing LED lamps sold separately. | BATH | Belton | Wall / Bath Lighting | Brushed Nickel | 962 | Steel | Clear Seeded Glass | D:5.375" H:6.125" |  |  | 2 Medium A19 60w |  | 2 | No | [14 empty] | 0 | [12 empty] | 64.98 | N/A | 194.94 | W:15'' H:10 5/8'' E:6 5/8'' | 3.45 |  |  | 15 | 10.625 | Cap Nuts |  |  |  |  | 6.625 |  | No |  | No | [21 empty] | DP:7/8'' W:8 3/8'' H:4 1/2'' OB UP:8 3/8'' OB DOWN:2 1/4'' Oval |  |  |  | 6.5 | Black/White |  |  | Hardwired | 0 | 1 | 0 | 0 | 1 | 0 | 0 | 0 | 0 | 0 | 0 | 785652003400 | 17.5 | 9 | 13.5 | 4.5 | 1.23 | 250 | Yes | [9 empty] | cETL Damp | BELTON 2L BATH-962 | Two Light Wall / Bath |  | 4414502-962.jpg | 4414502.jpg
4414502EN7-782 | Two Light Wall / Bath | Influenced by the vintage industrial designs of early 20th Century America, the transitional Belton lighting collection by Sea Gull Lighting has Seeded glass shades that highlight the classic Edison bulbs. The rich Heirloom Bronze and Brushed Nickel finishes adds to the layer of retro design to the warm look. The assortment includes three- and five- down light chandeliers; five-light upright chandelier; a four-light island pendant; one-light pendant; one-light mini pendant; and one-, two-, three- and four-light bath fixtures. All fixtures are California Title 24 compliant and easily convert to LED by purchasing LED lamps sold separately. | BATH | Belton | Wall / Bath Lighting | Heirloom Bronze | 782 | Steel | Clear Seeded Glass | D:5.375" H:6.125" |  |  | 2 Medium A19 8.5w |  | 2 | Yes | [14 empty] | 0 | [12 empty] | 82.98 | N/A | 248.94 | W:15'' H:10 5/8'' E:6 5/8'' | 3.45 |  |  | 15 | 10.625 | Cap Nuts |  |  |  |  | 6.625 |  | No |  | No | [21 empty] | DP:7/8'' W:8 3/8'' H:4 1/2'' OB UP:8 3/8'' OB DOWN:2 1/4'' Oval |  |  |  | 6.5 | Black/White |  |  | Hardwired | 0 | 1 | 0 | 1 | 1 | 0 | 0 | 0 | 0 | 0 | 0 | 785652069017 | 17.5 | 9 | 13.5 | 4.5 | 1.23 | 250 | Yes | [9 empty] | cETL Damp | BELTON 2L LED BATH-782 | Two Light Wall / Bath |  | 4414502EN7-782.jpg | 4414502.jpg
4414502EN7-962 | Two Light Wall / Bath | Influenced by the vintage industrial designs of early 20th Century America, the transitional Belton lighting collection by Sea Gull Lighting has Seeded glass shades that highlight the classic Edison bulbs. The rich Heirloom Bronze and Brushed Nickel finishes adds to the layer of retro design to the warm look. The assortment includes three- and five- down light chandeliers; five-light upright chandelier; a four-light island pendant; one-light pendant; one-light mini pendant; and one-, two-, three- and four-light bath fixtures. All fixtures are California Title 24 compliant and easily convert to LED by purchasing LED lamps sold separately. | BATH | Belton | Wall / Bath Lighting | Brushed Nickel | 962 | Steel | Clear Seeded Glass | D:5.375" H:6.125" |  |  | 2 Medium A19 8.5w |  | 2 | Yes | [14 empty] | 0 | [12 empty] | 78.98 | N/A | 236.94 | W:15'' H:10 5/8'' E:6 5/8'' | 3.45 |  |  | 15 | 10.625 | Cap Nuts |  |  |  |  | 6.625 |  | No |  | No | [21 empty] | DP:7/8'' W:8 3/8'' H:4 1/2'' OB UP:8 3/8'' OB DOWN:2 1/4'' Oval |  |  |  | 6.5 | Black/White |  |  | Hardwired | 0 | 1 | 0 | 1 | 1 | 0 | 0 | 0 | 0 | 0 | 0 | 785652069024 | 17.5 | 9 | 13.5 | 4.5 | 1.23 | 250 | Yes | [9 empty] | cETL Damp | BELTON 2L LED BATH-962 | Two Light Wall / Bath |  | 4414502EN7-962.jpg | 4414502.jpg
4414503-05 | Three Light Wall / Bath | Influenced by the vintage industrial designs of early 20th Century America, the transitional Belton lighting collection by Sea Gull Lighting has Seeded glass shades that highlight the classic Edison bulbs. The rich Heirloom Bronze and Brushed Nickel finishes adds to the layer of retro design to the warm look. The assortment includes three- and five- down light chandeliers; five-light upright chandelier; a four-light island pendant; one-light pendant; one-light mini pendant; and one-, two-, three- and four-light bath fixtures. All fixtures are California Title 24 compliant and easily convert to LED by purchasing LED lamps sold separately. | BATH | Belton | Wall / Bath Lighting | Chrome | 5 | Steel | Clear Seeded Glass | D:5.375" H:6.125" |  |  | 3 Medium A19 60w |  | 3 | No | [14 empty] | 0 | [12 empty] | 90.95 | N/A | 272.85 | W:21'' H:10 5/8'' E:6 5/8'' | 4.8 |  |  | 21 | 10.625 | Cap Nuts |  |  |  |  | 6.625 |  | No |  | No | [21 empty] | DP:7/8'' W:8 3/8'' H:4 1/2'' OB UP:8 3/8'' OB DOWN:2 1/4'' Oval |  |  |  | 6.5 | Black/White |  |  | Hardwired | 0 | 1 | 0 | 0 | 1 | 0 | 0 | 0 | 0 | 0 | 0 | 785652077944 | 22.5 | 13.25 | 9 | 6.9 | 1.553 | 175 | Yes | [9 empty] | cETL Damp | BELTON 3L BATH-05 | Three Light Wall / Bath |  | 4414503-05.jpg | 4414503.jpg
4414503-782 | Three Light Wall / Bath | Influenced by the vintage industrial designs of early 20th Century America, the transitional Belton lighting collection by Sea Gull Lighting has Seeded glass shades that highlight the classic Edison bulbs. The rich Heirloom Bronze and Brushed Nickel finishes adds to the layer of retro design to the warm look. The assortment includes three- and five- down light chandeliers; five-light upright chandelier; a four-light island pendant; one-light pendant; one-light mini pendant; and one-, two-, three- and four-light bath fixtures. All fixtures are California Title 24 compliant and easily convert to LED by purchasing LED lamps sold separately. | BATH | Belton | Wall / Bath Lighting | Heirloom Bronze | 782 | Steel | Clear Seeded Glass | D:5.375" H:6.125" |  |  | 3 Medium A19 60w |  | 3 | No | [14 empty] | 0 | [12 empty] | 93.48 | N/A | 280.44 | W:21'' H:10 5/8'' E:6 5/8'' | 4.8 |  |  | 21 | 10.625 | Cap Nuts |  |  |  |  | 6.625 |  | No |  | No | [21 empty] | DP:7/8'' W:8 3/8'' H:4 1/2'' OB UP:8 3/8'' OB DOWN:2 1/4'' Oval |  |  |  | 6.5 | Black/White |  |  | Hardwired | 0 | 1 | 0 | 0 | 1 | 0 | 0 | 0 | 0 | 0 | 0 | 785652108747 | 23.75 | 9.25 | 13.5 | 5.7 | 1.716 | 250 | Yes | [9 empty] | cETL Damp | BELTON 3L BATH-782 | Three Light Wall / Bath |  | 4414503-782.jpg | 4414503.jpg
4414503-962 | Three Light Wall / Bath | Influenced by the vintage industrial designs of early 20th Century America, the transitional Belton lighting collection by Sea Gull Lighting has Seeded glass shades that highlight the classic Edison bulbs. The rich Heirloom Bronze and Brushed Nickel finishes adds to the layer of retro design to the warm look. The assortment includes three- and five- down light chandeliers; five-light upright chandelier; a four-light island pendant; one-light pendant; one-light mini pendant; and one-, two-, three- and four-light bath fixtures. All fixtures are California Title 24 compliant and easily convert to LED by purchasing LED lamps sold separately. | BATH | Belton | Wall / Bath Lighting | Brushed Nickel | 962 | Steel | Clear Seeded Glass | D:5.375" H:6.125" |  |  | 3 Medium A19 60w |  | 3 | No | [14 empty] | 0 | [12 empty] | 88.48 | N/A | 265.44 | W:21'' H:10 5/8'' E:6 5/8'' | 4.8 |  |  | 21 | 10.625 | Cap Nuts |  |  |  |  | 6.625 |  | No |  | No | [21 empty] | DP:7/8'' W:8 3/8'' H:4 1/2'' OB UP:8 3/8'' OB DOWN:2 1/4'' Oval |  |  |  | 6.5 | Black/White |  |  | Hardwired | 0 | 1 | 0 | 0 | 1 | 0 | 0 | 0 | 0 | 0 | 0 | 785652003417 | 23.75 | 9.25 | 13.5 | 5.7 | 1.716 | 250 | Yes | [9 empty] | cETL Damp | BELTON 3L BATH-962 | Three Light Wall / Bath |  | 4414503-962.jpg | 4414503.jpg
4414503EN7-782 | Three Light Wall / Bath | Influenced by the vintage industrial designs of early 20th Century America, the transitional Belton lighting collection by Sea Gull Lighting has Seeded glass shades that highlight the classic Edison bulbs. The rich Heirloom Bronze and Brushed Nickel finishes adds to the layer of retro design to the warm look. The assortment includes three- and five- down light chandeliers; five-light upright chandelier; a four-light island pendant; one-light pendant; one-light mini pendant; and one-, two-, three- and four-light bath fixtures. All fixtures are California Title 24 compliant and easily convert to LED by purchasing LED lamps sold separately. | BATH | Belton | Wall / Bath Lighting | Heirloom Bronze | 782 | Steel | Clear Seeded Glass | D:5.375" H:6.125" |  |  | 3 Medium A19 8.5w |  | 3 | Yes | [14 empty] | 0 | [12 empty] | 114.98 | N/A | 344.94 | W:21'' H:10 5/8'' E:6 5/8'' | 4.8 |  |  | 21 | 10.625 | Cap Nuts |  |  |  |  | 6.625 |  | No |  | No | [21 empty] | DP:7/8'' W:8 3/8'' H:4 1/2'' OB UP:8 3/8'' OB DOWN:2 1/4'' Oval |  |  |  | 6.5 | Black/White |  |  | Hardwired | 0 | 1 | 0 | 1 | 1 | 0 | 0 | 0 | 0 | 0 | 0 | 785652069031 | 23.75 | 9.25 | 13 | 5.7 | 1.653 | 250 | Yes | [9 empty] | cETL Damp | BELTON 3L LED BATH-782 | Three Light Wall / Bath |  | 4414503EN7-782.jpg | 4414503.jpg
4414503EN7-962 | Three Light Wall / Bath | Influenced by the vintage industrial designs of early 20th Century America, the transitional Belton lighting collection by Sea Gull Lighting has Seeded glass shades that highlight the classic Edison bulbs. The rich Heirloom Bronze and Brushed Nickel finishes adds to the layer of retro design to the warm look. The assortment includes three- and five- down light chandeliers; five-light upright chandelier; a four-light island pendant; one-light pendant; one-light mini pendant; and one-, two-, three- and four-light bath fixtures. All fixtures are California Title 24 compliant and easily convert to LED by purchasing LED lamps sold separately. | BATH | Belton | Wall / Bath Lighting | Brushed Nickel | 962 | Steel | Clear Seeded Glass | D:5.375" H:6.125" |  |  | 3 Medium A19 8.5w |  | 3 | Yes | [14 empty] | 0 | [12 empty] | 109.48 | N/A | 328.44 | W:21'' H:10 5/8'' E:6 5/8'' | 4.8 |  |  | 21 | 10.625 | Cap Nuts |  |  |  |  | 6.625 |  | No |  | No | [21 empty] | DP:7/8'' W:8 3/8'' H:4 1/2'' OB UP:8 3/8'' OB DOWN:2 1/4'' Oval |  |  |  | 6.5 | Black/White |  |  | Hardwired | 0 | 1 | 0 | 1 | 1 | 0 | 0 | 0 | 0 | 0 | 0 | 785652069048 | 23.75 | 9.25 | 13.5 | 5.7 | 1.716 | 250 | Yes | [9 empty] | cETL Damp | BELTON 3L LED BATH-962 | Three Light Wall / Bath |  | 4414503EN7-962.jpg | 4414503.jpg
4414504-05 | Four Light Wall/ Bath | Influenced by the vintage industrial designs of early 20th Century America, the transitional Belton lighting collection by Sea Gull Lighting has Seeded glass shades that highlight the classic Edison bulbs. The rich Heirloom Bronze and Brushed Nickel finishes adds to the layer of retro design to the warm look. The assortment includes three- and five- down light chandeliers; five-light upright chandelier; a four-light island pendant; one-light pendant; one-light mini pendant; and one-, two-, three- and four-light bath fixtures. All fixtures are California Title 24 compliant and easily convert to LED by purchasing LED lamps sold separately. | BATH | Belton | Wall / Bath Lighting | Chrome | 5 | Steel | Clear Seeded Glass | D:5.375" H:6.125" |  |  | 4 Medium A19 60w |  | 4 | No | [14 empty] | 0 | [12 empty] | 119.95 | N/A | 359.85 | W:28 3/4'' H:10 5/8'' E:6 5/8'' | 5.8 |  |  | 28.75 | 10.625 | Cap Nuts |  |  |  |  | 6.625 |  | No |  | No | [21 empty] | DP:7/8'' W:8 3/8'' H:4 1/2'' OB UP:8 3/8'' OB DOWN:2 1/4'' Oval |  |  |  | 6.5 | Black/White |  |  | Hardwired | 0 | 1 | 0 | 0 | 1 | 0 | 0 | 0 | 0 | 0 | 0 | 785652077951 | 29.5 | 8.75 | 14 | 7.5 | 2.091 | 250 | Yes | [9 empty] | cETL Damp | BELTON 4L BATH-05 | Four Light Wall/ Bath |  | 4414504-05.jpg | 4414504.jpg
4414504-782 | Four Light Wall/ Bath | Influenced by the vintage industrial designs of early 20th Century America, the transitional Belton lighting collection by Sea Gull Lighting has Seeded glass shades that highlight the classic Edison bulbs. The rich Heirloom Bronze and Brushed Nickel finishes adds to the layer of retro design to the warm look. The assortment includes three- and five- down light chandeliers; five-light upright chandelier; a four-light island pendant; one-light pendant; one-light mini pendant; and one-, two-, three- and four-light bath fixtures. All fixtures are California Title 24 compliant and easily convert to LED by purchasing LED lamps sold separately. | BATH | Belton | Wall / Bath Lighting | Heirloom Bronze | 782 | Steel | Clear Seeded Glass | D:5.375" H:6.125" |  |  | 4 Medium A19 60w |  | 4 | No | [14 empty] | 0 | [12 empty] | 122.98 | N/A | 368.94 | W:28 3/4'' H:10 5/8'' E:6 5/8'' | 5.8 |  |  | 28.75 | 10.625 | Cap Nuts |  |  |  |  | 6.625 |  | No |  | No | [21 empty] | DP:7/8'' W:8 3/8'' H:4 1/2'' OB UP:8 3/8'' OB DOWN:2 1/4'' Oval |  |  |  | 6.5 | Black/White |  |  | Hardwired | 0 | 1 | 0 | 0 | 1 | 0 | 0 | 0 | 0 | 0 | 0 | 785652108754 | 32 | 9 | 12 | 7.7 | 2 | 250 | Yes | [9 empty] | cETL Damp | BELTON 4L BATH-782 | Four Light Wall/ Bath |  | 4414504-782.jpg | 4414504.jpg
4414504-962 | Four Light Wall/ Bath | Influenced by the vintage industrial designs of early 20th Century America, the transitional Belton lighting collection by Sea Gull Lighting has Seeded glass shades that highlight the classic Edison bulbs. The rich Heirloom Bronze and Brushed Nickel finishes adds to the layer of retro design to the warm look. The assortment includes three- and five- down light chandeliers; five-light upright chandelier; a four-light island pendant; one-light pendant; one-light mini pendant; and one-, two-, three- and four-light bath fixtures. All fixtures are California Title 24 compliant and easily convert to LED by purchasing LED lamps sold separately. | BATH | Belton | Wall / Bath Lighting | Brushed Nickel | 962 | Steel | Clear Seeded Glass | D:5.375" H:6.125" |  |  | 4 Medium A19 60w |  | 4 | No | [14 empty] | 0 | [12 empty] | 116.48 | N/A | 349.44 | W:28 3/4'' H:10 5/8'' E:6 5/8'' | 5.8 |  |  | 28.75 | 10.625 | Cap Nuts |  |  |  |  | 6.625 |  | No |  | No | [21 empty] | DP:7/8'' W:8 3/8'' H:4 1/2'' OB UP:8 3/8'' OB DOWN:2 1/4'' Oval |  |  |  | 6.5 | Black/White |  |  | Hardwired | 0 | 1 | 0 | 0 | 1 | 0 | 0 | 0 | 0 | 0 | 0 | 785652003424 | 31.5 | 9.5 | 13 | 7.3 | 2.251 | 250 | Yes | [9 empty] | cETL Damp | BELTON 4L BATH-962 | Four Light Wall/ Bath |  | 4414504-962.jpg | 4414504.jpg
4414504EN7-782 | Four Light Wall/ Bath | Influenced by the vintage industrial designs of early 20th Century America, the transitional Belton lighting collection by Sea Gull Lighting has Seeded glass shades that highlight the classic Edison bulbs. The rich Heirloom Bronze and Brushed Nickel finishes adds to the layer of retro design to the warm look. The assortment includes three- and five- down light chandeliers; five-light upright chandelier; a four-light island pendant; one-light pendant; one-light mini pendant; and one-, two-, three- and four-light bath fixtures. All fixtures are California Title 24 compliant and easily convert to LED by purchasing LED lamps sold separately. | BATH | Belton | Wall / Bath Lighting | Heirloom Bronze | 782 | Steel | Clear Seeded Glass | D:5.375" H:6.125" |  |  | 4 Medium A19 8.5w |  | 4 | Yes | [14 empty] | 0 | [12 empty] | 149.98 | N/A | 449.94 | W:28 3/4'' H:10 5/8'' E:6 5/8'' | 5.8 |  |  | 28.75 | 10.625 | Cap Nuts |  |  |  |  | 6.625 |  | No |  | No | [21 empty] | DP:7/8'' W:8 3/8'' H:4 1/2'' OB UP:8 3/8'' OB DOWN:2 1/4'' Oval |  |  |  | 6.5 | Black/White |  |  | Hardwired | 0 | 1 | 0 | 1 | 1 | 0 | 0 | 0 | 0 | 0 | 0 | 785652069055 | 32 | 9 | 12 | 7.7 | 2 | 250 | Yes | [9 empty] | cETL Damp | BELTON 4L LED BATH-782 | Four Light Wall/ Bath |  | 4414504EN7-782.jpg | 4414504.jpg
4414504EN7-962 | Four Light Wall/ Bath | Influenced by the vintage industrial designs of early 20th Century America, the transitional Belton lighting collection by Sea Gull Lighting has Seeded glass shades that highlight the classic Edison bulbs. The rich Heirloom Bronze and Brushed Nickel finishes adds to the layer of retro design to the warm look. The assortment includes three- and five- down light chandeliers; five-light upright chandelier; a four-light island pendant; one-light pendant; one-light mini pendant; and one-, two-, three- and four-light bath fixtures. All fixtures are California Title 24 compliant and easily convert to LED by purchasing LED lamps sold separately. | BATH | Belton | Wall / Bath Lighting | Brushed Nickel | 962 | Steel | Clear Seeded Glass | D:5.375" H:6.125" |  |  | 4 Medium A19 8.5w |  | 4 | Yes | [14 empty] | 0 | [12 empty] | 144.98 | N/A | 434.94 | W:28 3/4'' H:10 5/8'' E:6 5/8'' | 5.8 |  |  | 28.75 | 10.625 | Cap Nuts |  |  |  |  | 6.625 |  | No |  | No | [21 empty] | DP:7/8'' W:8 3/8'' H:4 1/2'' OB UP:8 3/8'' OB DOWN:2 1/4'' Oval |  |  |  | 6.5 | Black/White |  |  | Hardwired | 0 | 1 | 0 | 1 | 1 | 0 | 0 | 0 | 0 | 0 | 0 | 785652069079 | 31.5 | 9.5 | 13 | 7.3 | 2.251 | 250 | Yes | [9 empty] | cETL Damp | BELTON 4L LED BATH-962 | Four Light Wall/ Bath |  | 4414504EN7-962.jpg | 4414504.jpg
4415202-05 | Two Light Wall / Bath | With a simple, airy appearance, the Kerrville lighting collection by Sea Gull Lighting embraces its modern design roots while enhancing virtually any home’s decor. Tubular steel arms extend outward and curve to present beautiful tapered, Satin Etched glass shades. The collection has a Brushed Nickel, Burnt Sienna or Chrome finish and offers three-, five- and nine-light chandeliers, a one-light mini pendant, one- and three-light pendants, a two-light semi-flush mount which can convert to a pendant, and one-, two-, three- and four-light bath fixtures. Incandescent and ENERGY STAR-qualified LED lamping are available; all fixtures are California Title 24 compliant. | BATH | Kerrville | Wall / Bath Lighting | Chrome | 5 | Steel | Satin Etched Glass | D:4.375" H:5.375" |  |  | 2 Medium A19 100w |  | 2 | No | [14 empty] | 0 | [12 empty] | 43.48 | 86.96 | 130.44 | W:12'' H:9'' E:6 3/4'' | 3.5 |  |  | 12 | 9 | Cap Nuts |  |  |  |  | 6.75 |  | No |  | No | [21 empty] | DP:7/8'' W:12'' H:4 5/8'' OB UP:6 3/4'' OB DOWN:2 1/4'' Oval |  |  |  | 6.5 | Black/White |  |  | Hardwired | 0 | 1 | 0 | 0 | 1 | 0 | 0 | 1 | 0 | 0 | 0 | 785652041518 | 17.75 | 8.5 | 8.5 | 4.4 | 0.742 | 175 | Yes | [9 empty] | cETL Damp | KERRVILLE 2L BATH-05 | Two Light Wall / Bath |  | 4415202-05.jpg | 4415202.jpg
4415202-782 | Two Light Wall / Bath | With a simple, airy appearance, the Kerrville lighting collection by Sea Gull Lighting embraces its modern design roots while enhancing virtually any home’s decor. Tubular steel arms extend outward and curve to present beautiful tapered, Satin Etched glass shades. The collection has a Brushed Nickel, Burnt Sienna or Chrome finish and offers three-, five- and nine-light chandeliers, a one-light mini pendant, one- and three-light pendants, a two-light semi-flush mount which can convert to a pendant, and one-, two-, three- and four-light bath fixtures. Incandescent and ENERGY STAR-qualified LED lamping are available; all fixtures are California Title 24 compliant. | BATH | Kerrville | Wall / Bath Lighting | Heirloom Bronze | 782 | Steel | Satin Etched Glass | D:4.375" H:5.375" |  |  | 2 Medium A19 100w |  | 2 | No | [14 empty] | 0 | [12 empty] | 44.98 | 89.96 | 134.94 | W:12'' H:9'' E:6 3/4'' | 3.5 |  |  | 12 | 9 | Cap Nuts |  |  |  |  | 6.75 |  | No |  | No | [21 empty] | DP:7/8'' W:12'' H:4 5/8'' OB UP:6 3/4'' OB DOWN:2 1/4'' Oval |  |  |  | 6.5 | Black/White |  |  | Hardwired | 0 | 1 | 0 | 0 | 1 | 0 | 0 | 1 | 0 | 0 | 0 | 785652111662 | 17.75 | 8.5 | 8.5 | 4.4 | 0.742 | 175 | Yes | [9 empty] | cETL Damp | KERRVILLE 2L BATH-782 | Two Light Wall / Bath |  | 4415202-782.jpg | 4415202.jpg
4415202-962 | Two Light Wall / Bath | With a simple, airy appearance, the Kerrville lighting collection by Sea Gull Lighting embraces its modern design roots while enhancing virtually any home’s decor. Tubular steel arms extend outward and curve to present beautiful tapered, Satin Etched glass shades. The collection has a Brushed Nickel, Burnt Sienna or Chrome finish and offers three-, five- and nine-light chandeliers, a one-light mini pendant, one- and three-light pendants, a two-light semi-flush mount which can convert to a pendant, and one-, two-, three- and four-light bath fixtures. Incandescent and ENERGY STAR-qualified LED lamping are available; all fixtures are California Title 24 compliant. | BATH | Kerrville | Wall / Bath Lighting | Brushed Nickel | 962 | Steel | Satin Etched Glass | D:4.375" H:5.375" |  |  | 2 Medium A19 100w |  | 2 | No | [14 empty] | 0 | [12 empty] | 44.98 | 89.96 | 134.94 | W:12'' H:9'' E:6 3/4'' | 3.5 |  |  | 12 | 9 | Cap Nuts |  |  |  |  | 6.75 |  | No |  | No | [21 empty] | DP:7/8'' W:12'' H:4 5/8'' OB UP:6 3/4'' OB DOWN:2 1/4'' Oval |  |  |  | 6.5 | Black/White |  |  | Hardwired | 0 | 1 | 0 | 0 | 1 | 0 | 0 | 1 | 0 | 0 | 0 | 785652111679 | 17.75 | 8.5 | 8.5 | 4.4 | 0.742 | 175 | Yes | [9 empty] | cETL Damp | KERRVILLE 2L BATH-962 | Two Light Wall / Bath |  | 4415202-962.jpg | 4415202.jpg
4415202EN3-05 | Two Light Wall / Bath | With a simple, airy appearance, the Kerrville lighting collection by Sea Gull Lighting embraces its modern design roots while enhancing virtually any home’s decor. Tubular steel arms extend outward and curve to present beautiful tapered, Satin Etched glass shades. The collection has a Brushed Nickel, Burnt Sienna or Chrome finish and offers three-, five- and nine-light chandeliers, a one-light mini pendant, one- and three-light pendants, a two-light semi-flush mount which can convert to a pendant, and one-, two-, three- and four-light bath fixtures. Incandescent and ENERGY STAR-qualified LED lamping are available; all fixtures are California Title 24 compliant. | BATH | Kerrville | Wall / Bath Lighting | Chrome | 5 | Steel | Satin Etched Glass | D:4.375" H:5.375" |  |  | 2 Medium A19 9.3w |  | 2 | No | [14 empty] | 0 | [12 empty] | 56.48 | 112.96 | 169.44 | W:12'' H:9'' E:6 3/4'' | 3.5 |  |  | 12 | 9 | Cap Nuts |  |  |  |  | 6.75 |  | No |  | No | [21 empty] | DP:7/8'' W:12'' H:4 5/8'' OB UP:6 3/4'' OB DOWN:2 1/4'' Oval |  |  |  | 6.5 | Black/White |  |  | Hardwired | 0 | 1 | 0 | 1 | 1 | 0 | 0 | 0 | 0 | 0 | 0 | 785652061486 | 17.75 | 8.5 | 8.5 | 4.4 | 0.742 | 175 | Yes | [9 empty] | cETL Damp | KERRVILLE 2L BATH-05 | Two Light Wall / Bath |  | 4415202EN3-05.jpg | 4415202.jpg
4415202EN3-782 | Two Light Wall / Bath | With a simple, airy appearance, the Kerrville lighting collection by Sea Gull Lighting embraces its modern design roots while enhancing virtually any home’s decor. Tubular steel arms extend outward and curve to present beautiful tapered, Satin Etched glass shades. The collection has a Brushed Nickel, Burnt Sienna or Chrome finish and offers three-, five- and nine-light chandeliers, a one-light mini pendant, one- and three-light pendants, a two-light semi-flush mount which can convert to a pendant, and one-, two-, three- and four-light bath fixtures. Incandescent and ENERGY STAR-qualified LED lamping are available; all fixtures are California Title 24 compliant. | BATH | Kerrville | Wall / Bath Lighting | Heirloom Bronze | 782 | Steel | Satin Etched Glass | D:4.375" H:5.375" |  |  | 2 Medium A19 9.3w |  | 2 | Yes | [14 empty] | 0 | [12 empty] | 56.48 | 112.96 | 169.44 | W:12'' H:9'' E:6 3/4'' | 3.5 |  |  | 12 | 9 | Cap Nuts |  |  |  |  | 6.75 |  | No |  | No | [21 empty] | DP:7/8'' W:12'' H:4 5/8'' OB UP:6 3/4'' OB DOWN:2 1/4'' Oval |  |  |  | 6.5 | Black/White |  |  | Hardwired | 0 | 1 | 0 | 1 | 1 | 0 | 0 | 0 | 0 | 0 | 0 | 785652049330 | 17.75 | 8.5 | 8.5 | 4.4 | 0.742 | 175 | Yes | [9 empty] | cETL Damp | KERRVILLE 2L BATH-782 | Two Light Wall / Bath |  | 4415202EN3-782.jpg | 4415202.jpg
4415202EN3-962 | Two Light Wall / Bath | With a simple, airy appearance, the Kerrville lighting collection by Sea Gull Lighting embraces its modern design roots while enhancing virtually any home’s decor. Tubular steel arms extend outward and curve to present beautiful tapered, Satin Etched glass shades. The collection has a Brushed Nickel, Burnt Sienna or Chrome finish and offers three-, five- and nine-light chandeliers, a one-light mini pendant, one- and three-light pendants, a two-light semi-flush mount which can convert to a pendant, and one-, two-, three- and four-light bath fixtures. Incandescent and ENERGY STAR-qualified LED lamping are available; all fixtures are California Title 24 compliant. | BATH | Kerrville | Wall / Bath Lighting | Brushed Nickel | 962 | Steel | Satin Etched Glass | D:4.375" H:5.375" |  |  | 2 Medium A19 9.3w |  | 2 | Yes | [14 empty] | 0 | [12 empty] | 56.48 | 112.96 | 169.44 | W:12'' H:9'' E:6 3/4'' | 3.5 |  |  | 12 | 9 | Cap Nuts |  |  |  |  | 6.75 |  | No |  | No | [21 empty] | DP:7/8'' W:12'' H:4 5/8'' OB UP:6 3/4'' OB DOWN:2 1/4'' Oval |  |  |  | 6.5 | Black/White |  |  | Hardwired | 0 | 1 | 0 | 1 | 1 | 0 | 0 | 0 | 0 | 0 | 0 | 785652049347 | 17.75 | 8.5 | 8.5 | 4.4 | 0.742 | 175 | Yes | [9 empty] | cETL Damp | KERRVILLE 2L BATH-962 | Two Light Wall / Bath |  | 4415202EN3-962.jpg | 4415202.jpg
4415203-05 | Three Light Wall / Bath | With a simple, airy appearance, the Kerrville lighting collection by Sea Gull Lighting embraces its modern design roots while enhancing virtually any home’s decor. Tubular steel arms extend outward and curve to present beautiful tapered, Satin Etched glass shades. The collection has a Brushed Nickel, Burnt Sienna or Chrome finish and offers three-, five- and nine-light chandeliers, a one-light mini pendant, one- and three-light pendants, a two-light semi-flush mount which can convert to a pendant, and one-, two-, three- and four-light bath fixtures. Incandescent and ENERGY STAR-qualified LED lamping are available; all fixtures are California Title 24 compliant. | BATH | Kerrville | Wall / Bath Lighting | Chrome | 5 | Steel | Satin Etched Glass | D:4.375" H:5.375" |  |  | 3 Medium A19 100w |  | 3 | No | [14 empty] | 0 | [12 empty] | 55.48 | 110.96 | 166.44 | W:18'' H:9'' E:6 3/4'' | 5.3 |  |  | 18 | 9 | Cap Nuts |  |  |  |  | 6.75 |  | No |  | No | [21 empty] | DP:7/8'' W:18'' H:4 5/8'' OB UP:6 3/4'' OB DOWN:2 1/4'' Oval |  |  |  | 6.5 | Black/White |  |  | Hardwired | 0 | 1 | 0 | 0 | 1 | 0 | 0 | 1 | 0 | 0 | 0 | 785652041525 | 24 | 8.5 | 8.5 | 6.6 | 1.003 | 125 | Yes | [9 empty] | cETL Damp | KERRVILLE 3L BATH-05 | Three Light Wall / Bath |  | 4415203-05.jpg | 4415203.jpg
4415203-782 | Three Light Wall / Bath | With a simple, airy appearance, the Kerrville lighting collection by Sea Gull Lighting embraces its modern design roots while enhancing virtually any home’s decor. Tubular steel arms extend outward and curve to present beautiful tapered, Satin Etched glass shades. The collection has a Brushed Nickel, Burnt Sienna or Chrome finish and offers three-, five- and nine-light chandeliers, a one-light mini pendant, one- and three-light pendants, a two-light semi-flush mount which can convert to a pendant, and one-, two-, three- and four-light bath fixtures. Incandescent and ENERGY STAR-qualified LED lamping are available; all fixtures are California Title 24 compliant. | BATH | Kerrville | Wall / Bath Lighting | Heirloom Bronze | 782 | Steel | Satin Etched Glass | D:4.375" H:5.375" |  |  | 3 Medium A19 100w |  | 3 | No | [14 empty] | 0 | [12 empty] | 57.48 | 114.96 | 172.44 | W:18'' H:9'' E:6 3/4'' | 5.3 |  |  | 18 | 9 | Cap Nuts |  |  |  |  | 6.75 |  | No |  | No | [21 empty] | DP:7/8'' W:18'' H:4 5/8'' OB UP:6 3/4'' OB DOWN:2 1/4'' Oval |  |  |  | 6.5 | Black/White |  |  | Hardwired | 0 | 1 | 0 | 0 | 1 | 0 | 0 | 1 | 0 | 0 | 0 | 785652111686 | 24 | 8.5 | 8.5 | 6.6 | 1.003 | 125 | Yes | [9 empty] | cETL Damp | KERRVILLE 3L BATH-782 | Three Light Wall / Bath |  | 4415203-782.jpg | 4415203.jpg
4415203-962 | Three Light Wall / Bath | With a simple, airy appearance, the Kerrville lighting collection by Sea Gull Lighting embraces its modern design roots while enhancing virtually any home’s decor. Tubular steel arms extend outward and curve to present beautiful tapered, Satin Etched glass shades. The collection has a Brushed Nickel, Burnt Sienna or Chrome finish and offers three-, five- and nine-light chandeliers, a one-light mini pendant, one- and three-light pendants, a two-light semi-flush mount which can convert to a pendant, and one-, two-, three- and four-light bath fixtures. Incandescent and ENERGY STAR-qualified LED lamping are available; all fixtures are California Title 24 compliant. | BATH | Kerrville | Wall / Bath Lighting | Brushed Nickel | 962 | Steel | Satin Etched Glass | D:4.375" H:5.375" |  |  | 3 Medium A19 100w |  | 3 | No | [14 empty] | 0 | [12 empty] | 57.48 | 114.96 | 172.44 | W:18'' H:9'' E:6 3/4'' | 5.3 |  |  | 18 | 9 | Cap Nuts |  |  |  |  | 6.75 |  | No |  | No | [21 empty] | DP:7/8'' W:18'' H:4 5/8'' OB UP:6 3/4'' OB DOWN:2 1/4'' Oval |  |  |  | 6.5 | Black/White |  |  | Hardwired | 0 | 1 | 0 | 0 | 1 | 0 | 0 | 1 | 0 | 0 | 0 | 785652111693 | 24 | 8.5 | 8.5 | 6.6 | 1.003 | 125 | Yes | [9 empty] | cETL Damp | KERRVILLE 3L BATH-962 | Three Light Wall / Bath |  | 4415203-962.jpg | 4415203.jpg
4415203EN3-05 | Three Light Wall / Bath | With a simple, airy appearance, the Kerrville lighting collection by Sea Gull Lighting embraces its modern design roots while enhancing virtually any home’s decor. Tubular steel arms extend outward and curve to present beautiful tapered, Satin Etched glass shades. The collection has a Brushed Nickel, Burnt Sienna or Chrome finish and offers three-, five- and nine-light chandeliers, a one-light mini pendant, one- and three-light pendants, a two-light semi-flush mount which can convert to a pendant, and one-, two-, three- and four-light bath fixtures. Incandescent and ENERGY STAR-qualified LED lamping are available; all fixtures are California Title 24 compliant. | BATH | Kerrville | Wall / Bath Lighting | Chrome | 5 | Steel | Satin Etched Glass | D:4.375" H:5.375" |  |  | 3 Medium A19 9.3w |  | 3 | No | [14 empty] | 0 | [12 empty] | 74.98 | 149.96 | 224.94 | W:18'' H:9'' E:6 3/4'' | 5.3 |  |  | 18 | 9 | Cap Nuts |  |  |  |  | 6.75 |  | No |  | No | [21 empty] | DP:7/8'' W:18'' H:4 5/8'' OB UP:6 3/4'' OB DOWN:2 1/4'' Oval |  |  |  | 6.5 | Black/White |  |  | Hardwired | 0 | 1 | 0 | 1 | 1 | 0 | 0 | 0 | 0 | 0 | 0 | 785652061493 | 27.25 | 8.5 | 8.5 | 7.1 | 1.139 | 125 | Yes | [9 empty] | cETL Damp | KERRVILLE 3L BATH-05 | Three Light Wall / Bath |  | 4415203EN3-05.jpg | 4415203.jpg
4415203EN3-782 | Three Light Wall / Bath | With a simple, airy appearance, the Kerrville lighting collection by Sea Gull Lighting embraces its modern design roots while enhancing virtually any home’s decor. Tubular steel arms extend outward and curve to present beautiful tapered, Satin Etched glass shades. The collection has a Brushed Nickel, Burnt Sienna or Chrome finish and offers three-, five- and nine-light chandeliers, a one-light mini pendant, one- and three-light pendants, a two-light semi-flush mount which can convert to a pendant, and one-, two-, three- and four-light bath fixtures. Incandescent and ENERGY STAR-qualified LED lamping are available; all fixtures are California Title 24 compliant. | BATH | Kerrville | Wall / Bath Lighting | Heirloom Bronze | 782 | Steel | Satin Etched Glass | D:4.375" H:5.375" |  |  | 3 Medium A19 9.3w |  | 3 | Yes | [14 empty] | 0 | [12 empty] | 74.98 | 149.96 | 224.94 | W:18'' H:9'' E:6 3/4'' | 5.3 |  |  | 18 | 9 | Cap Nuts |  |  |  |  | 6.75 |  | No |  | No | [21 empty] | DP:7/8'' W:18'' H:4 5/8'' OB UP:6 3/4'' OB DOWN:2 1/4'' Oval |  |  |  | 6.5 | Black/White |  |  | Hardwired | 0 | 1 | 0 | 1 | 1 | 0 | 0 | 0 | 0 | 0 | 0 | 785652049354 | 27.25 | 8.5 | 8.5 | 7.1 | 1.139 | 125 | Yes | [9 empty] | cETL Damp | KERRVILLE 3L BATH-782 | Three Light Wall / Bath |  | 4415203EN3-782.jpg | 4415203.jpg
4415203EN3-962 | Three Light Wall / Bath | With a simple, airy appearance, the Kerrville lighting collection by Sea Gull Lighting embraces its modern design roots while enhancing virtually any home’s decor. Tubular steel arms extend outward and curve to present beautiful tapered, Satin Etched glass shades. The collection has a Brushed Nickel, Burnt Sienna or Chrome finish and offers three-, five- and nine-light chandeliers, a one-light mini pendant, one- and three-light pendants, a two-light semi-flush mount which can convert to a pendant, and one-, two-, three- and four-light bath fixtures. Incandescent and ENERGY STAR-qualified LED lamping are available; all fixtures are California Title 24 compliant. | BATH | Kerrville | Wall / Bath Lighting | Brushed Nickel | 962 | Steel | Satin Etched Glass | D:4.375" H:5.375" |  |  | 3 Medium A19 9.3w |  | 3 | Yes | [14 empty] | 0 | [12 empty] | 74.98 | 149.96 | 224.94 | W:18'' H:9'' E:6 3/4'' | 5.3 |  |  | 18 | 9 | Cap Nuts |  |  |  |  | 6.75 |  | No |  | No | [21 empty] | DP:7/8'' W:18'' H:4 5/8'' OB UP:6 3/4'' OB DOWN:2 1/4'' Oval |  |  |  | 6.5 | Black/White |  |  | Hardwired | 0 | 1 | 0 | 1 | 1 | 0 | 0 | 0 | 0 | 0 | 0 | 785652049361 | 27.25 | 8.5 | 8.5 | 7.1 | 1.139 | 125 | Yes | [9 empty] | cETL Damp | KERRVILLE 3L BATH-962 | Three Light Wall / Bath |  | 4415203EN3-962.jpg | 4415203.jpg
4415204-05 | Four Light Wall / Bath | With a simple, airy appearance, the Kerrville lighting collection by Sea Gull Lighting embraces its modern design roots while enhancing virtually any home’s decor. Tubular steel arms extend outward and curve to present beautiful tapered, Satin Etched glass shades. The collection has a Brushed Nickel, Burnt Sienna or Chrome finish and offers three-, five- and nine-light chandeliers, a one-light mini pendant, one- and three-light pendants, a two-light semi-flush mount which can convert to a pendant, and one-, two-, three- and four-light bath fixtures. Incandescent and ENERGY STAR-qualified LED lamping are available; all fixtures are California Title 24 compliant. | BATH | Kerrville | Wall / Bath Lighting | Chrome | 5 | Steel | Satin Etched Glass | D:4.375" H:5.375" |  |  | 4 Medium A19 100w |  | 4 | No | [14 empty] | 0 | [12 empty] | 83.48 | 166.96 | 250.44 | W:24 5/8'' H:9'' E:6 3/4'' | 6.7 |  |  | 24.625 | 9 | Cap Nuts |  |  |  |  | 6.75 |  | No |  | No | [21 empty] | DP:7/8'' W:24'' H:4 5/8'' OB UP:6 3/4'' OB DOWN:2 1/4'' Oval |  |  |  | 6.5 | Black/White |  |  | Hardwired | 0 | 1 | 0 | 0 | 1 | 0 | 0 | 1 | 0 | 0 | 0 | 785652059551 | 30 | 8.5 | 8.5 | 8.8 | 1.254 | 125 | Yes | [9 empty] | cETL Damp | KERRVILLE 4L BATH-05 | Four Light Wall / Bath |  | 4415204-05.jpg | 4415204.jpg
4415204-782 | Four Light Wall / Bath | With a simple, airy appearance, the Kerrville lighting collection by Sea Gull Lighting embraces its modern design roots while enhancing virtually any home’s decor. Tubular steel arms extend outward and curve to present beautiful tapered, Satin Etched glass shades. The collection has a Brushed Nickel, Burnt Sienna or Chrome finish and offers three-, five- and nine-light chandeliers, a one-light mini pendant, one- and three-light pendants, a two-light semi-flush mount which can convert to a pendant, and one-, two-, three- and four-light bath fixtures. Incandescent and ENERGY STAR-qualified LED lamping are available; all fixtures are California Title 24 compliant. | BATH | Kerrville | Wall / Bath Lighting | Heirloom Bronze | 782 | Steel | Satin Etched Glass | D:4.375" H:5.375" |  |  | 4 Medium A19 100w |  | 4 | No | [14 empty] | 0 | [12 empty] | 83.48 | 166.96 | 250.44 | W:24 5/8'' H:9'' E:6 3/4'' | 6.7 |  |  | 24.625 | 9 | Cap Nuts |  |  |  |  | 6.75 |  | No |  | No | [21 empty] | DP:7/8'' W:24'' H:4 5/8'' OB UP:6 3/4'' OB DOWN:2 1/4'' Oval |  |  |  | 6.5 | Black/White |  |  | Hardwired | 0 | 1 | 0 | 0 | 1 | 0 | 0 | 1 | 0 | 0 | 0 | 785652111709 | 30 | 8.5 | 9 | 8.4 | 1.328 | 125 | Yes | [9 empty] | cETL Damp | KERRVILLE 4L BATH-782 | Four Light Wall / Bath |  | 4415204-782.jpg | 4415204.jpg
4415204-962 | Four Light Wall / Bath | With a simple, airy appearance, the Kerrville lighting collection by Sea Gull Lighting embraces its modern design roots while enhancing virtually any home’s decor. Tubular steel arms extend outward and curve to present beautiful tapered, Satin Etched glass shades. The collection has a Brushed Nickel, Burnt Sienna or Chrome finish and offers three-, five- and nine-light chandeliers, a one-light mini pendant, one- and three-light pendants, a two-light semi-flush mount which can convert to a pendant, and one-, two-, three- and four-light bath fixtures. Incandescent and ENERGY STAR-qualified LED lamping are available; all fixtures are California Title 24 compliant. | BATH | Kerrville | Wall / Bath Lighting | Brushed Nickel | 962 | Steel | Satin Etched Glass | D:4.375" H:5.375" |  |  | 4 Medium A19 100w |  | 4 | No | [14 empty] | 0 | [12 empty] | 83.48 | 166.96 | 250.44 | W:24 5/8'' H:9'' E:6 3/4'' | 6.7 |  |  | 24.625 | 9 | Cap Nuts |  |  |  |  | 6.75 |  | No |  | No | [21 empty] | DP:7/8'' W:24'' H:4 5/8'' OB UP:6 3/4'' OB DOWN:2 1/4'' Oval |  |  |  | 6.5 | Black/White |  |  | Hardwired | 0 | 1 | 0 | 0 | 1 | 0 | 0 | 1 | 0 | 0 | 0 | 785652111716 | 30 | 8.5 | 8.25 | 8.6 | 1.217 | 125 | Yes | [9 empty] | cETL Damp | KERRVILLE 4L BATH-962 | Four Light Wall / Bath |  | 4415204-962.jpg | 4415204.jpg
4415204EN3-05 | Four Light Wall / Bath | With a simple, airy appearance, the Kerrville lighting collection by Sea Gull Lighting embraces its modern design roots while enhancing virtually any home’s decor. Tubular steel arms extend outward and curve to present beautiful tapered, Satin Etched glass shades. The collection has a Brushed Nickel, Burnt Sienna or Chrome finish and offers three-, five- and nine-light chandeliers, a one-light mini pendant, one- and three-light pendants, a two-light semi-flush mount which can convert to a pendant, and one-, two-, three- and four-light bath fixtures. Incandescent and ENERGY STAR-qualified LED lamping are available; all fixtures are California Title 24 compliant. | BATH | Kerrville | Wall / Bath Lighting | Chrome | 5 | Steel | Satin Etched Glass | D:4.375" H:5.375" |  |  | 4 Medium A19 9.3w |  | 4 | Yes | [14 empty] | 0 | [12 empty] | 106.48 | 212.96 | 319.44 | W:24 5/8'' H:9'' E:6 3/4'' | 6.7 |  |  | 24.625 | 9 | Cap Nuts |  |  |  |  | 6.75 |  | No |  | No | [21 empty] | DP:7/8'' W:24'' H:4 5/8'' OB UP:6 3/4'' OB DOWN:2 1/4'' Oval |  |  |  | 6.5 | Black/White |  |  | Hardwired | 0 | 1 | 0 | 1 | 1 | 0 | 0 | 0 | 0 | 0 | 0 | 785652060090 | 30 | 8.5 | 8.25 | 8.6 | 1.217 | 125 | Yes | [9 empty] | cETL Damp | KERRVILLE 4L BATH-05 | Four Light Wall / Bath |  | 4415204EN3-05.jpg | 4415204EN3.jpg
4415204EN3-782 | Four Light Wall / Bath | With a simple, airy appearance, the Kerrville lighting collection by Sea Gull Lighting embraces its modern design roots while enhancing virtually any home’s decor. Tubular steel arms extend outward and curve to present beautiful tapered, Satin Etched glass shades. The collection has a Brushed Nickel, Burnt Sienna or Chrome finish and offers three-, five- and nine-light chandeliers, a one-light mini pendant, one- and three-light pendants, a two-light semi-flush mount which can convert to a pendant, and one-, two-, three- and four-light bath fixtures. Incandescent and ENERGY STAR-qualified LED lamping are available; all fixtures are California Title 24 compliant. | BATH | Kerrville | Wall / Bath Lighting | Heirloom Bronze | 782 | Steel | Satin Etched Glass | D:4.375" H:5.375" |  |  | 4 Medium A19 9.3w |  | 4 | Yes | [14 empty] | 0 | [12 empty] | 106.48 | 212.96 | 319.44 | W:24 5/8'' H:9'' E:6 3/4'' | 6.7 |  |  | 24.625 | 9 | Cap Nuts |  |  |  |  | 6.75 |  | No |  | No | [21 empty] | DP:7/8'' W:24'' H:4 5/8'' OB UP:6 3/4'' OB DOWN:2 1/4'' Oval |  |  |  | 6.5 | Black/White |  |  | Hardwired | 0 | 1 | 0 | 1 | 1 | 0 | 0 | 0 | 0 | 0 | 0 | 785652049378 | 30 | 8.5 | 8.25 | 8.6 | 1.217 | 125 | Yes | [9 empty] | cETL Damp | KERRVILLE 4L BATH-782 | Four Light Wall / Bath |  | 4415204EN3-782.jpg | 4415204.jpg
4415204EN3-962 | Four Light Wall / Bath | With a simple, airy appearance, the Kerrville lighting collection by Sea Gull Lighting embraces its modern design roots while enhancing virtually any home’s decor. Tubular steel arms extend outward and curve to present beautiful tapered, Satin Etched glass shades. The collection has a Brushed Nickel, Burnt Sienna or Chrome finish and offers three-, five- and nine-light chandeliers, a one-light mini pendant, one- and three-light pendants, a two-light semi-flush mount which can convert to a pendant, and one-, two-, three- and four-light bath fixtures. Incandescent and ENERGY STAR-qualified LED lamping are available; all fixtures are California Title 24 compliant. | BATH | Kerrville | Wall / Bath Lighting | Brushed Nickel | 962 | Steel | Satin Etched Glass | D:4.375" H:5.375" |  |  | 4 Medium A19 9.3w |  | 4 | Yes | [14 empty] | 0 | [12 empty] | 106.48 | 212.96 | 319.44 | W:24 5/8'' H:9'' E:6 3/4'' | 6.7 |  |  | 24.625 | 9 | Cap Nuts |  |  |  |  | 6.75 |  | No |  | No | [21 empty] | DP:7/8'' W:24'' H:4 5/8'' OB UP:6 3/4'' OB DOWN:2 1/4'' Oval |  |  |  | 6.5 | Black/White |  |  | Hardwired | 0 | 1 | 0 | 1 | 1 | 0 | 0 | 0 | 0 | 0 | 0 | 785652049385 | 30 | 8.5 | 8.25 | 8.6 | 1.217 | 125 | Yes | [9 empty] | cETL Damp | KERRVILLE 4L BATH-962 | Four Light Wall / Bath |  | 4415204EN3-962.jpg | 4415204.jpg
4416602-782 | Two Light Wall / Bath | The subtle detail of the Bannock lighting collection by Sea Gull Lighting allows this transitional design to easily fit into any décor. The sleek, sweeping arms and Satin-Etched glass shades add touches of elegance to its streamlined profile. Equally at home in a contemporary, urban setting or a traditional décor in the suburbs, the full Bannock lighting collection is available in two beautiful finishes, Brushed Nickel and Heirloom Bronze. The Bannock collection includes three-, five- and nine-light chandeliers, one-light mini pendant, two-light semi-flush convertible pendant, and one-, two-, three- and four-light bath vanity fixtures. Incandescent and ENERGY STAR-qualified LED lamping are available; all fixtures are California Title 24 compliant. | BATH | Bannock | Wall / Bath Lighting | Heirloom Bronze | 782 | Steel | Satin Etched Glass | D:4.75" H:5" |  |  | 2 Medium A19 75w |  | 2 | No | [14 empty] | 0 | [12 empty] | 42.45 | 84.9 | 127.35 | W:13 1/4'' H:8 3/4'' E:6 1/2'' | 3.8 |  |  | 13.25 | 8.75 | Cap Nuts |  |  |  |  | 6.5 |  | No |  | No | [21 empty] | D:4 7/8'' DP:1'' OB UP:6 1/4'' OB DOWN:2 1/2'' Round |  |  |  | 6.5 | Black/White |  |  | Hardwired | 0 | 1 | 0 | 0 | 1 | 0 | 0 | 1 | 0 | 0 | 0 | 785652001666 | 14.5 | 14.25 | 8.25 | 5.7 | 0.986 | 175 | Yes | [9 empty] | cETL Damp | BANNOCK 2L BATH-782 | Two Light Wall / Bath |  | 4416602-782.jpg | 4416602.jpg
4416602-962 | Two Light Wall / Bath | The subtle detail of the Bannock lighting collection by Sea Gull Lighting allows this transitional design to easily fit into any décor. The sleek, sweeping arms and Satin-Etched glass shades add touches of elegance to its streamlined profile. Equally at home in a contemporary, urban setting or a traditional décor in the suburbs, the full Bannock lighting collection is available in two beautiful finishes, Brushed Nickel and Heirloom Bronze. The Bannock collection includes three-, five- and nine-light chandeliers, one-light mini pendant, two-light semi-flush convertible pendant, and one-, two-, three- and four-light bath vanity fixtures. Incandescent and ENERGY STAR-qualified LED lamping are available; all fixtures are California Title 24 compliant. | BATH | Bannock | Wall / Bath Lighting | Brushed Nickel | 962 | Steel | Satin Etched Glass | D:4.75" H:5" |  |  | 2 Medium A19 75w |  | 2 | No | [14 empty] | 0 | [12 empty] | 42.45 | 84.9 | 127.35 | W:13 1/4'' H:8 3/4'' E:6 1/2'' | 3.8 |  |  | 13.25 | 8.75 | Cap Nuts |  |  |  |  | 6.5 |  | No |  | No | [21 empty] | D:4 7/8'' DP:1'' OB UP:6 1/4'' OB DOWN:2 1/2'' Round |  |  |  | 6.5 | Black/White |  |  | Hardwired | 0 | 1 | 0 | 0 | 1 | 0 | 0 | 1 | 0 | 0 | 0 | 785652001673 | 14.5 | 14.25 | 8.25 | 5.7 | 0.986 | 175 | Yes | [9 empty] | cETL Damp | BANNOCK 2L BATH-962 | Two Light Wall / Bath |  | 4416602-962.jpg | 4416602.jpg
4416602EN3-782 | Two Light Wall / Bath | The subtle detail of the Bannock lighting collection by Sea Gull Lighting allows this transitional design to easily fit into any décor. The sleek, sweeping arms and Satin-Etched glass shades add touches of elegance to its streamlined profile. Equally at home in a contemporary, urban setting or a traditional décor in the suburbs, the full Bannock lighting collection is available in two beautiful finishes, Brushed Nickel and Heirloom Bronze. The Bannock collection includes three-, five- and nine-light chandeliers, one-light mini pendant, two-light semi-flush convertible pendant, and one-, two-, three- and four-light bath vanity fixtures. Incandescent and ENERGY STAR-qualified LED lamping are available; all fixtures are California Title 24 compliant. | BATH | Bannock | Wall / Bath Lighting | Heirloom Bronze | 782 | Steel | Satin Etched Glass | D:4.75" H:5" |  |  | 2 Medium A19 9.3w |  | 2 | Yes | [14 empty] | 0 | [12 empty] | 53.95 | 107.9 | 161.85 | W:13 1/4'' H:8 3/4'' E:6 1/2'' | 3.8 |  |  | 13.25 | 8.75 | Cap Nuts |  |  |  |  | 6.5 |  | No |  | No | [21 empty] | D:4 7/8'' DP:1'' OB UP:6 1/4'' OB DOWN:2 1/2'' Round |  |  |  | 6.5 | Black/White |  |  | Hardwired | 0 | 1 | 0 | 1 | 1 | 0 | 0 | 0 | 0 | 0 | 0 | 785652049392 | 14.5 | 14.25 | 8.25 | 5.7 | 0.986 | 175 | Yes | [9 empty] | cETL Damp | BANNOCK 2L BATH-782 | Two Light Wall / Bath |  | 4416602EN3-782.jpg | 4416602.jpg
4416602EN3-962 | Two Light Wall / Bath | The subtle detail of the Bannock lighting collection by Sea Gull Lighting allows this transitional design to easily fit into any décor. The sleek, sweeping arms and Satin-Etched glass shades add touches of elegance to its streamlined profile. Equally at home in a contemporary, urban setting or a traditional décor in the suburbs, the full Bannock lighting collection is available in two beautiful finishes, Brushed Nickel and Heirloom Bronze. The Bannock collection includes three-, five- and nine-light chandeliers, one-light mini pendant, two-light semi-flush convertible pendant, and one-, two-, three- and four-light bath vanity fixtures. Incandescent and ENERGY STAR-qualified LED lamping are available; all fixtures are California Title 24 compliant. | BATH | Bannock | Wall / Bath Lighting | Brushed Nickel | 962 | Steel | Satin Etched Glass | D:4.75" H:5" |  |  | 2 Medium A19 9.3w |  | 2 | Yes | [14 empty] | 0 | [12 empty] | 53.95 | 107.9 | 161.85 | W:13 1/4'' H:8 3/4'' E:6 1/2'' | 3.8 |  |  | 13.25 | 8.75 | Cap Nuts |  |  |  |  | 6.5 |  | No |  | No | [21 empty] | D:4 7/8'' DP:1'' OB UP:6 1/4'' OB DOWN:2 1/2'' Round |  |  |  | 6.5 | Black/White |  |  | Hardwired | 0 | 1 | 0 | 1 | 1 | 0 | 0 | 0 | 0 | 0 | 0 | 785652049408 | 14.5 | 14.25 | 8.25 | 5.7 | 0.986 | 175 | Yes | [9 empty] | cETL Damp | BANNOCK 2L BATH-962 | Two Light Wall / Bath |  | 4416602EN3-962.jpg | 4416602.jpg
4416603-782 | Three Light Wall / Bath | The subtle detail of the Bannock lighting collection by Sea Gull Lighting allows this transitional design to easily fit into any décor. The sleek, sweeping arms and Satin-Etched glass shades add touches of elegance to its streamlined profile. Equally at home in a contemporary, urban setting or a traditional décor in the suburbs, the full Bannock lighting collection is available in two beautiful finishes, Brushed Nickel and Heirloom Bronze. The Bannock collection includes three-, five- and nine-light chandeliers, one-light mini pendant, two-light semi-flush convertible pendant, and one-, two-, three- and four-light bath vanity fixtures. Incandescent and ENERGY STAR-qualified LED lamping are available; all fixtures are California Title 24 compliant. | BATH | Bannock | Wall / Bath Lighting | Heirloom Bronze | 782 | Steel | Satin Etched Glass | D:4.75" H:5" |  |  | 3 Medium A19 75w |  | 3 | No | [14 empty] | 0 | [12 empty] | 53.95 | 107.9 | 161.85 | W:20 7/8'' H:8 3/4'' E:6 1/2'' | 5.7 |  |  | 20.875 | 8.75 | Cap Nuts |  |  |  |  | 6.5 |  | No |  | No | [21 empty] | D:4 7/8'' DP:1'' OB UP:6 1/4'' OB DOWN:2 1/2'' Round |  |  |  | 6.5 | Black/White |  |  | Hardwired | 0 | 1 | 0 | 0 | 1 | 0 | 0 | 1 | 0 | 0 | 0 | 785652001680 | 22.5 | 14.25 | 8.25 | 8.3 | 1.531 | 175 | Yes | [9 empty] | cETL Damp | BANNOCK 3L BATH-782 | Three Light Wall / Bath |  | 4416603-782.jpg | 4416603.jpg
4416603-962 | Three Light Wall / Bath | The subtle detail of the Bannock lighting collection by Sea Gull Lighting allows this transitional design to easily fit into any décor. The sleek, sweeping arms and Satin-Etched glass shades add touches of elegance to its streamlined profile. Equally at home in a contemporary, urban setting or a traditional décor in the suburbs, the full Bannock lighting collection is available in two beautiful finishes, Brushed Nickel and Heirloom Bronze. The Bannock collection includes three-, five- and nine-light chandeliers, one-light mini pendant, two-light semi-flush convertible pendant, and one-, two-, three- and four-light bath vanity fixtures. Incandescent and ENERGY STAR-qualified LED lamping are available; all fixtures are California Title 24 compliant. | BATH | Bannock | Wall / Bath Lighting | Brushed Nickel | 962 | Steel | Satin Etched Glass | D:4.75" H:5" |  |  | 3 Medium A19 75w |  | 3 | No | [14 empty] | 0 | [12 empty] | 53.95 | 107.9 | 161.85 | W:20 7/8'' H:8 3/4'' E:6 1/2'' | 5.7 |  |  | 20.875 | 8.75 | Cap Nuts |  |  |  |  | 6.5 |  | No |  | No | [21 empty] | D:4 7/8'' DP:1'' OB UP:6 1/4'' OB DOWN:2 1/2'' Round |  |  |  | 6.5 | Black/White |  |  | Hardwired | 0 | 1 | 0 | 0 | 1 | 0 | 0 | 1 | 0 | 0 | 0 | 785652001697 | 22.5 | 14.25 | 8.25 | 8.3 | 1.531 | 175 | Yes | [9 empty] | cETL Damp | BANNOCK 3L BATH-962 | Three Light Wall / Bath |  | 4416603-962.jpg | 4416603.jpg
4416603EN3-782 | Three Light Wall / Bath | The subtle detail of the Bannock lighting collection by Sea Gull Lighting allows this transitional design to easily fit into any décor. The sleek, sweeping arms and Satin-Etched glass shades add touches of elegance to its streamlined profile. Equally at home in a contemporary, urban setting or a traditional décor in the suburbs, the full Bannock lighting collection is available in two beautiful finishes, Brushed Nickel and Heirloom Bronze. The Bannock collection includes three-, five- and nine-light chandeliers, one-light mini pendant, two-light semi-flush convertible pendant, and one-, two-, three- and four-light bath vanity fixtures. Incandescent and ENERGY STAR-qualified LED lamping are available; all fixtures are California Title 24 compliant. | BATH | Bannock | Wall / Bath Lighting | Heirloom Bronze | 782 | Steel | Satin Etched Glass | D:4.75" H:5" |  |  | 3 Medium A19 9.3w |  | 3 | Yes | [14 empty] | 0 | [12 empty] | 70.95 | 141.9 | 212.85 | W:20 7/8'' H:8 3/4'' E:6 1/2'' | 5.7 |  |  | 20.875 | 8.75 | Cap Nuts |  |  |  |  | 6.5 |  | No |  | No | [21 empty] | D:4 7/8'' DP:1'' OB UP:6 1/4'' OB DOWN:2 1/2'' Round |  |  |  | 6.5 | Black/White |  |  | Hardwired | 0 | 1 | 0 | 1 | 1 | 0 | 0 | 0 | 0 | 0 | 0 | 785652049415 | 22.5 | 14.25 | 8.25 | 8.3 | 1.531 | 175 | Yes | [9 empty] | cETL Damp | BANNOCK 3L BATH-782 | Three Light Wall / Bath |  | 4416603EN3-782.jpg | 4416603.jpg
4416603EN3-962 | Three Light Wall / Bath | The subtle detail of the Bannock lighting collection by Sea Gull Lighting allows this transitional design to easily fit into any décor. The sleek, sweeping arms and Satin-Etched glass shades add touches of elegance to its streamlined profile. Equally at home in a contemporary, urban setting or a traditional décor in the suburbs, the full Bannock lighting collection is available in two beautiful finishes, Brushed Nickel and Heirloom Bronze. The Bannock collection includes three-, five- and nine-light chandeliers, one-light mini pendant, two-light semi-flush convertible pendant, and one-, two-, three- and four-light bath vanity fixtures. Incandescent and ENERGY STAR-qualified LED lamping are available; all fixtures are California Title 24 compliant. | BATH | Bannock | Wall / Bath Lighting | Brushed Nickel | 962 | Steel | Satin Etched Glass | D:4.75" H:5" |  |  | 3 Medium A19 9.3w |  | 3 | Yes | [14 empty] | 0 | [12 empty] | 70.95 | 141.9 | 212.85 | W:20 7/8'' H:8 3/4'' E:6 1/2'' | 5.7 |  |  | 20.875 | 8.75 | Cap Nuts |  |  |  |  | 6.5 |  | No |  | No | [21 empty] | D:4 7/8'' DP:1'' OB UP:6 1/4'' OB DOWN:2 1/2'' Round |  |  |  | 6.5 | Black/White |  |  | Hardwired | 0 | 1 | 0 | 1 | 1 | 0 | 0 | 0 | 0 | 0 | 0 | 785652049422 | 22.5 | 14.25 | 8.25 | 8.3 | 1.531 | 175 | Yes | [9 empty] | cETL Damp | BANNOCK 3L BATH-962 | Three Light Wall / Bath |  | 4416603EN3-962.jpg | 4416603.jpg
4416604-782 | Four Light Wall / Bath | The subtle detail of the Bannock lighting collection by Sea Gull Lighting allows this transitional design to easily fit into any décor. The sleek, sweeping arms and Satin-Etched glass shades add touches of elegance to its streamlined profile. Equally at home in a contemporary, urban setting or a traditional décor in the suburbs, the full Bannock lighting collection is available in two beautiful finishes, Brushed Nickel and Heirloom Bronze. The Bannock collection includes three-, five- and nine-light chandeliers, one-light mini pendant, two-light semi-flush convertible pendant, and one-, two-, three- and four-light bath vanity fixtures. Incandescent and ENERGY STAR-qualified LED lamping are available; all fixtures are California Title 24 compliant. | BATH | Bannock | Wall / Bath Lighting | Heirloom Bronze | 782 | Steel | Satin Etched Glass | D:4.75" H:5" |  |  | 4 Medium A19 75w |  | 4 | No | [14 empty] | 0 | [12 empty] | 73.45 | 146.9 | 220.35 | W:29'' H:8 3/4'' E:6 1/2'' | 7 |  |  | 29 | 8.75 | Cap Nuts |  |  |  |  | 6.5 |  | No |  | No | [21 empty] | D:4 7/8'' DP:1'' OB UP:6 1/4'' OB DOWN:2 1/2'' Round |  |  |  | 6.5 | Black/White |  |  | Hardwired | 0 | 1 | 0 | 0 | 1 | 0 | 0 | 1 | 0 | 0 | 0 | 785652001703 | 30.75 | 14 | 8.25 | 11 | 2.055 | 175 | Yes | [9 empty] | cETL Damp | BANNOCK 4L BATH-782 | Four Light Wall / Bath |  | 4416604-782.jpg | 4416604.jpg
4416604-962 | Four Light Wall / Bath | The subtle detail of the Bannock lighting collection by Sea Gull Lighting allows this transitional design to easily fit into any décor. The sleek, sweeping arms and Satin-Etched glass shades add touches of elegance to its streamlined profile. Equally at home in a contemporary, urban setting or a traditional décor in the suburbs, the full Bannock lighting collection is available in two beautiful finishes, Brushed Nickel and Heirloom Bronze. The Bannock collection includes three-, five- and nine-light chandeliers, one-light mini pendant, two-light semi-flush convertible pendant, and one-, two-, three- and four-light bath vanity fixtures. Incandescent and ENERGY STAR-qualified LED lamping are available; all fixtures are California Title 24 compliant. | BATH | Bannock | Wall / Bath Lighting | Brushed Nickel | 962 | Steel | Satin Etched Glass | D:4.75" H:5" |  |  | 4 Medium A19 75w |  | 4 | No | [14 empty] | 0 | [12 empty] | 73.45 | 146.9 | 220.35 | W:29'' H:8 3/4'' E:6 1/2'' | 7 |  |  | 29 | 8.75 | Cap Nuts |  |  |  |  | 6.5 |  | No |  | No | [21 empty] | D:4 7/8'' DP:1'' OB UP:6 1/4'' OB DOWN:2 1/2'' Round |  |  |  | 6.5 | Black/White |  |  | Hardwired | 0 | 1 | 0 | 0 | 1 | 0 | 0 | 1 | 0 | 0 | 0 | 785652001710 | 30.75 | 14 | 8.25 | 11 | 2.055 | 175 | Yes | [9 empty] | cETL Damp | BANNOCK 4L BATH-962 | Four Light Wall / Bath |  | 4416604-962.jpg | 4416604.jpg
4416604EN3-782 | Four Light Wall / Bath | The subtle detail of the Bannock lighting collection by Sea Gull Lighting allows this transitional design to easily fit into any décor. The sleek, sweeping arms and Satin-Etched glass shades add touches of elegance to its streamlined profile. Equally at home in a contemporary, urban setting or a traditional décor in the suburbs, the full Bannock lighting collection is available in two beautiful finishes, Brushed Nickel and Heirloom Bronze. The Bannock collection includes three-, five- and nine-light chandeliers, one-light mini pendant, two-light semi-flush convertible pendant, and one-, two-, three- and four-light bath vanity fixtures. Incandescent and ENERGY STAR-qualified LED lamping are available; all fixtures are California Title 24 compliant. | BATH | Bannock | Wall / Bath Lighting | Heirloom Bronze | 782 | Steel | Satin Etched Glass | D:4.75" H:5" |  |  | 4 Medium A19 9.3w |  | 4 | Yes | [14 empty] | 0 | [12 empty] | 96.45 | 192.9 | 289.35 | W:29'' H:8 3/4'' E:6 1/2'' | 7 |  |  | 29 | 8.75 | Cap Nuts |  |  |  |  | 6.5 |  | No |  | No | [21 empty] | D:4 7/8'' DP:1'' OB UP:6 1/4'' OB DOWN:2 1/2'' Round |  |  |  | 6.5 | Black/White |  |  | Hardwired | 0 | 1 | 0 | 1 | 1 | 0 | 0 | 0 | 0 | 0 | 0 | 785652049439 | 30.75 | 14 | 8.25 | 11 | 2.055 | 175 | Yes | [9 empty] | cETL Damp | BANNOCK 4L BATH-782 | Four Light Wall / Bath |  | 4416604EN3-782.jpg | 4416604.jpg
4416604EN3-962 | Four Light Wall / Bath | The subtle detail of the Bannock lighting collection by Sea Gull Lighting allows this transitional design to easily fit into any décor. The sleek, sweeping arms and Satin-Etched glass shades add touches of elegance to its streamlined profile. Equally at home in a contemporary, urban setting or a traditional décor in the suburbs, the full Bannock lighting collection is available in two beautiful finishes, Brushed Nickel and Heirloom Bronze. The Bannock collection includes three-, five- and nine-light chandeliers, one-light mini pendant, two-light semi-flush convertible pendant, and one-, two-, three- and four-light bath vanity fixtures. Incandescent and ENERGY STAR-qualified LED lamping are available; all fixtures are California Title 24 compliant. | BATH | Bannock | Wall / Bath Lighting | Brushed Nickel | 962 | Steel | Satin Etched Glass | D:4.75" H:5" |  |  | 4 Medium A19 9.3w |  | 4 | Yes | [14 empty] | 0 | [12 empty] | 96.45 | 192.9 | 289.35 | W:29'' H:8 3/4'' E:6 1/2'' | 7 |  |  | 29 | 8.75 | Cap Nuts |  |  |  |  | 6.5 |  | No |  | No | [21 empty] | D:4 7/8'' DP:1'' OB UP:6 1/4'' OB DOWN:2 1/2'' Round |  |  |  | 6.5 | Black/White |  |  | Hardwired | 0 | 1 | 0 | 1 | 1 | 0 | 0 | 0 | 0 | 0 | 0 | 785652049446 | 30.75 | 14 | 8.25 | 11 | 2.055 | 175 | Yes | [9 empty] | cETL Damp | BANNOCK 4L BATH-962 | Four Light Wall / Bath |  | 4416604EN3-962.jpg | 4416604.jpg
44176-710 | Three Light Wall / Bath | The aviation-inspired Brockton collection from Sea Gull Lighting will elevate your style quotient. The prominent design features flow together effortlessly, creating a profile with flair. With a truly transitional design, these pieces are equally at home in a traditional or contemporary setting. Offered in a Brush Nickel finish with White Alabaster glass shades or in a Burnt Sienna finish with Amber Scavo glass shades. The assortment includes nine-light, five-light and three-light chandeliers, pendants in four sizes, both flush and semi-flush ceiling fixtures, and one-light, two-light, and three-light wall/bath fixtures. Brockton features both incandescent and ENERGY STAR-qualified LED lighting fixtures; all fixtures are California Title 24 compliant. | BATH | Brockton | Wall / Bath Lighting | Burnt Sienna | 710 | Steel | Amber Scavo Glass | D:7.25" H:5.375" | D:7.25" |  | 3 Medium A19 100w |  | 3 | No | [14 empty] | 0 | [12 empty] | 79.5 | 159 | 238.5 | W:24 1/2'' H:9 3/4'' E:9'' | 6.8 |  |  | 24.5 | 9.75 | Cap Nuts |  |  |  |  | 9 |  | No |  | No | [21 empty] | DP:1'' W:10'' H:5'' OB DOWN:2 1/2'' Oval |  |  |  | 6.5 |  |  |  | Hardwired | 0 | 0 | 0 | 0 | 1 | 0 | 0 | 1 | 0 | 0 | 0 | 785652223068 | 25.25 | 9.25 | 11.25 | 9.1 | 1.521 | 125 | Yes | [8 empty] | UL Damp | cUL Damp | BROCKTON 3L BATH-710 | Three Light Wall / Bath |  | 44176-710.jpg | 44176.jpg
44176EN3-710 | Three Light Wall / Bath | The aviation-inspired Brockton collection from Sea Gull Lighting will elevate your style quotient. The prominent design features flow together effortlessly, creating a profile with flair. With a truly transitional design, these pieces are equally at home in a traditional or contemporary setting. Offered in a Brush Nickel finish with White Alabaster glass shades or in a Burnt Sienna finish with Amber Scavo glass shades. The assortment includes nine-light, five-light and three-light chandeliers, pendants in four sizes, both flush and semi-flush ceiling fixtures, and one-light, two-light, and three-light wall/bath fixtures. Brockton features both incandescent and ENERGY STAR-qualified LED lighting fixtures; all fixtures are California Title 24 compliant. | BATH | Brockton | Wall / Bath Lighting | Burnt Sienna | 710 | Steel | Amber Scavo Glass | D:7.25" H:5.375" | D:7.25" |  | 3 Medium A19 9.3w |  | 3 | Yes | [14 empty] | 0 | [12 empty] | 93 | 186 | 279 | W:24 1/2'' H:9 3/4'' E:9'' | 6.8 |  |  | 24.5 | 9.75 | Cap Nuts |  |  |  |  | 9 |  | No |  | No | [21 empty] | DP:1'' W:10'' H:5'' OB DOWN:2 1/2'' Oval |  |  |  | 6.5 | Black/White |  |  | Hardwired | 0 | 0 | 0 | 1 | 1 | 0 | 0 | 0 | 0 | 0 | 0 | 785652054327 | 25.25 | 9.25 | 11.25 | 9.1 | 1.521 | 125 | Yes | [8 empty] | UL Damp | cUL Damp | BROCKTON 3L BATH-710 | Three Light Wall / Bath |  | 44176EN3-710.jpg | 44176.jpg
44176EN3-962 | Three Light Wall / Bath | The aviation-inspired Brockton collection from Sea Gull Lighting will elevate your style quotient. The prominent design features flow together effortlessly, creating a profile with flair. With a truly transitional design, these pieces are equally at home in a traditional or contemporary setting. Offered in a Brush Nickel finish with White Alabaster glass shades or in a Burnt Sienna finish with Amber Scavo glass shades. The assortment includes nine-light, five-light and three-light chandeliers, pendants in four sizes, both flush and semi-flush ceiling fixtures, and one-light, two-light, and three-light wall/bath fixtures. Brockton features both incandescent and ENERGY STAR-qualified LED lighting fixtures; all fixtures are California Title 24 compliant. | BATH | Brockton | Wall / Bath Lighting | Brushed Nickel | 962 | Steel | Etched White Alabaster Glass | D:7.25" H:5.375" | D:7.25" |  | 3 Medium A19 9.3w |  | 3 | Yes | [14 empty] | 0 | [12 empty] | 93 | 186 | 279 | W:24 1/2'' H:9 3/4'' E:9'' | 6.8 |  |  | 24.5 | 9.75 | Cap Nuts |  |  |  |  | 9 |  | No |  | No | [21 empty] | DP:1'' W:10'' H:5'' OB DOWN:2 1/2'' Oval |  |  |  | 6.5 | Black/White |  |  | Hardwired | 0 | 0 | 0 | 1 | 1 | 0 | 0 | 0 | 0 | 0 | 0 | 785652054334 | 25.25 | 9.25 | 11.25 | 9.1 | 1.521 | 125 | Yes | [8 empty] | UL Damp | cUL Damp | BROCKTON 3L BATH-962 | Three Light Wall / Bath |  | 44176EN3-962.jpg | 44176.jpg
4418502-05 | Two Light Wall / Bath |  | BATH | Catlin | Wall / Bath Lighting | Chrome | 5 | Steel | Etched / White Inside Glass | D:4.5" H:5.5" |  |  | 2 Medium A19 75w |  | 2 | No | [14 empty] | 0 | [12 empty] | 49.5 | 99 | 148.5 | W:14 1/4'' H:8'' E:6 3/4'' |  |  |  | 14.25 | 8 | Cap Nuts |  |  |  |  | 6.75 |  | No |  | No | [21 empty] | DP:3/4'' W:7'' H:5'' OB UP:5 1/2'' OB DOWN:2 1/2'' Rectangular |  |  |  | 6.5 | Black/White |  |  | Hardwired | 0 | 1 | 0 | 0 | 1 | 0 | 0 | 1 | 0 | 0 | 0 | 785652074950 | 17.25 | 15 | 10.75 | 4.9 | 1.61 | 250 | Yes | [9 empty] | cETL Damp | CATLIN 2L BATH-05 | Two Light Wall / Bath |  | 4418502-05.jpg | 4418502.jpg
4418502-112 | Two Light Wall / Bath |  | BATH | Catlin | Wall / Bath Lighting | Midnight Black | 112 | Steel | Etched / White Inside Glass | D:4.5" H:5.5" |  |  | 2 Medium A19 75w |  | 2 | No | [14 empty] | 0 | [12 empty] | 49.5 | 99 | 148.5 | W:14 1/4'' H:8'' E:6 3/4'' |  |  |  | 14.25 | 8 | Cap Nuts |  |  |  |  | 6.75 |  | No |  | No | [21 empty] | DP:3/4'' W:7'' H:5'' OB UP:5 1/2'' OB DOWN:2 1/2'' Rectangular |  |  |  | 6.5 | Black/White |  |  | Hardwired | 0 | 1 | 0 | 0 | 1 | 0 | 0 | 1 | 0 | 0 | 0 | 785652074967 | [16 empty] | cETL Damp | CATLIN 2L BATH-112 | Two Light Wall / Bath |  | 4418502-112.jpg | 4418502.jpg
4418502-962 | Two Light Wall / Bath |  | BATH | Catlin | Wall / Bath Lighting | Brushed Nickel | 962 | Steel | Etched / White Inside Glass | D:4.5" H:5.5" |  |  | 2 Medium A19 75w |  | 2 | No | [14 empty] | 0 | [12 empty] | 49.5 | 99 | 148.5 | W:14 1/4'' H:8'' E:6 3/4'' |  |  |  | 14.25 | 8 | Cap Nuts |  |  |  |  | 6.75 |  | No |  | No | [21 empty] | DP:3/4'' W:7'' H:5'' OB UP:5 1/2'' OB DOWN:2 1/2'' Rectangular |  |  |  | 6.5 | Black/White |  |  | Hardwired | 0 | 1 | 0 | 0 | 1 | 0 | 0 | 1 | 0 | 0 | 0 | 785652074981 | [16 empty] | cETL Damp | CATLIN 2L BATH-962 | Two Light Wall / Bath |  | 4418502-962.jpg | 4418502.jpg
4418502EN3-05 | Two Light Wall / Bath |  | BATH | Catlin | Wall / Bath Lighting | Chrome | 5 | Steel | Etched / White Inside Glass | D:4.5" H:5.5" |  |  | 2 Medium A19 9.3w |  | 2 | Yes | [14 empty] | 0 | [12 empty] | 59.5 | 119 | 178.5 | W:14 1/4'' H:8'' E:6 3/4'' |  |  |  | 14.25 | 8 | Cap Nuts |  |  |  |  | 6.75 |  | No |  | No | [21 empty] | DP:3/4'' W:7'' H:5'' OB UP:5 1/2'' OB DOWN:2 1/2'' Rectangular |  |  |  | 6.5 | Black/White |  |  | Hardwired | 0 | 1 | 0 | 1 | 1 | 0 | 0 | 0 | 0 | 0 | 0 | 785652079474 | [16 empty] | cETL Damp | CATLIN 2L BATH-05 | Two Light Wall / Bath |  | 4418502EN3-05.jpg | 4418502EN3.jpg
4418502EN3-112 | Two Light Wall / Bath |  | BATH | Catlin | Wall / Bath Lighting | Midnight Black | 112 | Steel | Etched / White Inside Glass | D:4.5" H:5.5" |  |  | 2 Medium A19 9.3w |  | 2 | Yes | [14 empty] | 0 | [12 empty] | 59.5 | 119 | 178.5 | W:14 1/4'' H:8'' E:6 3/4'' |  |  |  | 14.25 | 8 | Cap Nuts |  |  |  |  | 6.75 |  | No |  | No | [21 empty] | DP:3/4'' W:7'' H:5'' OB UP:5 1/2'' OB DOWN:2 1/2'' Rectangular |  |  |  | 6.5 | Black/White |  |  | Hardwired | 0 | 1 | 0 | 1 | 1 | 0 | 0 | 0 | 0 | 0 | 0 | 785652079481 | [16 empty] | cETL Damp | CATLIN 2L BATH-112 | Two Light Wall / Bath |  | 4418502EN3-112.jpg | 4418502EN3.jpg
4418502EN3-962 | Two Light Wall / Bath |  | BATH | Catlin | Wall / Bath Lighting | Brushed Nickel | 962 | Steel | Etched / White Inside Glass | D:4.5" H:5.5" |  |  | 2 Medium A19 9.3w |  | 2 | Yes | [14 empty] | 0 | [12 empty] | 59.5 | 119 | 178.5 | W:14 1/4'' H:8'' E:6 3/4'' |  |  |  | 14.25 | 8 | Cap Nuts |  |  |  |  | 6.75 |  | No |  | No | [21 empty] | DP:3/4'' W:7'' H:5'' OB UP:5 1/2'' OB DOWN:2 1/2'' Rectangular |  |  |  | 6.5 | Black/White |  |  | Hardwired | 0 | 1 | 0 | 1 | 1 | 0 | 0 | 0 | 0 | 0 | 0 | 785652079498 | [16 empty] | cETL Damp | CATLIN 2L BATH-962 | Two Light Wall / Bath |  | 4418502EN3-962.jpg | 4418502EN3.jpg
4418503-05 | Three Light Wall / Bath |  | BATH | Catlin | Wall / Bath Lighting | Chrome | 5 | Steel | Etched / White Inside Glass | D:4.5" H:5.5" |  |  | 3 Medium A19 75w |  | 3 | No | [14 empty] | 0 | [12 empty] | 64.5 | 129 | 193.5 | W:24'' H:8'' E:6 3/4'' |  |  |  | 24 | 8 | Cap Nuts |  |  |  |  | 6.75 |  | No |  | No | [21 empty] | DP:3/4'' W:7'' H:5'' OB UP:5 1/2'' OB DOWN:2 1/2'' Rectangular |  |  |  | 6.5 | Black/White |  |  | Hardwired | 0 | 1 | 0 | 0 | 1 | 0 | 0 | 1 | 0 | 0 | 0 | 785652074998 | 27 | 10.75 | 15 | 6.9 | 2.52 | 250 | Yes | [9 empty] | cETL Damp | CATLIN 3L BATH-05 | Three Light Wall / Bath |  | 4418503-05.jpg | 4418503.jpg
4418503-112 | Three Light Wall / Bath |  | BATH | Catlin | Wall / Bath Lighting | Midnight Black | 112 | Steel | Etched / White Inside Glass | D:4.5" H:5.5" |  |  | 3 Medium A19 75w |  | 3 | No | [14 empty] | 0 | [12 empty] | 64.5 | 129 | 193.5 | W:24'' H:8'' E:6 3/4'' |  |  |  | 24 | 8 | Cap Nuts |  |  |  |  | 6.75 |  | No |  | No | [21 empty] | DP:3/4'' W:7'' H:5'' OB UP:5 1/2'' OB DOWN:2 1/2'' Rectangular |  |  |  | 6.5 | Black/White |  |  | Hardwired | 0 | 1 | 0 | 0 | 1 | 0 | 0 | 1 | 0 | 0 | 0 | 785652075001 | [16 empty] | cETL Damp | CATLIN 3L BATH-112 | Three Light Wall / Bath |  | 4418503-112.jpg | 4418503.jpg
4418503-962 | Three Light Wall / Bath |  | BATH | Catlin | Wall / Bath Lighting | Brushed Nickel | 962 | Steel | Etched / White Inside Glass | D:4.5" H:5.5" |  |  | 3 Medium A19 75w |  | 3 | No | [14 empty] | 0 | [12 empty] | 64.5 | 129 | 193.5 | W:24'' H:8'' E:6 3/4'' |  |  |  | 24 | 8 | Cap Nuts |  |  |  |  | 6.75 |  | No |  | No | [21 empty] | DP:3/4'' W:7'' H:5'' OB UP:5 1/2'' OB DOWN:2 1/2'' Rectangular |  |  |  | 6.5 | Black/White |  |  | Hardwired | 0 | 1 | 0 | 0 | 1 | 0 | 0 | 1 | 0 | 0 | 0 | 785652075025 | [16 empty] | cETL Damp | CATLIN 3L BATH-962 | Three Light Wall / Bath |  | 4418503-962.jpg | 4418503.jpg
4418503EN3-05 | One Light Mini-Pendant |  | BATH | Catlin | Wall / Bath Lighting | Chrome | 5 | Steel | Etched / White Inside Glass | D:4.5" H:5.5" |  |  | 3 Medium A19 9.3w |  | 3 | Yes | [14 empty] | 0 | [12 empty] | 79.5 | 159 | 238.5 | W:24'' H:8'' E:6 3/4'' |  |  |  | 24 | 8 | Cap Nuts |  |  |  |  | 6.75 |  | No |  | No | [21 empty] | DP:3/4'' W:7'' H:5'' OB UP:5 1/2'' OB DOWN:2 1/2'' Rectangular |  |  |  | 6.5 | Black/White |  |  | Hardwired | 0 | 1 | 0 | 1 | 1 | 0 | 0 | 0 | 0 | 0 | 0 | 785652079504 | [16 empty] | cETL Damp | CATLIN 3L BATH-05 | Three Light Wall / Bath |  | 4418503EN3-05.jpg | 4418503EN3.jpg
4418503EN3-112 | Three Light Wall / Bath |  | BATH | Catlin | Wall / Bath Lighting | Midnight Black | 112 | Steel | Etched / White Inside Glass | D:4.5" H:5.5" |  |  | 3 Medium A19 9.3w |  | 3 | Yes | [14 empty] | 0 | [12 empty] | 79.5 | 159 | 238.5 | W:24'' H:8'' E:6 3/4'' |  |  |  | 24 | 8 | Cap Nuts |  |  |  |  | 6.75 |  | No |  | No | [21 empty] | DP:3/4'' W:7'' H:5'' OB UP:5 1/2'' OB DOWN:2 1/2'' Rectangular |  |  |  | 6.5 | Black/White |  |  | Hardwired | 0 | 1 | 0 | 1 | 1 | 0 | 0 | 0 | 0 | 0 | 0 | 785652079511 | [16 empty] | cETL Damp | CATLIN 3L BATH-112 | Three Light Wall / Bath |  | 4418503EN3-112.jpg | 4418503EN3.jpg
4418503EN3-962 | Three Light Wall / Bath |  | BATH | Catlin | Wall / Bath Lighting | Brushed Nickel | 962 | Steel | Etched / White Inside Glass | D:4.5" H:5.5" |  |  | 3 Medium A19 9.3w |  | 3 | Yes | [14 empty] | 0 | [12 empty] | 79.5 | 159 | 238.5 | W:24'' H:8'' E:6 3/4'' |  |  |  | 24 | 8 | Cap Nuts |  |  |  |  | 6.75 |  | No |  | No | [21 empty] | DP:3/4'' W:7'' H:5'' OB UP:5 1/2'' OB DOWN:2 1/2'' Rectangular |  |  |  | 6.5 | Black/White |  |  | Hardwired | 0 | 1 | 0 | 1 | 1 | 0 | 0 | 0 | 0 | 0 | 0 | 785652079528 | [16 empty] | cETL Damp | CATLIN 3L BATH-962 | Three Light Wall / Bath |  | 4418503EN3-962.jpg | 4418503EN3.jpg
4418504-05 | Four Light Wall / Bath |  | BATH | Catlin | Wall / Bath Lighting | Chrome | 5 | Steel | Etched / White Inside Glass | D:4.5" H:5.5" |  |  | 4 Medium A19 75w |  | 4 | No | [14 empty] | 0 | [12 empty] | 89.5 | 179 | 268.5 | W:33 3/4'' H:8'' E:6 3/4'' |  |  |  | 33.75 | 8 | Cap Nuts |  |  |  |  | 6.75 |  | No |  | No | [21 empty] | DP:3/4'' W:7'' H:5'' OB UP:5 1/2'' OB DOWN:2 1/2'' Rectangular |  |  |  | 6.5 | Black/White |  |  | Hardwired | 0 | 1 | 0 | 0 | 1 | 0 | 0 | 1 | 0 | 0 | 0 | 785652075032 | [16 empty] | cETL Damp | CATLIN 4L BATH-05 | Four Light Wall / Bath |  | 4418504-05.jpg | 4418504.jpg
4418504-112 | Four Light Wall / Bath |  | BATH | Catlin | Wall / Bath Lighting | Midnight Black | 112 | Steel | Etched / White Inside Glass | D:4.5" H:5.5" |  |  | 4 Medium A19 75w |  | 4 | No | [14 empty] | 0 | [12 empty] | 89.5 | 179 | 268.5 | W:33 3/4'' H:8'' E:6 3/4'' |  |  |  | 33.75 | 8 | Cap Nuts |  |  |  |  | 6.75 |  | No |  | No | [21 empty] | DP:3/4'' W:7'' H:5'' OB UP:5 1/2'' OB DOWN:2 1/2'' Rectangular |  |  |  | 6.5 | Black/White |  |  | Hardwired | 0 | 1 | 0 | 0 | 1 | 0 | 0 | 1 | 0 | 0 | 0 | 785652075049 | 37.5 | 14.75 | 10.5 | 9.3 | 3.361 | 250 | Yes | [9 empty] | cETL Damp | CATLIN 4L BATH-112 | Four Light Wall / Bath |  | 4418504-112.jpg | 4418504.jpg
4418504-962 | Four Light Wall / Bath |  | BATH | Catlin | Wall / Bath Lighting | Brushed Nickel | 962 | Steel | Etched / White Inside Glass | D:4.5" H:5.5" |  |  | 4 Medium A19 75w |  | 4 | No | [14 empty] | 0 | [12 empty] | 89.5 | 179 | 268.5 | W:33 3/4'' H:8'' E:6 3/4'' |  |  |  | 33.75 | 8 | Cap Nuts |  |  |  |  | 6.75 |  | No |  | No | [21 empty] | DP:3/4'' W:7'' H:5'' OB UP:5 1/2'' OB DOWN:2 1/2'' Rectangular |  |  |  | 6.5 | Black/White |  |  | Hardwired | 0 | 1 | 0 | 0 | 1 | 0 | 0 | 1 | 0 | 0 | 0 | 785652075063 | 37 | 10.5 | 15 | 9 | 3.372 | 250 | Yes | [9 empty] | cETL Damp | CATLIN 4L BATH-962 | Four Light Wall / Bath |  | 4418504-962.jpg | 4418504.jpg
4418504EN3-05 | Four Light Wall / Bath |  | BATH | Catlin | Wall / Bath Lighting | Chrome | 5 | Steel | Etched / White Inside Glass | D:4.5" H:5.5" |  |  | 4 Medium A19 9.3w |  | 4 | Yes | [14 empty] | 0 | [12 empty] | 109.5 | 219 | 328.5 | W:33 3/4'' H:8'' E:6 3/4'' |  |  |  | 33.75 | 8 | Cap Nuts |  |  |  |  | 6.75 |  | No |  | No | [21 empty] | DP:3/4'' W:7'' H:5'' OB UP:5 1/2'' OB DOWN:2 1/2'' Rectangular |  |  |  | 6.5 | Black/White |  |  | Hardwired | 0 | 1 | 0 | 1 | 1 | 0 | 0 | 0 | 0 | 0 | 0 | 785652079535 | [16 empty] | cETL Damp | CATLIN 4L BATH-05 | Four Light Wall / Bath |  | 4418504EN3-05.jpg | 4418504EN3.jpg
4418504EN3-112 | Four Light Wall / Bath |  | BATH | Catlin | Wall / Bath Lighting | Midnight Black | 112 | Steel | Etched / White Inside Glass | D:4.5" H:5.5" |  |  | 4 Medium A19 9.3w |  | 4 | Yes | [14 empty] | 0 | [12 empty] | 109.5 | 219 | 328.5 | W:33 3/4'' H:8'' E:6 3/4'' |  |  |  | 33.75 | 8 | Cap Nuts |  |  |  |  | 6.75 |  | No |  | No | [21 empty] | DP:3/4'' W:7'' H:5'' OB UP:5 1/2'' OB DOWN:2 1/2'' Rectangular |  |  |  | 6.5 | Black/White |  |  | Hardwired | 0 | 1 | 0 | 1 | 1 | 0 | 0 | 0 | 0 | 0 | 0 | 785652079542 | [16 empty] | cETL Damp | CATLIN 4L BATH-112 | Four Light Wall / Bath |  | 4418504EN3-112.jpg | 4418504EN3.jpg
4418504EN3-962 | Four Light Wall / Bath |  | BATH | Catlin | Wall / Bath Lighting | Brushed Nickel | 962 | Steel | Etched / White Inside Glass | D:4.5" H:5.5" |  |  | 4 Medium A19 9.3w |  | 4 | Yes | [14 empty] | 0 | [12 empty] | 109.5 | 219 | 328.5 | W:33 3/4'' H:8'' E:6 3/4'' |  |  |  | 33.75 | 8 | Cap Nuts |  |  |  |  | 6.75 |  | No |  | No | [21 empty] | DP:3/4'' W:7'' H:5'' OB UP:5 1/2'' OB DOWN:2 1/2'' Rectangular |  |  |  | 6.5 | Black/White |  |  | Hardwired | 0 | 1 | 0 | 1 | 1 | 0 | 0 | 0 | 0 | 0 | 0 | 785652079559 | [16 empty] | cETL Damp | CATLIN 4L BATH-962 | Four Light Wall / Bath |  | 4418504EN3-962.jpg | 4418504EN3.jpg
4420202-05 | Two Light Wall / Bath | The Seville collection represents commitment to high style at a sharp price. The modernist design is epitomized by the teardrop curves in the arms tipped by etched glass diffusors throughout the chandeliers and bath fixtures. The collection offers a "whole home" lighting solution in every imaginable category. The assortment includes nine-light, five-light, and three-light chandeliers (either with up-light or down-light), pendants in four sizes as well as one-light, two-light, three-light , four-light and five-light wall/bath fixtures. Install a stylish and elegant addition to any room in the house. Seville is offered in Brushed Nickel and Burnt Sienna finishes. | BATH | Seville | Wall / Bath Lighting | Chrome | 5 | Steel | Etched / White Inside Glass | D:4" H:5.75" |  |  | 2 Medium A19 75w |  | 2 | No | [14 empty] | 0 | [12 empty] | 34.98 | 69.96 | 104.94 | W:13 1/2'' H:8 1/2'' E:6 5/8'' | 3.59 |  |  | 13.5 | 8.5 | Cap Nuts |  |  |  |  | 6.625 |  | No |  | No | [21 empty] | DP:5/8'' W:13 1/2'' H:4 3/4'' OB UP:5 1/8'' OB DOWN:3 3/8'' Rectangular |  |  |  | 6.5 | Black/White |  |  | Hardwired | 0 | 1 | 0 | 0 | 1 | 0 | 0 | 1 | 0 | 0 | 0 | 785652071065 | 15.75 | 9.75 | 8.25 | 4.3 | 0.733 | 125 | Yes | 4 | 10785652071062 | 20 | 17.125 | 16.25 | 19.3 | 3.221 | Yes |  | cETL Damp | SEVILLE 2L BATH-05 | Two Light Wall / Bath |  | 4420202-05.jpg | 4420202.jpg
4420202-710 | Two Light Wall / Bath | The Seville collection represents commitment to high style at a sharp price. The modernist design is epitomized by the teardrop curves in the arms tipped by etched glass diffusors throughout the chandeliers and bath fixtures. The collection offers a "whole home" lighting solution in every imaginable category. The assortment includes nine-light, five-light, and three-light chandeliers (either with up-light or down-light), pendants in four sizes as well as one-light, two-light, three-light , four-light and five-light wall/bath fixtures. Install a stylish and elegant addition to any room in the house. Seville is offered in Brushed Nickel and Burnt Sienna finishes. | BATH | Seville | Wall / Bath Lighting | Burnt Sienna | 710 | Steel | Etched / White Inside Glass | D:4" H:5.75" |  |  | 2 Medium A19 75w |  | 2 | No | [14 empty] | 0 | [12 empty] | 34.98 | 69.96 | 104.94 | W:13 1/2'' H:8 1/2'' E:6 5/8'' | 3.59 |  |  | 13.5 | 8.5 | Cap Nuts |  |  |  |  | 6.625 |  | No |  | No | [21 empty] | DP:5/8'' W:13 1/2'' H:4 3/4'' OB UP:5 1/8'' OB DOWN:3 3/8'' Rectangular |  |  |  | 6.5 | Black/White |  |  | Hardwired | 0 | 1 | 0 | 0 | 1 | 0 | 0 | 1 | 0 | 0 | 0 | 785652057434 | 15.5 | 8 | 10 | 4.8 | 0.718 | 125 | Yes | 4 | 10785652057431 | 20 | 16.25 | 17 | 21.1 | 3.197 | Yes |  | cETL Damp | SEVILLE 2L BATH-710 | Two Light Wall / Bath |  | 4420202-710_ALT.JPEG | 4420202.jpg
4420202-962 | Two Light Wall / Bath | The Seville collection represents commitment to high style at a sharp price. The modernist design is epitomized by the teardrop curves in the arms tipped by etched glass diffusors throughout the chandeliers and bath fixtures. The collection offers a "whole home" lighting solution in every imaginable category. The assortment includes nine-light, five-light, and three-light chandeliers (either with up-light or down-light), pendants in four sizes as well as one-light, two-light, three-light , four-light and five-light wall/bath fixtures. Install a stylish and elegant addition to any room in the house. Seville is offered in Brushed Nickel and Burnt Sienna finishes. | BATH | Seville | Wall / Bath Lighting | Brushed Nickel | 962 | Steel | Etched / White Inside Glass | D:4" H:5.75" |  |  | 2 Medium A19 75w |  | 2 | No | [14 empty] | 0 | [12 empty] | 34.98 | 69.96 | 104.94 | W:13 1/2'' H:8 1/2'' E:6 5/8'' | 3.59 |  |  | 13.5 | 8.5 | Cap Nuts |  |  |  |  | 6.625 |  | No |  | No | [21 empty] | DP:5/8'' W:13 1/2'' H:4 3/4'' OB UP:5 1/8'' OB DOWN:3 3/8'' Rectangular |  |  |  | 6.5 | Black/White |  |  | Hardwired | 0 | 1 | 0 | 0 | 1 | 0 | 0 | 1 | 0 | 0 | 0 | 785652057441 | 15.5 | 8 | 10 | 4.7 | 0.718 | 125 | Yes | 4 | 10785652057448 | 17 | 16.25 | 20 | 20.9 | 3.197 | Yes |  | cETL Damp | SEVILLE 2L BATH-962 | Two Light Wall / Bath |  | 4420202-962.jpg | 4420202.jpg
4420202EN3-05 | Two Light Wall / Bath | The Seville collection represents commitment to high style at a sharp price. The modernist design is epitomized by the teardrop curves in the arms tipped by etched glass diffusors throughout the chandeliers and bath fixtures. The collection offers a "whole home" lighting solution in every imaginable category. The assortment includes nine-light, five-light, and three-light chandeliers (either with up-light or down-light), pendants in four sizes as well as one-light, two-light, three-light , four-light and five-light wall/bath fixtures. Install a stylish and elegant addition to any room in the house. Seville is offered in Brushed Nickel and Burnt Sienna finishes. | BATH | Seville | Wall / Bath Lighting | Chrome | 5 | Steel | Etched / White Inside Glass | D:4" H:5.75" |  |  | 2 Medium A19 9.3w |  | 2 | Yes | [14 empty] | 0 | [12 empty] | 46.98 | 93.96 | 140.94 | W:13 1/2'' H:8 1/2'' E:6 5/8'' | 3.59 |  |  | 13.5 | 8.5 | Cap Nuts |  |  |  |  | 6.625 |  | No |  | No | [21 empty] | DP:5/8'' W:13 1/2'' H:4 3/4'' OB UP:5 1/8'' OB DOWN:3 3/8'' Rectangular |  |  |  | 6.5 | Black/White |  |  | Hardwired | 0 | 1 | 0 | 1 | 1 | 0 | 0 | 0 | 0 | 0 | 0 | 785652072529 | 15.75 | 9.75 | 8.25 | 4.3 | 0.733 | 125 | Yes | 4 | 10785652072526 | 20 | 17.125 | 16.25 | 19.3 | 3.221 | Yes |  | cETL Damp | SEVILLE 2L LED BATH-05 | Two Light Wall / Bath |  | 4420202EN3-05.jpg | 4420202EN3.jpg
4420202EN3-710 | Two Light Wall / Bath | The Seville collection represents commitment to high style at a sharp price. The modernist design is epitomized by the teardrop curves in the arms tipped by etched glass diffusors throughout the chandeliers and bath fixtures. The collection offers a "whole home" lighting solution in every imaginable category. The assortment includes nine-light, five-light, and three-light chandeliers (either with up-light or down-light), pendants in four sizes as well as one-light, two-light, three-light , four-light and five-light wall/bath fixtures. Install a stylish and elegant addition to any room in the house. Seville is offered in Brushed Nickel and Burnt Sienna finishes. | BATH | Seville | Wall / Bath Lighting | Burnt Sienna | 710 | Steel | Etched / White Inside Glass | D:4" H:5.75" |  |  | 2 Medium A19 9.3w |  | 2 | Yes | [14 empty] | 0 | [12 empty] | 46.98 | 93.96 | 140.94 | W:13 1/2'' H:8 1/2'' E:6 5/8'' | 3.59 |  |  | 13.5 | 8.5 | Cap Nuts |  |  |  |  | 6.625 |  | No |  | No | [21 empty] | DP:5/8'' W:13 1/2'' H:4 3/4'' OB UP:5 1/8'' OB DOWN:3 3/8'' Rectangular |  |  |  | 6.5 | Black/White |  |  | Hardwired | 0 | 1 | 0 | 1 | 1 | 0 | 0 | 0 | 0 | 0 | 0 | 785652058264 | 15.5 | 8 | 10 | 4.8 | 0.718 | 125 | Yes | 4 | 10785652058261 | 20 | 16.25 | 17 | 21.1 | 3.197 | Yes |  | cETL Damp | SEVILLE 2L BATH-710 | Two Light Wall / Bath |  | 4420202EN3-710_ALT.JPEG | 4420202EN3.jpg
4420202EN3-962 | Two Light Wall / Bath | The Seville collection represents commitment to high style at a sharp price. The modernist design is epitomized by the teardrop curves in the arms tipped by etched glass diffusors throughout the chandeliers and bath fixtures. The collection offers a "whole home" lighting solution in every imaginable category. The assortment includes nine-light, five-light, and three-light chandeliers (either with up-light or down-light), pendants in four sizes as well as one-light, two-light, three-light , four-light and five-light wall/bath fixtures. Install a stylish and elegant addition to any room in the house. Seville is offered in Brushed Nickel and Burnt Sienna finishes. | BATH | Seville | Wall / Bath Lighting | Brushed Nickel | 962 | Steel | Etched / White Inside Glass | D:4" H:5.75" |  |  | 2 Medium A19 9.3w |  | 2 | Yes | [14 empty] | 0 | [12 empty] | 46.98 | 93.96 | 140.94 | W:13 1/2'' H:8 1/2'' E:6 5/8'' | 3.59 |  |  | 13.5 | 8.5 | Cap Nuts |  |  |  |  | 6.625 |  | No |  | No | [21 empty] | DP:5/8'' W:13 1/2'' H:4 3/4'' OB UP:5 1/8'' OB DOWN:3 3/8'' Rectangular |  |  |  | 6.5 | Black/White |  |  | Hardwired | 0 | 1 | 0 | 1 | 1 | 0 | 0 | 0 | 0 | 0 | 0 | 785652058271 | 15.5 | 8 | 10 | 4.7 | 0.718 | 125 | Yes | 4 | 10785652058278 | 17 | 16.25 | 20 | 20.9 | 3.197 | Yes |  | cETL Damp | SEVILLE 2L BATH-962 | Two Light Wall / Bath |  | 4420202EN3-962_ALT.JPEG | 4420202EN3.jpg
4420203-05 | Three Light Wall / Bath | The Seville collection represents commitment to high style at a sharp price. The modernist design is epitomized by the teardrop curves in the arms tipped by etched glass diffusors throughout the chandeliers and bath fixtures. The collection offers a "whole home" lighting solution in every imaginable category. The assortment includes nine-light, five-light, and three-light chandeliers (either with up-light or down-light), pendants in four sizes as well as one-light, two-light, three-light , four-light and five-light wall/bath fixtures. Install a stylish and elegant addition to any room in the house. Seville is offered in Brushed Nickel and Burnt Sienna finishes. | BATH | Seville | Wall / Bath Lighting | Chrome | 5 | Steel | Etched / White Inside Glass | D:4" H:5.75" |  |  | 3 Medium A19 75w |  | 3 | No | [14 empty] | 0 | [12 empty] | 46.98 | 93.96 | 140.94 | W:21'' H:8 1/2'' E:6 5/8'' | 5.76 |  |  | 21 | 8.5 | Cap Nuts |  |  |  |  | 6.625 |  | No |  | No | [21 empty] | DP:5/8'' W:21'' H:4 3/4'' OB UP:5 1/8'' OB DOWN:3 3/8'' Rectangular |  |  |  | 6.5 | Black/White |  |  | Hardwired | 0 | 1 | 0 | 0 | 1 | 0 | 0 | 1 | 0 | 0 | 0 | 785652071072 | 23 | 9.75 | 8.5 | 6.7 | 1.103 | 125 | Yes | [9 empty] | cETL Damp | SEVILLE 3L BATH-05 | Three Light Wall / Bath |  | 4420203-05.jpg | 4420203.jpg
4420203-710 | Three Light Wall / Bath | The Seville collection represents commitment to high style at a sharp price. The modernist design is epitomized by the teardrop curves in the arms tipped by etched glass diffusors throughout the chandeliers and bath fixtures. The collection offers a "whole home" lighting solution in every imaginable category. The assortment includes nine-light, five-light, and three-light chandeliers (either with up-light or down-light), pendants in four sizes as well as one-light, two-light, three-light , four-light and five-light wall/bath fixtures. Install a stylish and elegant addition to any room in the house. Seville is offered in Brushed Nickel and Burnt Sienna finishes. | BATH | Seville | Wall / Bath Lighting | Burnt Sienna | 710 | Steel | Etched / White Inside Glass | D:4" H:5.75" |  |  | 3 Medium A19 75w |  | 3 | No | [14 empty] | 0 | [12 empty] | 46.98 | 93.96 | 140.94 | W:21'' H:8 1/2'' E:6 5/8'' | 5.76 |  |  | 21 | 8.5 | Cap Nuts |  |  |  |  | 6.625 |  | No |  | No | [21 empty] | DP:5/8'' W:21'' H:4 3/4'' OB UP:5 1/8'' OB DOWN:3 3/8'' Rectangular |  |  |  | 6.5 | Black/White |  |  | Hardwired | 0 | 1 | 0 | 0 | 1 | 0 | 0 | 1 | 0 | 0 | 0 | 785652057458 | 23.5 | 10 | 8.25 | 7.6 | 1.122 | 125 | Yes | [9 empty] | cETL Damp | SEVILLE 3L BATH-710 | Three Light Wall / Bath |  | 4420203-710_ALT.JPEG | 4420203.jpg
4420203-962 | Three Light Wall / Bath | The Seville collection represents commitment to high style at a sharp price. The modernist design is epitomized by the teardrop curves in the arms tipped by etched glass diffusors throughout the chandeliers and bath fixtures. The collection offers a "whole home" lighting solution in every imaginable category. The assortment includes nine-light, five-light, and three-light chandeliers (either with up-light or down-light), pendants in four sizes as well as one-light, two-light, three-light , four-light and five-light wall/bath fixtures. Install a stylish and elegant addition to any room in the house. Seville is offered in Brushed Nickel and Burnt Sienna finishes. | BATH | Seville | Wall / Bath Lighting | Brushed Nickel | 962 | Steel | Etched / White Inside Glass | D:4" H:5.75" |  |  | 3 Medium A19 75w |  | 3 | No | [14 empty] | 0 | [12 empty] | 46.98 | 93.96 | 140.94 | W:21'' H:8 1/2'' E:6 5/8'' | 5.76 |  |  | 21 | 8.5 | Cap Nuts |  |  |  |  | 6.625 |  | No |  | No | [21 empty] | DP:5/8'' W:21'' H:4 3/4'' OB UP:5 1/8'' OB DOWN:3 3/8'' Rectangular |  |  |  | 6.5 | Black/White |  |  | Hardwired | 0 | 1 | 0 | 0 | 1 | 0 | 0 | 1 | 0 | 0 | 0 | 785652057465 | 23.5 | 10 | 8.25 | 7.6 | 1.122 | 125 | Yes | [9 empty] | cETL Damp | SEVILLE 3L BATH-962 | Three Light Wall / Bath |  | 4420203-962.jpg | 4420203.jpg
4420203EN3-05 | Three Light Wall / Bath | The Seville collection represents commitment to high style at a sharp price. The modernist design is epitomized by the teardrop curves in the arms tipped by etched glass diffusors throughout the chandeliers and bath fixtures. The collection offers a "whole home" lighting solution in every imaginable category. The assortment includes nine-light, five-light, and three-light chandeliers (either with up-light or down-light), pendants in four sizes as well as one-light, two-light, three-light , four-light and five-light wall/bath fixtures. Install a stylish and elegant addition to any room in the house. Seville is offered in Brushed Nickel and Burnt Sienna finishes. | BATH | Seville | Wall / Bath Lighting | Chrome | 5 | Steel | Etched / White Inside Glass | D:4" H:5.75" |  |  | 3 Medium A19 9.3w |  | 3 | Yes | [14 empty] | 0 | [12 empty] | 64.48 | 128.96 | 193.44 | W:21'' H:8 1/2'' E:6 5/8'' | 5.76 |  |  | 21 | 8.5 | Cap Nuts |  |  |  |  | 6.625 |  | No |  | No | [21 empty] | DP:5/8'' W:21'' H:4 3/4'' OB UP:5 1/8'' OB DOWN:3 3/8'' Rectangular |  |  |  | 6.5 | Black/White |  |  | Hardwired | 0 | 1 | 0 | 1 | 1 | 0 | 0 | 0 | 0 | 0 | 0 | 785652072536 | 23 | 9.75 | 8.5 | 7.3 | 1.103 | 125 | Yes | [9 empty] | cETL Damp | SEVILLE 3L LED BATH-05 | Three Light Wall / Bath |  | 4420203EN3-05.jpg | 4420203EN3.jpg
4420203EN3-710 | Three Light Wall / Bath | The Seville collection represents commitment to high style at a sharp price. The modernist design is epitomized by the teardrop curves in the arms tipped by etched glass diffusors throughout the chandeliers and bath fixtures. The collection offers a "whole home" lighting solution in every imaginable category. The assortment includes nine-light, five-light, and three-light chandeliers (either with up-light or down-light), pendants in four sizes as well as one-light, two-light, three-light , four-light and five-light wall/bath fixtures. Install a stylish and elegant addition to any room in the house. Seville is offered in Brushed Nickel and Burnt Sienna finishes. | BATH | Seville | Wall / Bath Lighting | Burnt Sienna | 710 | Steel | Etched / White Inside Glass | D:4" H:5.75" |  |  | 3 Medium A19 9.3w |  | 3 | Yes | [14 empty] | 0 | [12 empty] | 64.48 | 128.96 | 193.44 | W:21'' H:8 1/2'' E:6 5/8'' | 5.76 |  |  | 21 | 8.5 | Cap Nuts |  |  |  |  | 6.625 |  | No |  | No | [21 empty] | DP:5/8'' W:21'' H:4 3/4'' OB UP:5 1/8'' OB DOWN:3 3/8'' Rectangular |  |  |  | 6.5 | Black/White |  |  | Hardwired | 0 | 1 | 0 | 1 | 1 | 0 | 0 | 0 | 0 | 0 | 0 | 785652058288 | 23.5 | 10 | 8.25 | 7.6 | 1.122 | 125 | Yes | [9 empty] | cETL Damp | SEVILLE 3L BATH-710 | Three Light Wall / Bath |  | 4420203EN3-710.jpg | 4420203EN3.jpg
4420203EN3-962 | Three Light Wall / Bath | The Seville collection represents commitment to high style at a sharp price. The modernist design is epitomized by the teardrop curves in the arms tipped by etched glass diffusors throughout the chandeliers and bath fixtures. The collection offers a "whole home" lighting solution in every imaginable category. The assortment includes nine-light, five-light, and three-light chandeliers (either with up-light or down-light), pendants in four sizes as well as one-light, two-light, three-light , four-light and five-light wall/bath fixtures. Install a stylish and elegant addition to any room in the house. Seville is offered in Brushed Nickel and Burnt Sienna finishes. | BATH | Seville | Wall / Bath Lighting | Brushed Nickel | 962 | Steel | Etched / White Inside Glass | D:4" H:5.75" |  |  | 3 Medium A19 9.3w |  | 3 | Yes | [14 empty] | 0 | [12 empty] | 64.48 | 128.96 | 193.44 | W:21'' H:8 1/2'' E:6 5/8'' | 5.76 |  |  | 21 | 8.5 | Cap Nuts |  |  |  |  | 6.625 |  | No |  | No | [21 empty] | DP:5/8'' W:21'' H:4 3/4'' OB UP:5 1/8'' OB DOWN:3 3/8'' Rectangular |  |  |  | 6.5 | Black/White |  |  | Hardwired | 0 | 1 | 0 | 1 | 1 | 0 | 0 | 0 | 0 | 0 | 0 | 785652058295 | 23.5 | 10 | 8.25 | 7.6 | 1.122 | 125 | Yes | [9 empty] | cETL Damp | SEVILLE 3L BATH-962 | Three Light Wall / Bath |  | 4420203EN3-962.jpg | 4420203EN3.jpg
4420204-05 | Four Light Wall / Bath | The Seville collection represents commitment to high style at a sharp price. The modernist design is epitomized by the teardrop curves in the arms tipped by etched glass diffusors throughout the chandeliers and bath fixtures. The collection offers a "whole home" lighting solution in every imaginable category. The assortment includes nine-light, five-light, and three-light chandeliers (either with up-light or down-light), pendants in four sizes as well as one-light, two-light, three-light , four-light and five-light wall/bath fixtures. Install a stylish and elegant addition to any room in the house. Seville is offered in Brushed Nickel and Burnt Sienna finishes. | BATH | Seville | Wall / Bath Lighting | Chrome | 5 | Steel | Etched / White Inside Glass | D:4" H:5.75" |  |  | 4 Medium A19 75w |  | 4 | No | [14 empty] | 0 | [12 empty] | 62.48 | 124.96 | 187.44 | W:28 3/8'' H:8 1/2'' E:6 5/8'' | 7.94 |  |  | 28.375 | 8.5 | Cap Nuts |  |  |  |  | 6.625 |  | No |  | No | [21 empty] | DP:5/8'' W:28 3/8'' H:4 3/4'' OB UP:5 1/8'' OB DOWN:3 3/8'' Rectangular |  |  |  | 6.5 | Black/White |  |  | Hardwired | 0 | 1 | 0 | 0 | 1 | 0 | 0 | 1 | 0 | 0 | 0 | 785652071089 | 30.5 | 9.75 | 8.5 | 9.1 | 1.463 | 125 | Yes | [9 empty] | cETL Damp | SEVILLE 4L BATH-05 | Four Light Wall / Bath |  | 4420204-05.jpg | 4420204.jpg
4420204-710 | Four Light Wall / Bath | The Seville collection represents commitment to high style at a sharp price. The modernist design is epitomized by the teardrop curves in the arms tipped by etched glass diffusors throughout the chandeliers and bath fixtures. The collection offers a "whole home" lighting solution in every imaginable category. The assortment includes nine-light, five-light, and three-light chandeliers (either with up-light or down-light), pendants in four sizes as well as one-light, two-light, three-light , four-light and five-light wall/bath fixtures. Install a stylish and elegant addition to any room in the house. Seville is offered in Brushed Nickel and Burnt Sienna finishes. | BATH | Seville | Wall / Bath Lighting | Burnt Sienna | 710 | Steel | Etched / White Inside Glass | D:4" H:5.75" |  |  | 4 Medium A19 75w |  | 4 | No | [14 empty] | 0 | [12 empty] | 62.48 | 124.96 | 187.44 | W:28 3/8'' H:8 1/2'' E:6 5/8'' | 7.94 |  |  | 28.375 | 8.5 | Cap Nuts |  |  |  |  | 6.625 |  | No |  | No | [21 empty] | DP:5/8'' W:28 3/8'' H:4 3/4'' OB UP:5 1/8'' OB DOWN:3 3/8'' Rectangular |  |  |  | 6.5 | Black/White |  |  | Hardwired | 0 | 1 | 0 | 0 | 1 | 0 | 0 | 1 | 0 | 0 | 0 | 785652057472 | 30.75 | 9.75 | 8.25 | 10.2 | 1.431 | 125 | Yes | [9 empty] | cETL Damp | SEVILLE 4L BATH-710 | Four Light Wall / Bath |  | 4420204-710_ALT.JPEG | 4420204.jpg
4420204-962 | Four Light Wall / Bath | The Seville collection represents commitment to high style at a sharp price. The modernist design is epitomized by the teardrop curves in the arms tipped by etched glass diffusors throughout the chandeliers and bath fixtures. The collection offers a "whole home" lighting solution in every imaginable category. The assortment includes nine-light, five-light, and three-light chandeliers (either with up-light or down-light), pendants in four sizes as well as one-light, two-light, three-light , four-light and five-light wall/bath fixtures. Install a stylish and elegant addition to any room in the house. Seville is offered in Brushed Nickel and Burnt Sienna finishes. | BATH | Seville | Wall / Bath Lighting | Brushed Nickel | 962 | Steel | Etched / White Inside Glass | D:4" H:5.75" |  |  | 4 Medium A19 75w |  | 4 | No | [14 empty] | 0 | [12 empty] | 62.48 | 124.96 | 187.44 | W:28 3/8'' H:8 1/2'' E:6 5/8'' | 7.94 |  |  | 28.375 | 8.5 | Cap Nuts |  |  |  |  | 6.625 |  | No |  | No | [21 empty] | DP:5/8'' W:28 3/8'' H:4 3/4'' OB UP:5 1/8'' OB DOWN:3 3/8'' Rectangular |  |  |  | 6.5 | Black/White |  |  | Hardwired | 0 | 1 | 0 | 0 | 1 | 0 | 0 | 1 | 0 | 0 | 0 | 785652057489 | 30.75 | 9.75 | 8.25 | 10.2 | 1.431 | 125 | Yes | [9 empty] | cETL Damp | SEVILLE 4L BATH-962 | Four Light Wall / Bath |  | 4420204-962_ALT.JPEG | 4420204.jpg
4420204EN3-05 | Four Light Wall / Bath | The Seville collection represents commitment to high style at a sharp price. The modernist design is epitomized by the teardrop curves in the arms tipped by etched glass diffusors throughout the chandeliers and bath fixtures. The collection offers a "whole home" lighting solution in every imaginable category. The assortment includes nine-light, five-light, and three-light chandeliers (either with up-light or down-light), pendants in four sizes as well as one-light, two-light, three-light , four-light and five-light wall/bath fixtures. Install a stylish and elegant addition to any room in the house. Seville is offered in Brushed Nickel and Burnt Sienna finishes. | BATH | Seville | Wall / Bath Lighting | Chrome | 5 | Steel | Etched / White Inside Glass | D:4" H:5.75" |  |  | 4 Medium A19 9.3w |  | 4 | Yes | [14 empty] | 0 | [12 empty] | 85.98 | 171.96 | 257.94 | W:28 3/8'' H:8 1/2'' E:6 5/8'' | 7.94 |  |  | 28.375 | 8.5 | Cap Nuts |  |  |  |  | 6.625 |  | No |  | No | [21 empty] | DP:5/8'' W:28 3/8'' H:4 3/4'' OB UP:5 1/8'' OB DOWN:3 3/8'' Rectangular |  |  |  | 6.5 | Black/White |  |  | Hardwired | 0 | 1 | 0 | 1 | 1 | 0 | 0 | 0 | 0 | 0 | 0 | 785652072543 | 30.5 | 9.75 | 8.5 | 9.1 | 1.463 | 125 | Yes | [9 empty] | cETL Damp | SEVILLE 4L LED BATH-05 | Four Light Wall / Bath |  | 4420204EN3-05.jpg | 4420204EN3.jpg
4420204EN3-710 | Four Light Wall / Bath | The Seville collection represents commitment to high style at a sharp price. The modernist design is epitomized by the teardrop curves in the arms tipped by etched glass diffusors throughout the chandeliers and bath fixtures. The collection offers a "whole home" lighting solution in every imaginable category. The assortment includes nine-light, five-light, and three-light chandeliers (either with up-light or down-light), pendants in four sizes as well as one-light, two-light, three-light , four-light and five-light wall/bath fixtures. Install a stylish and elegant addition to any room in the house. Seville is offered in Brushed Nickel and Burnt Sienna finishes. | BATH | Seville | Wall / Bath Lighting | Burnt Sienna | 710 | Steel | Etched / White Inside Glass | D:4" H:5.75" |  |  | 4 Medium A19 9.3w |  | 4 | Yes | [14 empty] | 0 | [12 empty] | 85.98 | 171.96 | 257.94 | W:28 3/8'' H:8 1/2'' E:6 5/8'' | 7.94 |  |  | 28.375 | 8.5 | Cap Nuts |  |  |  |  | 6.625 |  | No |  | No | [21 empty] | DP:5/8'' W:28 3/8'' H:4 3/4'' OB UP:5 1/8'' OB DOWN:3 3/8'' Rectangular |  |  |  | 6.5 | Black/White |  |  | Hardwired | 0 | 1 | 0 | 1 | 1 | 0 | 0 | 0 | 0 | 0 | 0 | 785652058301 | 30.75 | 9.75 | 8.25 | 10.2 | 1.431 | 125 | Yes | [9 empty] | cETL Damp | SEVILLE 4L BATH-710 | Four Light Wall / Bath |  | 4420204EN3-710_ALT.JPEG | 4420204EN3.jpg
4420204EN3-962 | Four Light Wall / Bath | The Seville collection represents commitment to high style at a sharp price. The modernist design is epitomized by the teardrop curves in the arms tipped by etched glass diffusors throughout the chandeliers and bath fixtures. The collection offers a "whole home" lighting solution in every imaginable category. The assortment includes nine-light, five-light, and three-light chandeliers (either with up-light or down-light), pendants in four sizes as well as one-light, two-light, three-light , four-light and five-light wall/bath fixtures. Install a stylish and elegant addition to any room in the house. Seville is offered in Brushed Nickel and Burnt Sienna finishes. | BATH | Seville | Wall / Bath Lighting | Brushed Nickel | 962 | Steel | Etched / White Inside Glass | D:4" H:5.75" |  |  | 4 Medium A19 9.3w |  | 4 | Yes | [14 empty] | 0 | [12 empty] | 85.98 | 171.96 | 257.94 | W:28 3/8'' H:8 1/2'' E:6 5/8'' | 7.94 |  |  | 28.375 | 8.5 | Cap Nuts |  |  |  |  | 6.625 |  | No |  | No | [21 empty] | DP:5/8'' W:28 3/8'' H:4 3/4'' OB UP:5 1/8'' OB DOWN:3 3/8'' Rectangular |  |  |  | 6.5 | Black/White |  |  | Hardwired | 0 | 1 | 0 | 1 | 1 | 0 | 0 | 0 | 0 | 0 | 0 | 785652058318 | 30.75 | 9.75 | 8.25 | 10.2 | 1.431 | 125 | Yes | [9 empty] | cETL Damp | SEVILLE 4L BATH-962 | Four Light Wall / Bath |  | 4420204EN3-962_ALT.JPEG | 4420204EN3.jpg
4420205-05 | Five Light Wall / Bath | The Seville collection represents commitment to high style at a sharp price. The modernist design is epitomized by the teardrop curves in the arms tipped by etched glass diffusors throughout the chandeliers and bath fixtures. The collection offers a "whole home" lighting solution in every imaginable category. The assortment includes nine-light, five-light, and three-light chandeliers (either with up-light or down-light), pendants in four sizes as well as one-light, two-light, three-light , four-light and five-light wall/bath fixtures. Install a stylish and elegant addition to any room in the house. Seville is offered in Brushed Nickel and Burnt Sienna finishes. | BATH | Seville | Wall / Bath Lighting | Chrome | 5 | Steel | Etched / White Inside Glass | D:4" H:5.75" |  |  | 5 Medium A19 75w |  | 5 | No | [14 empty] | 0 | [12 empty] | 74.95 | 149.9 | 224.85 | W:35 7/8'' H:8 1/2'' E:6 5/8'' | 9.83 |  |  | 35.875 | 8.5 | Cap Nuts |  |  |  |  | 6.625 |  | No |  | No | [21 empty] | DP:5/8'' W:35 7/8'' H:4 3/4'' OB UP:5 1/8'' OB DOWN:3 3/8'' Rectangular |  |  |  | 6.5 | Black/White |  |  | Hardwired | 0 | 1 | 0 | 0 | 1 | 0 | 0 | 1 | 0 | 0 | 0 | 785652071096 | 39 | 10 | 8 | 11.4 | 1.806 | 125 | Yes | [9 empty] | cETL Damp | SEVILLE 5L BATH-05 | Five Light Wall / Bath |  | 4420205-05.jpg | 4420205.jpg
4420205-710 | Five Light Wall / Bath | The Seville collection represents commitment to high style at a sharp price. The modernist design is epitomized by the teardrop curves in the arms tipped by etched glass diffusors throughout the chandeliers and bath fixtures. The collection offers a "whole home" lighting solution in every imaginable category. The assortment includes nine-light, five-light, and three-light chandeliers (either with up-light or down-light), pendants in four sizes as well as one-light, two-light, three-light , four-light and five-light wall/bath fixtures. Install a stylish and elegant addition to any room in the house. Seville is offered in Brushed Nickel and Burnt Sienna finishes. | BATH | Seville | Wall / Bath Lighting | Burnt Sienna | 710 | Steel | Etched / White Inside Glass | D:4" H:5.75" |  |  | 5 Medium A19 75w |  | 5 | No | [14 empty] | 0 | [12 empty] | 74.95 | 149.9 | 224.85 | W:35 7/8'' H:8 1/2'' E:6 5/8'' | 9.83 |  |  | 35.875 | 8.5 | Cap Nuts |  |  |  |  | 6.625 |  | No |  | No | [21 empty] | DP:5/8'' W:35 7/8'' H:4 3/4'' OB UP:5 1/8'' OB DOWN:3 3/8'' Rectangular |  |  |  | 6.5 | Black/White |  |  | Hardwired | 0 | 1 | 0 | 0 | 1 | 0 | 0 | 1 | 0 | 0 | 0 | 785652057496 | 39.5 | 10 | 8.25 | 12.6 | 1.886 | 125 | Yes | [9 empty] | cETL Damp | SEVILLE 5L BATH-710 | Five Light Wall / Bath |  | 4420205-710_ALT.png | 4420205.jpg
4420205-962 | Five Light Wall / Bath | The Seville collection represents commitment to high style at a sharp price. The modernist design is epitomized by the teardrop curves in the arms tipped by etched glass diffusors throughout the chandeliers and bath fixtures. The collection offers a "whole home" lighting solution in every imaginable category. The assortment includes nine-light, five-light, and three-light chandeliers (either with up-light or down-light), pendants in four sizes as well as one-light, two-light, three-light , four-light and five-light wall/bath fixtures. Install a stylish and elegant addition to any room in the house. Seville is offered in Brushed Nickel and Burnt Sienna finishes. | BATH | Seville | Wall / Bath Lighting | Brushed Nickel | 962 | Steel | Etched / White Inside Glass | D:4" H:5.75" |  |  | 5 Medium A19 75w |  | 5 | No | [14 empty] | 0 | [12 empty] | 74.95 | 149.9 | 224.85 | W:35 7/8'' H:8 1/2'' E:6 5/8'' | 9.83 |  |  | 35.875 | 8.5 | Cap Nuts |  |  |  |  | 6.625 |  | No |  | No | [21 empty] | DP:5/8'' W:35 7/8'' H:4 3/4'' OB UP:5 1/8'' OB DOWN:3 3/8'' Rectangular |  |  |  | 6.5 | Black/White |  |  | Hardwired | 0 | 1 | 0 | 0 | 1 | 0 | 0 | 1 | 0 | 0 | 0 | 785652057502 | 39.5 | 10 | 8.25 | 12.6 | 1.886 | 125 | Yes | [9 empty] | cETL Damp | SEVILLE 5L BATH-962 | Five Light Wall / Bath |  | 4420205-962.png | 4420205.jpg
4420205EN3-05 | Five Light Wall / Bath | The Seville collection represents commitment to high style at a sharp price. The modernist design is epitomized by the teardrop curves in the arms tipped by etched glass diffusors throughout the chandeliers and bath fixtures. The collection offers a "whole home" lighting solution in every imaginable category. The assortment includes nine-light, five-light, and three-light chandeliers (either with up-light or down-light), pendants in four sizes as well as one-light, two-light, three-light , four-light and five-light wall/bath fixtures. Install a stylish and elegant addition to any room in the house. Seville is offered in Brushed Nickel and Burnt Sienna finishes. | BATH | Seville | Wall / Bath Lighting | Chrome | 5 | Steel | Etched / White Inside Glass | D:4" H:5.75" |  |  | 5 Medium A19 9.3w |  | 5 | Yes | [14 empty] | 0 | [12 empty] | 107.98 | 215.96 | 323.94 | W:35 7/8'' H:8 1/2'' E:6 5/8'' | 9.83 |  |  | 35.875 | 8.5 | Cap Nuts |  |  |  |  | 6.625 |  | No |  | No | [21 empty] | DP:5/8'' W:35 7/8'' H:4 3/4'' OB UP:5 1/8'' OB DOWN:3 3/8'' Rectangular |  |  |  | 6.5 | Black/White |  |  | Hardwired | 0 | 1 | 0 | 1 | 1 | 0 | 0 | 0 | 0 | 0 | 0 | 785652072550 | 39 | 10 | 8 | 44.4 | 1.806 | 65 | Yes | [9 empty] | cETL Damp | SEVILLE 5L LED BATH-05 | Five Light Wall / Bath |  | 4420205EN3-05.jpg | 4420205EN3.jpg
4420205EN3-710 | Five Light Wall / Bath | The Seville collection represents commitment to high style at a sharp price. The modernist design is epitomized by the teardrop curves in the arms tipped by etched glass diffusors throughout the chandeliers and bath fixtures. The collection offers a "whole home" lighting solution in every imaginable category. The assortment includes nine-light, five-light, and three-light chandeliers (either with up-light or down-light), pendants in four sizes as well as one-light, two-light, three-light , four-light and five-light wall/bath fixtures. Install a stylish and elegant addition to any room in the house. Seville is offered in Brushed Nickel and Burnt Sienna finishes. | BATH | Seville | Wall / Bath Lighting | Burnt Sienna | 710 | Steel | Etched / White Inside Glass | D:4" H:5.75" |  |  | 5 Medium A19 9.3w |  | 5 | Yes | [14 empty] | 0 | [12 empty] | 107.98 | 215.96 | 323.94 | W:35 7/8'' H:8 1/2'' E:6 5/8'' | 9.83 |  |  | 35.875 | 8.5 | Cap Nuts |  |  |  |  | 6.625 |  | No |  | No | [21 empty] | DP:5/8'' W:35 7/8'' H:4 3/4'' OB UP:5 1/8'' OB DOWN:3 3/8'' Rectangular |  |  |  | 6.5 | Black/White |  |  | Hardwired | 0 | 1 | 0 | 1 | 1 | 0 | 0 | 0 | 0 | 0 | 0 | 785652058325 | 39.5 | 10 | 8.25 | 12.6 | 1.886 | 125 | Yes | [9 empty] | cETL Damp | SEVILLE 5L BATH-710 | Five Light Wall / Bath |  | 4420205EN3-710_ALT.png | 4420205EN3.jpg
4420205EN3-962 | Five Light Wall / Bath | The Seville collection represents commitment to high style at a sharp price. The modernist design is epitomized by the teardrop curves in the arms tipped by etched glass diffusors throughout the chandeliers and bath fixtures. The collection offers a "whole home" lighting solution in every imaginable category. The assortment includes nine-light, five-light, and three-light chandeliers (either with up-light or down-light), pendants in four sizes as well as one-light, two-light, three-light , four-light and five-light wall/bath fixtures. Install a stylish and elegant addition to any room in the house. Seville is offered in Brushed Nickel and Burnt Sienna finishes. | BATH | Seville | Wall / Bath Lighting | Brushed Nickel | 962 | Steel | Etched / White Inside Glass | D:4" H:5.75" |  |  | 5 Medium A19 9.3w |  | 5 | Yes | [14 empty] | 0 | [12 empty] | 107.98 | 215.96 | 323.94 | W:35 7/8'' H:8 1/2'' E:6 5/8'' | 9.83 |  |  | 35.875 | 8.5 | Cap Nuts |  |  |  |  | 6.625 |  | No |  | No | [21 empty] | DP:5/8'' W:35 7/8'' H:4 3/4'' OB UP:5 1/8'' OB DOWN:3 3/8'' Rectangular |  |  |  | 6.5 | Black/White |  |  | Hardwired | 0 | 1 | 0 | 1 | 1 | 0 | 0 | 0 | 0 | 0 | 0 | 785652058332 | 39.5 | 10 | 8.25 | 12.6 | 1.886 | 125 | Yes | [9 empty] | cETL Damp | SEVILLE 5L BATH-962 | Five Light Wall / Bath |  | 4420205EN3-962.png | 4420205EN3.jpg
4420302-782 | Two Light Wall / Bath | Using hand-blown, clear, seeded glass diffusors, the Elsa Collection creates a soft, pleasing glow of filament light. Gracefully curved arms extending from the tapered glass add an air of elegance to the silhouette. Durable industrial steel construction ensures heirloom quality that will last until the next century. Available in a variety of fixtures including chandeliers, down light pendant, semi-flush mount, flush mount, wall sconce and vanities to transform any interior setting through a broad range of possibilities. The modern, chic design adds a personality that is both contemporary and vintage. The Heirloom Bronze finish and rounded silhouette have a classic feel while the clear glass shades framing the bulbs add a contemporary flavor. | BATH | Elsa | Wall / Bath Lighting | Heirloom Bronze | 782 | Steel | Clear Seeded Glass | D:6" H:4.75" |  |  | 2 Medium A19 75w |  | 2 | No | [14 empty] | 0 | [12 empty] | 47.48 | 94.96 | 142.44 | W:15'' H:9 1/4'' E:7 7/8'' | 3.7 |  |  | 15 | 9.25 | Cap Nuts |  |  |  |  | 7.875 |  | No |  | No | [21 empty] | DP:3/4'' W:13 3/4'' H:5'' OB UP:4 3/4'' OB DOWN:4 1/2'' Rectangular |  |  |  | 6.5 | Black/White |  |  | Hardwired | 0 | 1 | 0 | 0 | 1 | 0 | 0 | 0 | 0 | 0 | 0 | 785652060915 | 16.75 | 11.25 | 10 | 4.6 | 1.09 | 175 | Yes | [9 empty] | cETL Damp | ELSA 2L BATH-782 | Two Light Wall / Bath |  | 4420302-782.png | 4420302.jpg
4420303-782 | Three Light Wall / Bath | Using hand-blown, clear, seeded glass diffusors, the Elsa Collection creates a soft, pleasing glow of filament light. Gracefully curved arms extending from the tapered glass add an air of elegance to the silhouette. Durable industrial steel construction ensures heirloom quality that will last until the next century. Available in a variety of fixtures including chandeliers, down light pendant, semi-flush mount, flush mount, wall sconce and vanities to transform any interior setting through a broad range of possibilities. The modern, chic design adds a personality that is both contemporary and vintage. The Heirloom Bronze finish and rounded silhouette have a classic feel while the clear glass shades framing the bulbs add a contemporary flavor. | BATH | Elsa | Wall / Bath Lighting | Heirloom Bronze | 782 | Steel | Clear Seeded Glass | D:6" H:4.75" |  |  | 3 Medium A19 75w |  | 3 | No | [14 empty] | 0 | [12 empty] | 65.48 | 130.96 | 196.44 | W:24'' H:9 1/4'' E:7 7/8'' | 5.8 |  |  | 24 | 9.25 | Cap Nuts |  |  |  |  | 7.875 |  | No |  | No | [21 empty] | DP:3/4'' W:22 5/8'' H:5'' OB UP:4 3/4'' OB DOWN:4 1/2'' Rectangular |  |  |  | 6.5 | Black/White |  |  | Hardwired | 0 | 1 | 0 | 0 | 1 | 0 | 0 | 0 | 0 | 0 | 0 | 785652060922 | 25.75 | 11.5 | 10.25 | 7.6 | 1.757 | 175 | Yes | [9 empty] | cETL Damp | ELSA 3L BATH-782 | Three Light Wall / Bath |  | 4420303-782.png | 4420303.jpg
4420304-782 | Four Light Wall / Bath | Using hand-blown, clear, seeded glass diffusors, the Elsa Collection creates a soft, pleasing glow of filament light. Gracefully curved arms extending from the tapered glass add an air of elegance to the silhouette. Durable industrial steel construction ensures heirloom quality that will last until the next century. Available in a variety of fixtures including chandeliers, down light pendant, semi-flush mount, flush mount, wall sconce and vanities to transform any interior setting through a broad range of possibilities. The modern, chic design adds a personality that is both contemporary and vintage. The Heirloom Bronze finish and rounded silhouette have a classic feel while the clear glass shades framing the bulbs add a contemporary flavor. | BATH | Elsa | Wall / Bath Lighting | Heirloom Bronze | 782 | Steel | Clear Seeded Glass | D:6" H:4.75" |  |  | 4 Medium A19 75w |  | 4 | No | [14 empty] | 0 | [12 empty] | 74.98 | 149.96 | 224.94 | W:33'' H:9 1/4'' E:7 7/8'' | 8.2 |  |  | 33 | 9.25 | Cap Nuts |  |  |  |  | 7.875 |  | No |  | No | [21 empty] | DP:3/4'' W:31 3/4'' H:5'' OB UP:4 3/4'' OB DOWN:4 1/2'' Rectangular |  |  |  | 6.5 | Black/White |  |  | Hardwired | 0 | 1 | 0 | 0 | 1 | 0 | 0 | 0 | 0 | 0 | 0 | 785652060939 | 34.5 | 11.5 | 10 | 10.9 | 2.296 | 175 | Yes | [9 empty] | cETL Damp | ELSA 4L BATH-782 | Four Light Wall / Bath |  | 4420304-782.png | 4420304.jpg
4421602-05 | Two Light Wall / Bath |  | BATH | Robie | Wall / Bath Lighting | Chrome | 5 | Steel | Etched / White Inside Glass | D:3.5" H:6.125" |  |  | 2 Medium A19 75w |  | 2 | No | [14 empty] | 0 | [12 empty] | 49.5 | 99 | 148.5 | W:14 5/8'' H:8 1/8'' E:6 3/4'' |  |  |  | 14.625 | 8.125 | Cap Nuts |  |  |  |  | 6.75 |  | No |  | No | [21 empty] | DP:3/4'' W:7'' H:5'' OB UP:5 5/8'' OB DOWN:2 1/2'' Rectangular |  |  |  | 6.5 | Black/White |  |  | Hardwired | 0 | 1 | 0 | 0 | 1 | 0 | 0 | 1 | 0 | 0 | 0 | 785652075230 | [16 empty] | cETL Damp | ROBIE 2L BATH-05 | Two Light Wall / Bath |  | 4421602-05.jpg | 4421602.jpg
4421602-112 | Two Light Wall / Bath |  | BATH | Robie | Wall / Bath Lighting | Midnight Black | 112 | Steel | Etched / White Inside Glass | D:3.5" H:6.125" |  |  | 2 Medium A19 75w |  | 2 | No | [14 empty] | 0 | [12 empty] | 49.5 | 99 | 148.5 | W:14 5/8'' H:8 1/8'' E:6 3/4'' |  |  |  | 14.625 | 8.125 | Cap Nuts |  |  |  |  | 6.75 |  | No |  | No | [21 empty] | DP:3/4'' W:7'' H:5'' OB UP:5 5/8'' OB DOWN:2 1/2'' Rectangular |  |  |  | 6.5 | Black/White |  |  | Hardwired | 0 | 1 | 0 | 0 | 1 | 0 | 0 | 1 | 0 | 0 | 0 | 785652075247 | [16 empty] | cETL Damp | ROBIE 2L BATH-112 | Two Light Wall / Bath |  | 4421602-112.jpg | 4421602.jpg
4421602-710 | Two Light Wall / Bath |  | BATH | Robie | Wall / Bath Lighting | Burnt Sienna | 710 | Steel | Etched / White Inside Glass | D:3.5" H:6.125" |  |  | 2 Medium A19 75w |  | 2 | No | [14 empty] | 0 | [12 empty] | 49.5 | 99 | 148.5 | W:14 5/8'' H:8 1/8'' E:6 3/4'' |  |  |  | 14.625 | 8.125 | Cap Nuts |  |  |  |  | 6.75 |  | No |  | No | [21 empty] | DP:3/4'' W:7'' H:5'' OB UP:5 5/8'' OB DOWN:2 1/2'' Rectangular |  |  |  | 6.5 | Black/White |  |  | Hardwired | 0 | 1 | 0 | 0 | 1 | 0 | 0 | 1 | 0 | 0 | 0 | 785652075254 | [16 empty] | cETL Damp | ROBIE 2L BATH-710 | Two Light Wall / Bath |  | 4421602-710.jpg | 4421602.jpg
4421602-962 | Two Light Wall / Bath |  | BATH | Robie | Wall / Bath Lighting | Brushed Nickel | 962 | Steel | Etched / White Inside Glass | D:3.5" H:6.125" |  |  | 2 Medium A19 75w |  | 2 | No | [14 empty] | 0 | [12 empty] | 49.5 | 99 | 148.5 | W:14 5/8'' H:8 1/8'' E:6 3/4'' |  |  |  | 14.625 | 8.125 | Cap Nuts |  |  |  |  | 6.75 |  | No |  | No | [21 empty] | DP:3/4'' W:7'' H:5'' OB UP:5 5/8'' OB DOWN:2 1/2'' Rectangular |  |  |  | 6.5 | Black/White |  |  | Hardwired | 0 | 1 | 0 | 0 | 1 | 0 | 0 | 1 | 0 | 0 | 0 | 785652075261 | [16 empty] | cETL Damp | ROBIE 2L BATH-962 | Two Light Wall / Bath |  | 4421602-962.jpg | 4421602.jpg
4421602EN3-05 | Two Light Wall / Bath |  | BATH | Robie | Wall / Bath Lighting | Chrome | 5 | Steel | Etched / White Inside Glass | D:3.5" H:6.125" |  |  | 2 Medium A19 9.3w |  | 2 | Yes | [14 empty] | 0 | [12 empty] | 59.5 | 119 | 178.5 | W:14 5/8'' H:8 1/8'' E:6 3/4'' |  |  |  | 14.625 | 8.125 | Cap Nuts |  |  |  |  | 6.75 |  | No |  | No | [21 empty] | DP:3/4'' W:7'' H:5'' OB UP:5 5/8'' OB DOWN:2 1/2'' Rectangular |  |  |  | 6.5 | Black/White |  |  | Hardwired | 0 | 1 | 0 | 1 | 1 | 0 | 0 | 0 | 0 | 0 | 0 | 785652079733 | [16 empty] | cETL Damp | ROBIE 2L BATH-05 | Two Light Wall / Bath |  | 4421602EN3-05.jpg | 4421602EN3.jpg
4421602EN3-112 | Two Light Wall / Bath |  | BATH | Robie | Wall / Bath Lighting | Midnight Black | 112 | Steel | Etched / White Inside Glass | D:3.5" H:6.125" |  |  | 2 Medium A19 9.3w |  | 2 | Yes | [14 empty] | 0 | [12 empty] | 59.5 | 119 | 178.5 | W:14 5/8'' H:8 1/8'' E:6 3/4'' |  |  |  | 14.625 | 8.125 | Cap Nuts |  |  |  |  | 6.75 |  | No |  | No | [21 empty] | DP:3/4'' W:7'' H:5'' OB UP:5 5/8'' OB DOWN:2 1/2'' Rectangular |  |  |  | 6.5 | Black/White |  |  | Hardwired | 0 | 1 | 0 | 1 | 1 | 0 | 0 | 0 | 0 | 0 | 0 | 785652079740 | [16 empty] | cETL Damp | ROBIE 2L BATH-112 | Two Light Wall / Bath |  | 4421602EN3-112.jpg | 4421602EN3.jpg
4421602EN3-710 | Two Light Wall / Bath |  | BATH | Robie | Wall / Bath Lighting | Burnt Sienna | 710 | Steel | Etched / White Inside Glass | D:3.5" H:6.125" |  |  | 2 Medium A19 9.3w |  | 2 | Yes | [14 empty] | 0 | [12 empty] | 59.5 | 119 | 178.5 | W:14 5/8'' H:8 1/8'' E:6 3/4'' |  |  |  | 14.625 | 8.125 | Cap Nuts |  |  |  |  | 6.75 |  | No |  | No | [21 empty] | DP:3/4'' W:7'' H:5'' OB UP:5 5/8'' OB DOWN:2 1/2'' Rectangular |  |  |  | 6.5 | Black/White |  |  | Hardwired | 0 | 1 | 0 | 1 | 1 | 0 | 0 | 0 | 0 | 0 | 0 | 785652079757 | [16 empty] | cETL Damp | ROBIE 2L BATH-710 | Two Light Wall / Bath |  | 4421602EN3-710.jpg | 4421602EN3.jpg
4421602EN3-962 | Two Light Wall / Bath |  | BATH | Robie | Wall / Bath Lighting | Brushed Nickel | 962 | Steel | Etched / White Inside Glass | D:3.5" H:6.125" |  |  | 2 Medium A19 9.3w |  | 2 | Yes | [14 empty] | 0 | [12 empty] | 59.5 | 119 | 178.5 | W:14 5/8'' H:8 1/8'' E:6 3/4'' |  |  |  | 14.625 | 8.125 | Cap Nuts |  |  |  |  | 6.75 |  | No |  | No | [21 empty] | DP:3/4'' W:7'' H:5'' OB UP:5 5/8'' OB DOWN:2 1/2'' Rectangular |  |  |  | 6.5 | Black/White |  |  | Hardwired | 0 | 1 | 0 | 1 | 1 | 0 | 0 | 0 | 0 | 0 | 0 | 785652079764 | [16 empty] | cETL Damp | ROBIE 2L BATH-962 | Two Light Wall / Bath |  | 4421602EN3-962.jpg | 4421602EN3.jpg
4421603-05 | Three Light Wall / Bath |  | BATH | Robie | Wall / Bath Lighting | Chrome | 5 | Steel | Etched / White Inside Glass | D:3.5" H:6.125" |  |  | 3 Medium A19 75w |  | 3 | No | [14 empty] | 0 | [12 empty] | 69.5 | 139 | 208.5 | W:24'' H:8 1/8'' E:6 3/4'' |  |  |  | 24 | 8.125 | Cap Nuts |  |  |  |  | 6.75 |  | No |  | No | [21 empty] | DP:3/4'' W:7'' H:5'' OB UP:5 5/8'' OB DOWN:2 1/2'' Rectangular |  |  |  | 6.5 | Black/White |  |  | Hardwired | 0 | 1 | 0 | 0 | 1 | 0 | 0 | 1 | 0 | 0 | 0 | 785652075278 | [16 empty] | cETL Damp | ROBIE 3L BATH-05 | Three Light Wall / Bath |  | 4421603-05.jpg | 4421603.jpg
4421603-112 | Three Light Wall / Bath |  | BATH | Robie | Wall / Bath Lighting | Midnight Black | 112 | Steel | Etched / White Inside Glass | D:3.5" H:6.125" |  |  | 3 Medium A19 75w |  | 3 | No | [14 empty] | 0 | [12 empty] | 69.5 | 139 | 208.5 | W:24'' H:8 1/8'' E:6 3/4'' |  |  |  | 24 | 8.125 | Cap Nuts |  |  |  |  | 6.75 |  | No |  | No | [21 empty] | DP:3/4'' W:7'' H:5'' OB UP:5 5/8'' OB DOWN:2 1/2'' Rectangular |  |  |  | 6.5 | Black/White |  |  | Hardwired | 0 | 1 | 0 | 0 | 1 | 0 | 0 | 1 | 0 | 0 | 0 | 785652075285 | 26.25 | 11.5 | 7.25 | 5.5 | 1.267 | 175 | Yes | [9 empty] | cETL Damp | ROBIE 3L BATH-112 | Three Light Wall / Bath |  | 4421603-112.jpg | 4421603.jpg
4421603-710 | Three Light Wall / Bath |  | BATH | Robie | Wall / Bath Lighting | Burnt Sienna | 710 | Steel | Etched / White Inside Glass | D:3.5" H:6.125" |  |  | 3 Medium A19 75w |  | 3 | No | [14 empty] | 0 | [12 empty] | 69.5 | 139 | 208.5 | W:24'' H:8 1/8'' E:6 3/4'' |  |  |  | 24 | 8.125 | Cap Nuts |  |  |  |  | 6.75 |  | No |  | No | [21 empty] | DP:3/4'' W:7'' H:5'' OB UP:5 5/8'' OB DOWN:2 1/2'' Rectangular |  |  |  | 6.5 | Black/White |  |  | Hardwired | 0 | 1 | 0 | 0 | 1 | 0 | 0 | 1 | 0 | 0 | 0 | 785652075292 | [16 empty] | cETL Damp | ROBIE 3L BATH-710 | Three Light Wall / Bath |  | 4421603-710.jpg | 4421603.jpg
4421603-962 | Three Light Wall / Bath |  | BATH | Robie | Wall / Bath Lighting | Brushed Nickel | 962 | Steel | Etched / White Inside Glass | D:3.5" H:6.125" |  |  | 3 Medium A19 75w |  | 3 | No | [14 empty] | 0 | [12 empty] | 69.5 | 139 | 208.5 | W:24'' H:8 1/8'' E:6 3/4'' |  |  |  | 24 | 8.125 | Cap Nuts |  |  |  |  | 6.75 |  | No |  | No | [21 empty] | DP:3/4'' W:7'' H:5'' OB UP:5 5/8'' OB DOWN:2 1/2'' Rectangular |  |  |  | 6.5 | Black/White |  |  | Hardwired | 0 | 1 | 0 | 0 | 1 | 0 | 0 | 1 | 0 | 0 | 0 | 785652075308 | [16 empty] | cETL Damp | ROBIE 3L BATH-962 | Three Light Wall / Bath |  | 4421603-962.jpg | 4421603.jpg
4421603EN3-05 | Three Light Wall / Bath |  | BATH | Robie | Wall / Bath Lighting | Chrome | 5 | Steel | Etched / White Inside Glass | D:3.5" H:6.125" |  |  | 3 Medium A19 9.3w |  | 3 | Yes | [14 empty] | 0 | [12 empty] | 84.5 | 169 | 253.5 | W:24'' H:8 1/8'' E:6 3/4'' |  |  |  | 24 | 8.125 | Cap Nuts |  |  |  |  | 6.75 |  | No |  | No | [21 empty] | DP:3/4'' W:7'' H:5'' OB UP:5 5/8'' OB DOWN:2 1/2'' Rectangular |  |  |  | 6.5 | Black/White |  |  | Hardwired | 0 | 1 | 0 | 1 | 1 | 0 | 0 | 0 | 0 | 0 | 0 | 785652079771 | [16 empty] | cETL Damp | ROBIE 3L BATH-05 | Three Light Wall / Bath |  | 4421603EN3-05.jpg | 4421603EN3.jpg
4421603EN3-112 | Three Light Wall / Bath |  | BATH | Robie | Wall / Bath Lighting | Midnight Black | 112 | Steel | Etched / White Inside Glass | D:3.5" H:6.125" |  |  | 3 Medium A19 9.3w |  | 3 | Yes | [14 empty] | 0 | [12 empty] | 84.5 | 169 | 253.5 | W:24'' H:8 1/8'' E:6 3/4'' |  |  |  | 24 | 8.125 | Cap Nuts |  |  |  |  | 6.75 |  | No |  | No | [21 empty] | DP:3/4'' W:7'' H:5'' OB UP:5 5/8'' OB DOWN:2 1/2'' Rectangular |  |  |  | 6.5 | Black/White |  |  | Hardwired | 0 | 1 | 0 | 1 | 1 | 0 | 0 | 0 | 0 | 0 | 0 | 785652079788 | [16 empty] | cETL Damp | ROBIE 3L BATH-112 | Three Light Wall / Bath |  | 4421603EN3-112.jpg | 4421603EN3.jpg
4421603EN3-710 | Three Light Wall / Bath |  | BATH | Robie | Wall / Bath Lighting | Burnt Sienna | 710 | Steel | Etched / White Inside Glass | D:3.5" H:6.125" |  |  | 3 Medium A19 9.3w |  | 3 | Yes | [14 empty] | 0 | [12 empty] | 84.5 | 169 | 253.5 | W:24'' H:8 1/8'' E:6 3/4'' |  |  |  | 24 | 8.125 | Cap Nuts |  |  |  |  | 6.75 |  | No |  | No | [21 empty] | DP:3/4'' W:7'' H:5'' OB UP:5 5/8'' OB DOWN:2 1/2'' Rectangular |  |  |  | 6.5 | Black/White |  |  | Hardwired | 0 | 1 | 0 | 1 | 1 | 0 | 0 | 0 | 0 | 0 | 0 | 785652079795 | [16 empty] | cETL Damp | ROBIE 3L BATH-710 | Three Light Wall / Bath |  | 4421603EN3-710.jpg | 4421603EN3.jpg
4421603EN3-962 | Three Light Wall / Bath |  | BATH | Robie | Wall / Bath Lighting | Brushed Nickel | 962 | Steel | Etched / White Inside Glass | D:3.5" H:6.125" |  |  | 3 Medium A19 9.3w |  | 3 | Yes | [14 empty] | 0 | [12 empty] | 84.5 | 169 | 253.5 | W:24'' H:8 1/8'' E:6 3/4'' |  |  |  | 24 | 8.125 | Cap Nuts |  |  |  |  | 6.75 |  | No |  | No | [21 empty] | DP:3/4'' W:7'' H:5'' OB UP:5 5/8'' OB DOWN:2 1/2'' Rectangular |  |  |  | 6.5 | Black/White |  |  | Hardwired | 0 | 1 | 0 | 1 | 1 | 0 | 0 | 0 | 0 | 0 | 0 | 785652079801 | [16 empty] | cETL Damp | ROBIE 3L BATH-962 | Three Light Wall / Bath |  | 4421603EN3-962.jpg | 4421603EN3.jpg
4421604-05 | Four Light Wall / Bath |  | BATH | Robie | Wall / Bath Lighting | Chrome | 5 | Steel | Etched / White Inside Glass | D:3.5" H:6.125" |  |  | 4 Medium A19 75w |  | 4 | No | [14 empty] | 0 | [12 empty] | 84.5 | 169 | 253.5 | W:34'' H:8 1/8'' E:6 3/4'' |  |  |  | 34 | 8.125 | Cap Nuts |  |  |  |  | 6.75 |  | No |  | No | [21 empty] | DP:3/4'' W:7'' H:5'' OB UP:5 5/8'' OB DOWN:2 1/2'' Rectangular |  |  |  | 6.5 | Black/White |  |  | Hardwired | 0 | 1 | 0 | 0 | 1 | 0 | 0 | 1 | 0 | 0 | 0 | 785652075315 | [16 empty] | cETL Damp | ROBIE 4L BATH-05 | Four Light Wall / Bath |  | 4421604-05.jpg | 4421604.jpg
4421604-112 | Four Light Wall / Bath |  | BATH | Robie | Wall / Bath Lighting | Midnight Black | 112 | Steel | Etched / White Inside Glass | D:3.5" H:6.125" |  |  | 4 Medium A19 75w |  | 4 | No | [14 empty] | 0 | [12 empty] | 84.5 | 169 | 253.5 | W:34'' H:8 1/8'' E:6 3/4'' |  |  |  | 34 | 8.125 | Cap Nuts |  |  |  |  | 6.75 |  | No |  | No | [21 empty] | DP:3/4'' W:7'' H:5'' OB UP:5 5/8'' OB DOWN:2 1/2'' Rectangular |  |  |  | 6.5 | Black/White |  |  | Hardwired | 0 | 1 | 0 | 0 | 1 | 0 | 0 | 1 | 0 | 0 | 0 | 785652075322 | [16 empty] | cETL Damp | ROBIE 4L BATH-112 | Four Light Wall / Bath |  | 4421604-112.jpg | 4421604.jpg
4421604-710 | Four Light Wall / Bath |  | BATH | Robie | Wall / Bath Lighting | Burnt Sienna | 710 | Steel | Etched / White Inside Glass | D:3.5" H:6.125" |  |  | 4 Medium A19 75w |  | 4 | No | [14 empty] | 0 | [12 empty] | 84.5 | 169 | 253.5 | W:34'' H:8 1/8'' E:6 3/4'' |  |  |  | 34 | 8.125 | Cap Nuts |  |  |  |  | 6.75 |  | No |  | No | [21 empty] | DP:3/4'' W:7'' H:5'' OB UP:5 5/8'' OB DOWN:2 1/2'' Rectangular |  |  |  | 6.5 | Black/White |  |  | Hardwired | 0 | 1 | 0 | 0 | 1 | 0 | 0 | 1 | 0 | 0 | 0 | 785652075339 | [16 empty] | cETL Damp | ROBIE 4L BATH-710 | Four Light Wall / Bath |  | 4421604-710.jpg | 4421604.jpg
4421604-962 | Four Light Wall / Bath |  | BATH | Robie | Wall / Bath Lighting | Brushed Nickel | 962 | Steel | Etched / White Inside Glass | D:3.5" H:6.125" |  |  | 4 Medium A19 75w |  | 4 | No | [14 empty] | 0 | [12 empty] | 84.5 | 169 | 253.5 | W:34'' H:8 1/8'' E:6 3/4'' |  |  |  | 34 | 8.125 | Cap Nuts |  |  |  |  | 6.75 |  | No |  | No | [21 empty] | DP:3/4'' W:7'' H:5'' OB UP:5 5/8'' OB DOWN:2 1/2'' Rectangular |  |  |  | 6.5 | Black/White |  |  | Hardwired | 0 | 1 | 0 | 0 | 1 | 0 | 0 | 1 | 0 | 0 | 0 | 785652075346 | [16 empty] | cETL Damp | ROBIE 4L BATH-962 | Four Light Wall / Bath |  | 4421604-962.jpg | 4421604.jpg
4421604EN3-05 | Four Light Wall / Bath |  | BATH | Robie | Wall / Bath Lighting | Chrome | 5 | Steel | Etched / White Inside Glass | D:3.5" H:6.125" |  |  | 4 Medium A19 9.3w |  | 4 | Yes | [14 empty] | 0 | [12 empty] | 104.5 | 209 | 313.5 | W:34'' H:8 1/8'' E:6 3/4'' |  |  |  | 34 | 8.125 | Cap Nuts |  |  |  |  | 6.75 |  | No |  | No | [21 empty] | DP:3/4'' W:7'' H:5'' OB UP:5 5/8'' OB DOWN:2 1/2'' Rectangular |  |  |  | 6.5 | Black/White |  |  | Hardwired | 0 | 1 | 0 | 1 | 1 | 0 | 0 | 0 | 0 | 0 | 0 | 785652079818 | [16 empty] | cETL Damp | ROBIE 4L BATH-05 | Four Light Wall / Bath |  | 4421604EN3-05.jpg | 4421604EN3.jpg
4421604EN3-112 | Four Light Wall / Bath |  | BATH | Robie | Wall / Bath Lighting | Midnight Black | 112 | Steel | Etched / White Inside Glass | D:3.5" H:6.125" |  |  | 4 Medium A19 9.3w |  | 4 | Yes | [14 empty] | 0 | [12 empty] | 104.5 | 209 | 313.5 | W:34'' H:8 1/8'' E:6 3/4'' |  |  |  | 34 | 8.125 | Cap Nuts |  |  |  |  | 6.75 |  | No |  | No | [21 empty] | DP:3/4'' W:7'' H:5'' OB UP:5 5/8'' OB DOWN:2 1/2'' Rectangular |  |  |  | 6.5 | Black/White |  |  | Hardwired | 0 | 1 | 0 | 1 | 1 | 0 | 0 | 0 | 0 | 0 | 0 | 785652079825 | [16 empty] | cETL Damp | ROBIE 4L BATH-112 | Four Light Wall / Bath |  | 4421604EN3-112.jpg | 4421604EN3.jpg
4421604EN3-710 | Four Light Wall / Bath |  | BATH | Robie | Wall / Bath Lighting | Burnt Sienna | 710 | Steel | Etched / White Inside Glass | D:3.5" H:6.125" |  |  | 4 Medium A19 9.3w |  | 4 | Yes | [14 empty] | 0 | [12 empty] | 104.5 | 209 | 313.5 | W:34'' H:8 1/8'' E:6 3/4'' |  |  |  | 34 | 8.125 | Cap Nuts |  |  |  |  | 6.75 |  | No |  | No | [21 empty] | DP:3/4'' W:7'' H:5'' OB UP:5 5/8'' OB DOWN:2 1/2'' Rectangular |  |  |  | 6.5 | Black/White |  |  | Hardwired | 0 | 1 | 0 | 1 | 1 | 0 | 0 | 0 | 0 | 0 | 0 | 785652079832 | [16 empty] | cETL Damp | ROBIE 4L BATH-710 | Four Light Wall / Bath |  | 4421604EN3-710.jpg | 4421604EN3.jpg
4421604EN3-962 | Four Light Wall / Bath |  | BATH | Robie | Wall / Bath Lighting | Brushed Nickel | 962 | Steel | Etched / White Inside Glass | D:3.5" H:6.125" |  |  | 4 Medium A19 9.3w |  | 4 | Yes | [14 empty] | 0 | [12 empty] | 104.5 | 209 | 313.5 | W:34'' H:8 1/8'' E:6 3/4'' |  |  |  | 34 | 8.125 | Cap Nuts |  |  |  |  | 6.75 |  | No |  | No | [21 empty] | DP:3/4'' W:7'' H:5'' OB UP:5 5/8'' OB DOWN:2 1/2'' Rectangular |  |  |  | 6.5 | Black/White |  |  | Hardwired | 0 | 1 | 0 | 1 | 1 | 0 | 0 | 0 | 0 | 0 | 0 | 785652079849 | [16 empty] | cETL Damp | ROBIE 4L BATH-962 | Four Light Wall / Bath |  | 4421604EN3-962.jpg | 4421604EN3.jpg
4422991S-962 | LED Wall / Bath | Uber-sleek and modern, the Vandeventer bath collection by Sea Gull Lighting has clean lines and a contemporary rectilinear profile made of White Acrylic and Steel. Featuring fully dimmable, warm white LED light, the fixtures can be installed horizontally or vertically for ultimate design flexibility. The LEDs are long-lasting to minimize the need to change the light source over time. Offered in the Brushed Nickel finish, the bath lighting collection includes a 23” linear vanity fixture (which consumes only 18 watts of power), a 36” linear vanity fixture (which consumes only 29 watts of power), plus a wall sconce (which consumes only 8 watts power). | BATH | Vandeventer | Wall / Bath Lighting | Brushed Nickel | 962 | Steel | White Acrylic | [5 empty] | 1 | No | 1800 | 2700 | 90 | 18 | 120 | 19 - Integrated | LED - Array |  | 10 | 100 | LED | 18 | 18 | 50000 | 0 | [12 empty] | 112.98 | 225.96 | 338.94 | W:23 1/4'' H:4 1/4'' E:5'' | 4.2 |  |  | 23.25 | 4.25 | Wall / Bath |  |  |  |  | 5 |  | No |  | No | [21 empty] | DP:1 1/2'' W:4 1/4'' H:7'' OB UP:2 1/4'' OB DOWN:21'' Rectangular |  |  |  | 6 | Black/White |  |  | Hardwired | 0 | 0 | 0 | 0 | 1 | 0 | 1 | 0 | 0 | 0 | 0 | 785652259500 | 26.25 | 7.75 | 6.75 | 5.5 | 0.795 | 125 | Yes | [9 empty] | cETL Damp | VANDEVENTER 24IN LED BATH-962 | LED Wall / Bath |  | 4422991S-962.jpg | 4422991S.jpg
4423002-05 | Two Light Wall / Bath | The Waseca Collection gives subtle nods to the craftsman movement while still making its own modernist statement. The subtly radiuses square and rectangle details translate across myriad design styles. Waseca offers a versatile choice of finishes in Burnt Sienna and Chrome. Etched glass shades artfully illuminate any bath space. Available in a variety of installations from single to multiple bulbs to suit the setting and define the mood. Options abound to redefine a bath setting with a transitional style that is simultaneously classic and contemporary. All fixtures are ENERGY STAR®-qualified and California Title 24 compliant. | BATH | Waseca | Wall / Bath Lighting | Chrome | 5 | Steel | Etched / White Inside Glass | L:4.25" W:4.25" H:5.75" |  |  | 2 Medium A19 100w |  | 2 | No | [14 empty] | 0 | [12 empty] | 49.98 | 99.96 | 149.94 | W:13 1/4'' H:8 1/4'' E:6 1/4'' | 4.11 |  |  | 13.25 | 8.25 | Cap Nuts |  |  |  |  | 6.25 |  | No |  | No | [21 empty] | DP:1'' W:8'' H:5'' OB UP:5 3/4'' OB DOWN:2 1/2'' Irregular |  |  |  | 6.5 | Black/White |  |  | Hardwired | 0 | 1 | 0 | 0 | 1 | 0 | 0 | 1 | 0 | 0 | 0 | 785652057786 | 13.5 | 11.75 | 7.5 | 5.4 | 0.688 | 125 | Yes | [9 empty] | cETL Damp | WASECA 2L SCONCE-05 | Two Light Wall / Bath |  | 4423002-05.png | 4423002.jpg
4423002-710 | Two Light Wall / Bath | The Waseca Collection gives subtle nods to the craftsman movement while still making its own modernist statement. The subtly radiuses square and rectangle details translate across myriad design styles. Waseca offers a versatile choice of finishes in Burnt Sienna and Chrome. Etched glass shades artfully illuminate any bath space. Available in a variety of installations from single to multiple bulbs to suit the setting and define the mood. Options abound to redefine a bath setting with a transitional style that is simultaneously classic and contemporary. All fixtures are ENERGY STAR®-qualified and California Title 24 compliant. | BATH | Waseca | Wall / Bath Lighting | Burnt Sienna | 710 | Steel | Etched / White Inside Glass | L:4.25" W:4.25" H:5.75" |  |  | 2 Medium A19 100w |  | 2 | No | [14 empty] | 0 | [12 empty] | 48.45 | 96.9 | 145.35 | W:13 1/4'' H:8 1/4'' E:6 1/4'' | 4.11 |  |  | 13.25 | 8.25 | Cap Nuts |  |  |  |  | 6.25 |  | No |  | No | [21 empty] | DP:1'' W:8'' H:5'' OB UP:5 3/4'' OB DOWN:2 1/2'' Irregular |  |  |  | 6.5 | Black/White |  |  | Hardwired | 0 | 1 | 0 | 0 | 1 | 0 | 0 | 1 | 0 | 0 | 0 | 785652057779 | 21.25 | 11.5 | 7.5 | 7.5 | 1.061 | 125 | Yes | [9 empty] | cETL Damp | WASECA 2L SCONCE-710 | Two Light Wall / Bath |  | 4423002-710.png | 4423002.jpg
4423002EN3-05 | Two Light Wall / Bath | The Waseca Collection gives subtle nods to the craftsman movement while still making its own modernist statement. The subtly radiuses square and rectangle details translate across myriad design styles. Waseca offers a versatile choice of finishes in Burnt Sienna and Chrome. Etched glass shades artfully illuminate any bath space. Available in a variety of installations from single to multiple bulbs to suit the setting and define the mood. Options abound to redefine a bath setting with a transitional style that is simultaneously classic and contemporary. All fixtures are ENERGY STAR®-qualified and California Title 24 compliant. | BATH | Waseca | Wall / Bath Lighting | Chrome | 5 | Steel | Etched / White Inside Glass | L:4.25" W:4.25" H:5.75" |  |  | 2 Medium A19 9.3w |  | 2 | Yes | [14 empty] | 0 | [12 empty] | 62.48 | 124.96 | 187.44 | W:13 1/4'' H:8 1/4'' E:6 1/4'' | 4.11 |  |  | 13.25 | 8.25 | Cap Nuts |  |  |  |  | 6.25 |  | No |  | No | [21 empty] | DP:1'' W:8'' H:5'' OB UP:5 3/4'' OB DOWN:2 1/2'' Irregular |  |  |  | 6.5 | Black/White |  |  | Hardwired | 0 | 1 | 0 | 1 | 1 | 0 | 0 | 0 | 0 | 0 | 0 | 785652058615 | 13.5 | 11.75 | 7.5 | 5.4 | 0.688 | 125 | Yes | [9 empty] | cETL Damp | WASECA 2L SCONCE-05 | Two Light Wall / Bath |  | 4423002EN3-05.png | 4423002EN3.jpg
4423002EN3-710 | Two Light Wall / Bath | The Waseca Collection gives subtle nods to the craftsman movement while still making its own modernist statement. The subtly radiuses square and rectangle details translate across myriad design styles. Waseca offers a versatile choice of finishes in Burnt Sienna and Chrome. Etched glass shades artfully illuminate any bath space. Available in a variety of installations from single to multiple bulbs to suit the setting and define the mood. Options abound to redefine a bath setting with a transitional style that is simultaneously classic and contemporary. All fixtures are ENERGY STAR®-qualified and California Title 24 compliant. | BATH | Waseca | Wall / Bath Lighting | Burnt Sienna | 710 | Steel | Etched / White Inside Glass | L:4.25" W:4.25" H:5.75" |  |  | 2 Medium A19 9.3w |  | 2 | Yes | [14 empty] | 0 | [12 empty] | 62.48 | 124.96 | 187.44 | W:13 1/4'' H:8 1/4'' E:6 1/4'' | 4.11 |  |  | 13.25 | 8.25 | Cap Nuts |  |  |  |  | 6.25 |  | No |  | No | [21 empty] | DP:1'' W:8'' H:5'' OB UP:5 3/4'' OB DOWN:2 1/2'' Irregular |  |  |  | 6.5 | Black/White |  |  | Hardwired | 0 | 1 | 0 | 1 | 1 | 0 | 0 | 0 | 0 | 0 | 0 | 785652058608 | 13.5 | 11.75 | 7.5 | 5 | 0.688 | 125 | Yes | [9 empty] | cETL Damp | WASECA 2L SCONCE-710 | Two Light Wall / Bath |  | 4423002EN3-710.png | 4423002EN3.jpg
4423003-05 | Three Light Wall / Bath | The Waseca Collection gives subtle nods to the craftsman movement while still making its own modernist statement. The subtly radiuses square and rectangle details translate across myriad design styles. Waseca offers a versatile choice of finishes in Burnt Sienna and Chrome. Etched glass shades artfully illuminate any bath space. Available in a variety of installations from single to multiple bulbs to suit the setting and define the mood. Options abound to redefine a bath setting with a transitional style that is simultaneously classic and contemporary. All fixtures are ENERGY STAR®-qualified and California Title 24 compliant. | BATH | Waseca | Wall / Bath Lighting | Chrome | 5 | Steel | Etched / White Inside Glass | L:4.25" W:4.25" H:5.75" |  |  | 3 Medium A19 100w |  | 3 | No | [14 empty] | 0 | [12 empty] | 66.98 | 133.96 | 200.94 | W:21'' H:8 1/4'' E:6 1/4'' | 5.9 |  |  | 21 | 8.25 | Cap Nuts |  |  |  |  | 6.25 |  | No |  | No | [21 empty] | DP:1'' W:8'' H:5'' OB UP:5 3/4'' OB DOWN:2 1/2'' Irregular |  |  |  | 6.5 | Black/White |  |  | Hardwired | 0 | 1 | 0 | 0 | 1 | 0 | 0 | 1 | 0 | 0 | 0 | 785652057816 | 21.5 | 11.25 | 7.5 | 7.6 | 1.05 | 125 | Yes | [9 empty] | cETL Damp | WASECA 3L SCONCE-05 | Three Light Wall / Bath |  | 4423003-05.png | 4423003.jpg
4423003-710 | Three Light Wall / Bath | The Waseca Collection gives subtle nods to the craftsman movement while still making its own modernist statement. The subtly radiuses square and rectangle details translate across myriad design styles. Waseca offers a versatile choice of finishes in Burnt Sienna and Chrome. Etched glass shades artfully illuminate any bath space. Available in a variety of installations from single to multiple bulbs to suit the setting and define the mood. Options abound to redefine a bath setting with a transitional style that is simultaneously classic and contemporary. All fixtures are ENERGY STAR®-qualified and California Title 24 compliant. | BATH | Waseca | Wall / Bath Lighting | Burnt Sienna | 710 | Steel | Etched / White Inside Glass | L:4.25" W:4.25" H:5.75" |  |  | 3 Medium A19 100w |  | 3 | No | [14 empty] | 0 | [12 empty] | 63.95 | 127.9 | 191.85 | W:21'' H:8 1/4'' E:6 1/4'' | 5.9 |  |  | 21 | 8.25 | Cap Nuts |  |  |  |  | 6.25 |  | No |  | No | [21 empty] | DP:1'' W:8'' H:5'' OB UP:5 3/4'' OB DOWN:2 1/2'' Irregular |  |  |  | 6.5 | Black/White |  |  | Hardwired | 0 | 1 | 0 | 0 | 1 | 0 | 0 | 1 | 0 | 0 | 0 | 785652057793 | 21.5 | 11.25 | 7.5 | 7.6 | 1.05 | 125 | Yes | [9 empty] | cETL Damp | WASECA 3L SCONCE-710 | Three Light Wall / Bath |  | 4423003-710.png | 4423003.jpg
4423003EN3-05 | Three Light Wall / Bath | The Waseca Collection gives subtle nods to the craftsman movement while still making its own modernist statement. The subtly radiuses square and rectangle details translate across myriad design styles. Waseca offers a versatile choice of finishes in Burnt Sienna and Chrome. Etched glass shades artfully illuminate any bath space. Available in a variety of installations from single to multiple bulbs to suit the setting and define the mood. Options abound to redefine a bath setting with a transitional style that is simultaneously classic and contemporary. All fixtures are ENERGY STAR®-qualified and California Title 24 compliant. | BATH | Waseca | Wall / Bath Lighting | Chrome | 5 | Steel | Etched / White Inside Glass | L:4.25" W:4.25" H:5.75" |  |  | 3 Medium A19 9.3w |  | 3 | Yes | [14 empty] | 0 | [12 empty] | 84.98 | 169.96 | 254.94 | W:21'' H:8 1/4'' E:6 1/4'' | 5.9 |  |  | 21 | 8.25 | Cap Nuts |  |  |  |  | 6.25 |  | No |  | No | [21 empty] | DP:1'' W:8'' H:5'' OB UP:5 3/4'' OB DOWN:2 1/2'' Irregular |  |  |  | 6.5 | Black/White |  |  | Hardwired | 0 | 1 | 0 | 1 | 1 | 0 | 0 | 0 | 0 | 0 | 0 | 785652058639 | 21.5 | 11.25 | 7.5 | 7.6 | 1.05 | 125 | Yes | [9 empty] | cETL Damp | WASECA 3L SCONCE-05 | Three Light Wall / Bath |  | 4423003EN3-05.png | 4423003EN3.jpg
4423003EN3-710 | Three Light Wall / Bath | The Waseca Collection gives subtle nods to the craftsman movement while still making its own modernist statement. The subtly radiuses square and rectangle details translate across myriad design styles. Waseca offers a versatile choice of finishes in Burnt Sienna and Chrome. Etched glass shades artfully illuminate any bath space. Available in a variety of installations from single to multiple bulbs to suit the setting and define the mood. Options abound to redefine a bath setting with a transitional style that is simultaneously classic and contemporary. All fixtures are ENERGY STAR®-qualified and California Title 24 compliant. | BATH | Waseca | Wall / Bath Lighting | Burnt Sienna | 710 | Steel | Etched / White Inside Glass | L:4.25" W:4.25" H:5.75" |  |  | 3 Medium A19 9.3w |  | 3 | Yes | [14 empty] | 0 | [12 empty] | 81.45 | 162.9 | 244.35 | W:21'' H:8 1/4'' E:6 1/4'' | 5.9 |  |  | 21 | 8.25 | Cap Nuts |  |  |  |  | 6.25 |  | No |  | No | [21 empty] | DP:1'' W:8'' H:5'' OB UP:5 3/4'' OB DOWN:2 1/2'' Irregular |  |  |  | 6.5 | Black/White |  |  | Hardwired | 0 | 1 | 0 | 1 | 1 | 0 | 0 | 0 | 0 | 0 | 0 | 785652058622 | 21.5 | 11.25 | 7.5 | 7.6 | 1.05 | 125 | Yes | [9 empty] | cETL Damp | WASECA 3L SCONCE-710 | Three Light Wall / Bath |  | 4423003EN3-710.png | 4423003EN3.jpg
4423004-05 | Four Light Wall / Bath | The Waseca Collection gives subtle nods to the craftsman movement while still making its own modernist statement. The subtly radiuses square and rectangle details translate across myriad design styles. Waseca offers a versatile choice of finishes in Burnt Sienna and Chrome. Etched glass shades artfully illuminate any bath space. Available in a variety of installations from single to multiple bulbs to suit the setting and define the mood. Options abound to redefine a bath setting with a transitional style that is simultaneously classic and contemporary. All fixtures are ENERGY STAR®-qualified and California Title 24 compliant. | BATH | Waseca | Wall / Bath Lighting | Chrome | 5 | Steel | Etched / White Inside Glass | L:4.25" W:4.25" H:5.75" |  |  | 4 Medium A19 100w |  | 4 | No | [14 empty] | 0 | [12 empty] | 85.98 | 171.96 | 257.94 | W:29 3/8'' H:8 1/4'' E:6 1/4'' | 7.44 |  |  | 29.375 | 8.25 | Cap Nuts |  |  |  |  | 6.25 |  | No |  | No | [21 empty] | DP:1'' W:8'' H:5'' OB UP:5 3/4'' OB DOWN:2 1/2'' Irregular |  |  |  | 6.5 | Black/White |  |  | Hardwired | 0 | 1 | 0 | 0 | 1 | 0 | 0 | 1 | 0 | 0 | 0 | 785652057830 | 30.5 | 11.5 | 7.5 | 10 | 1.522 | 125 | Yes | [9 empty] | cETL Damp | WASECA 4L SCONCE-05 | Four Light Wall / Bath |  | 4423004-05.png | 4423004.jpg
4423004-710 | Four Light Wall / Bath | The Waseca Collection gives subtle nods to the craftsman movement while still making its own modernist statement. The subtly radiuses square and rectangle details translate across myriad design styles. Waseca offers a versatile choice of finishes in Burnt Sienna and Chrome. Etched glass shades artfully illuminate any bath space. Available in a variety of installations from single to multiple bulbs to suit the setting and define the mood. Options abound to redefine a bath setting with a transitional style that is simultaneously classic and contemporary. All fixtures are ENERGY STAR®-qualified and California Title 24 compliant. | BATH | Waseca | Wall / Bath Lighting | Burnt Sienna | 710 | Steel | Etched / White Inside Glass | L:4.25" W:4.25" H:5.75" |  |  | 4 Medium A19 100w |  | 4 | No | [14 empty] | 0 | [12 empty] | 82.45 | 164.9 | 247.35 | W:29 3/8'' H:8 1/4'' E:6 1/4'' | 7.44 |  |  | 29.375 | 8.25 | Cap Nuts |  |  |  |  | 6.25 |  | No |  | No | [21 empty] | DP:1'' W:8'' H:5'' OB UP:5 3/4'' OB DOWN:2 1/2'' Irregular |  |  |  | 6.5 | Black/White |  |  | Hardwired | 0 | 1 | 0 | 0 | 1 | 0 | 0 | 1 | 0 | 0 | 0 | 785652057823 | 30.5 | 11.5 | 7.5 | 10 | 1.522 | 125 | Yes | [9 empty] | cETL Damp | WASECA 4L SCONCE-710 | Four Light Wall / Bath |  | 4423004-710.png | 4423004.jpg
4423004EN3-05 | Four Light Wall / Bath | The Waseca Collection gives subtle nods to the craftsman movement while still making its own modernist statement. The subtly radiuses square and rectangle details translate across myriad design styles. Waseca offers a versatile choice of finishes in Burnt Sienna and Chrome. Etched glass shades artfully illuminate any bath space. Available in a variety of installations from single to multiple bulbs to suit the setting and define the mood. Options abound to redefine a bath setting with a transitional style that is simultaneously classic and contemporary. All fixtures are ENERGY STAR®-qualified and California Title 24 compliant. | BATH | Waseca | Wall / Bath Lighting | Chrome | 5 | Steel | Etched / White Inside Glass | L:4.25" W:4.25" H:5.75" |  |  | 4 Medium A19 9.3w |  | 4 | Yes | [14 empty] | 0 | [12 empty] | 109.98 | 219.96 | 329.94 | W:29 3/8'' H:8 1/4'' E:6 1/4'' | 7.44 |  |  | 29.375 | 8.25 | Cap Nuts |  |  |  |  | 6.25 |  | No |  | No | [21 empty] | DP:1'' W:8'' H:5'' OB UP:5 3/4'' OB DOWN:2 1/2'' Irregular |  |  |  | 6.5 | Black/White |  |  | Hardwired | 0 | 1 | 0 | 1 | 1 | 0 | 0 | 0 | 0 | 0 | 0 | 785652058653 | 30.5 | 11.5 | 7.5 | 10 | 1.522 | 110 | Yes | [9 empty] | cETL Damp | WASECA 4L SCONCE-05 | Four Light Wall / Bath |  | 4423004EN3-05.jpg | 4423004EN3.jpg
4423004EN3-710 | Four Light Wall / Bath | The Waseca Collection gives subtle nods to the craftsman movement while still making its own modernist statement. The subtly radiuses square and rectangle details translate across myriad design styles. Waseca offers a versatile choice of finishes in Burnt Sienna and Chrome. Etched glass shades artfully illuminate any bath space. Available in a variety of installations from single to multiple bulbs to suit the setting and define the mood. Options abound to redefine a bath setting with a transitional style that is simultaneously classic and contemporary. All fixtures are ENERGY STAR®-qualified and California Title 24 compliant. | BATH | Waseca | Wall / Bath Lighting | Burnt Sienna | 710 | Steel | Etched / White Inside Glass | L:4.25" W:4.25" H:5.75" |  |  | 4 Medium A19 9.3w |  | 4 | Yes | [14 empty] | 0 | [12 empty] | 109.98 | 219.96 | 329.94 | W:29 3/8'' H:8 1/4'' E:6 1/4'' | 7.44 |  |  | 29.375 | 8.25 | Cap Nuts |  |  |  |  | 6.25 |  | No |  | No | [21 empty] | DP:1'' W:8'' H:5'' OB UP:5 3/4'' OB DOWN:2 1/2'' Irregular |  |  |  | 6.5 | Black/White |  |  | Hardwired | 0 | 1 | 0 | 1 | 1 | 0 | 0 | 0 | 0 | 0 | 0 | 785652058646 | 30 | 7.25 | 11 | 11.33 | 1.385 |  | Yes | [9 empty] | cETL Damp | WASECA 4L SCONCE-710 | Four Light Wall / Bath |  | 4423004EN3-710.png | 4423004EN3.jpg
4424502-710 | Two Light Wall / Bath | The transitional styling of the Hanford lighting collection by Sea Gull Lighting is evident in its elegant symmetry articulated by long, sweeping arms. Tapered Etched glass shades produce a soft uplight and make Hanford complementary to a wide array of décor from traditional to contemporary. Offered in both Brushed Nickel and Burnt Sienna finishes, the collection includes five-, nine- and fifteen-light chandeliers, a three-light hall/foyer light, a one-light mini pendant, a three-light pendant, a three-light semi-flush mount which can convert into a pendant, and one-, two-, three- and four-light bath fixtures. Incandescent and ENERGY STAR-qualified LED lamping are available; all fixtures are California Title 24 compliant. | BATH | Hanford | Wall / Bath Lighting | Burnt Sienna | 710 | Steel | Satin Etched Glass | D:5.125" H:5.75" |  |  | 2 Medium A19 100w |  | 2 | No | [14 empty] | 0 | [12 empty] | 44.98 | 89.96 | 134.94 | W:14 9/16'' H:9 5/8'' E:6 1/2'' | 4.8 |  |  | 14.5625 | 9.625 | Cap Nuts |  |  |  |  | 6.5 |  | No |  | No | [21 empty] | DP:7/8'' W:6'' H:4 9/16'' OB UP:5 15/16'' OB DOWN:3 11/16'' Rectangular |  |  |  | 6.5 | Black/White |  |  | Hardwired | 0 | 1 | 0 | 0 | 1 | 0 | 0 | 1 | 0 | 0 | 0 | 785652110832 | 17 | 11.25 | 9.25 | 6.1 | 1.024 | 125 | Yes | 2 | 10785652110839 | 18.75 | 17.25 | 12.25 | 13.7 | 2.293 | Yes |  | cETL Damp | HANFORD 2L BATH-710 | Two Light Wall / Bath |  | 4424502-710.jpg | 4424502.jpg
4424502-962 | Two Light Wall / Bath | The transitional styling of the Hanford lighting collection by Sea Gull Lighting is evident in its elegant symmetry articulated by long, sweeping arms. Tapered Etched glass shades produce a soft uplight and make Hanford complementary to a wide array of décor from traditional to contemporary. Offered in both Brushed Nickel and Burnt Sienna finishes, the collection includes five-, nine- and fifteen-light chandeliers, a three-light hall/foyer light, a one-light mini pendant, a three-light pendant, a three-light semi-flush mount which can convert into a pendant, and one-, two-, three- and four-light bath fixtures. Incandescent and ENERGY STAR-qualified LED lamping are available; all fixtures are California Title 24 compliant. | BATH | Hanford | Wall / Bath Lighting | Brushed Nickel | 962 | Steel | Satin Etched Glass | D:5.125" H:5.75" |  |  | 2 Medium A19 100w |  | 2 | No | [14 empty] | 0 | [12 empty] | 44.98 | 89.96 | 134.94 | W:14 9/16'' H:9 5/8'' E:6 1/2'' | 4.8 |  |  | 14.5625 | 9.625 | Cap Nuts |  |  |  |  | 6.5 |  | No |  | No | [21 empty] | DP:7/8'' W:6'' H:4 9/16'' OB UP:5 15/16'' OB DOWN:3 11/16'' Rectangular |  |  |  | 6.5 | Black/White |  |  | Hardwired | 0 | 1 | 0 | 0 | 1 | 0 | 0 | 1 | 0 | 0 | 0 | 785652110863 | 16.75 | 11.25 | 9.25 | 6.1 | 1.009 | 125 | Yes | 2 | 10785652110860 | 18.75 | 17.25 | 12.25 | 13.8 | 2.293 | Yes |  | cETL Damp | HANFORD 2L BATH-962 | Two Light Wall / Bath |  | 4424502-962.jpg | 4424502.jpg
4424502EN3-710 | Two Light Wall / Bath | The transitional styling of the Hanford lighting collection by Sea Gull Lighting is evident in its elegant symmetry articulated by long, sweeping arms. Tapered Etched glass shades produce a soft uplight and make Hanford complementary to a wide array of décor from traditional to contemporary. Offered in both Brushed Nickel and Burnt Sienna finishes, the collection includes five-, nine- and fifteen-light chandeliers, a three-light hall/foyer light, a one-light mini pendant, a three-light pendant, a three-light semi-flush mount which can convert into a pendant, and one-, two-, three- and four-light bath fixtures. Incandescent and ENERGY STAR-qualified LED lamping are available; all fixtures are California Title 24 compliant. | BATH | Hanford | Wall / Bath Lighting | Burnt Sienna | 710 | Steel | Satin Etched Glass | D:5.125" H:5.75" |  |  | 2 Medium A19 9.3w |  | 2 | Yes | [14 empty] | 0 | [12 empty] | 56.48 | 112.96 | 169.44 | W:14 9/16'' H:9 5/8'' E:6 1/2'' | 4.8 |  |  | 14.5625 | 9.625 | Cap Nuts |  |  |  |  | 6.5 |  | No |  | No | [21 empty] | DP:7/8'' W:6'' H:4 9/16'' OB UP:5 15/16'' OB DOWN:3 11/16'' Rectangular |  |  |  | 6.5 | Black/White |  |  | Hardwired | 0 | 1 | 0 | 1 | 1 | 0 | 0 | 0 | 0 | 0 | 0 | 785652045783 | 16.75 | 11.25 | 9.25 | 6.1 | 1.009 | 125 | Yes | 2 | 10785652045780 | 18.75 | 17.25 | 12.25 | 13.7 | 2.293 | Yes |  | cETL Damp | HANFORD 2L BATH-710 | Two Light Wall / Bath |  | 4424502EN3-710.jpg | 4424502.jpg
4424502EN3-962 | Two Light Wall / Bath | The transitional styling of the Hanford lighting collection by Sea Gull Lighting is evident in its elegant symmetry articulated by long, sweeping arms. Tapered Etched glass shades produce a soft uplight and make Hanford complementary to a wide array of décor from traditional to contemporary. Offered in both Brushed Nickel and Burnt Sienna finishes, the collection includes five-, nine- and fifteen-light chandeliers, a three-light hall/foyer light, a one-light mini pendant, a three-light pendant, a three-light semi-flush mount which can convert into a pendant, and one-, two-, three- and four-light bath fixtures. Incandescent and ENERGY STAR-qualified LED lamping are available; all fixtures are California Title 24 compliant. | BATH | Hanford | Wall / Bath Lighting | Brushed Nickel | 962 | Steel | Satin Etched Glass | D:5.125" H:5.75" |  |  | 2 Medium A19 9.3w |  | 2 | Yes | [14 empty] | 0 | [12 empty] | 56.48 | 112.96 | 169.44 | W:14 9/16'' H:9 5/8'' E:6 1/2'' | 4.8 |  |  | 14.5625 | 9.625 | Cap Nuts |  |  |  |  | 6.5 |  | No |  | No | [21 empty] | DP:7/8'' W:6'' H:4 9/16'' OB UP:5 15/16'' OB DOWN:3 11/16'' Rectangular |  |  |  | 6.5 | Black/White |  |  | Hardwired | 0 | 1 | 0 | 1 | 1 | 0 | 0 | 0 | 0 | 0 | 0 | 785652045790 | 16.75 | 11.25 | 9.25 | 6.1 | 1.009 | 125 | Yes | 2 | 10785652045797 | 18.75 | 17.25 | 12.25 | 13.8 | 2.293 | Yes |  | cETL Damp | HANFORD 2L BATH-962 | Two Light Wall / Bath |  | 4424502EN3-962.jpg | 4424502.jpg
4424503-710 | Three Light Wall / Bath | The transitional styling of the Hanford lighting collection by Sea Gull Lighting is evident in its elegant symmetry articulated by long, sweeping arms. Tapered Etched glass shades produce a soft uplight and make Hanford complementary to a wide array of décor from traditional to contemporary. Offered in both Brushed Nickel and Burnt Sienna finishes, the collection includes five-, nine- and fifteen-light chandeliers, a three-light hall/foyer light, a one-light mini pendant, a three-light pendant, a three-light semi-flush mount which can convert into a pendant, and one-, two-, three- and four-light bath fixtures. Incandescent and ENERGY STAR-qualified LED lamping are available; all fixtures are California Title 24 compliant. | BATH | Hanford | Wall / Bath Lighting | Burnt Sienna | 710 | Steel | Satin Etched Glass | D:5.125" H:5.75" |  |  | 3 Medium A19 100w |  | 3 | No | [14 empty] | 0 | [12 empty] | 62.98 | 125.96 | 188.94 | W:23 15/16'' H:10 1/2'' E:6 1/2'' | 7.4 |  |  | 23.9375 | 10.5 | Cap Nuts |  |  |  |  | 6.5 |  | No |  | No | [21 empty] | DP:7/8'' W:6'' H:4 9/16'' OB UP:5 7/8'' OB DOWN:4 5/8'' Rectangular |  |  |  | 6.5 | Black/White |  |  | Hardwired | 0 | 1 | 0 | 0 | 1 | 0 | 0 | 1 | 0 | 0 | 0 | 785652110894 | 24.5 | 11.25 | 10.5 | 9.2 | 1.675 | 175 | Yes | [9 empty] | cETL Damp | HANFORD 3L BATH-710 | Three Light Wall / Bath |  | 4424503-710.jpg | 4424503.jpg
4424503-962 | Three Light Wall / Bath | The transitional styling of the Hanford lighting collection by Sea Gull Lighting is evident in its elegant symmetry articulated by long, sweeping arms. Tapered Etched glass shades produce a soft uplight and make Hanford complementary to a wide array of décor from traditional to contemporary. Offered in both Brushed Nickel and Burnt Sienna finishes, the collection includes five-, nine- and fifteen-light chandeliers, a three-light hall/foyer light, a one-light mini pendant, a three-light pendant, a three-light semi-flush mount which can convert into a pendant, and one-, two-, three- and four-light bath fixtures. Incandescent and ENERGY STAR-qualified LED lamping are available; all fixtures are California Title 24 compliant. | BATH | Hanford | Wall / Bath Lighting | Brushed Nickel | 962 | Steel | Satin Etched Glass | D:5.125" H:5.75" |  |  | 3 Medium A19 100w |  | 3 | No | [14 empty] | 0 | [12 empty] | 62.98 | 125.96 | 188.94 | W:23 15/16'' H:10 1/2'' E:6 1/2'' | 7.4 |  |  | 23.9375 | 10.5 | Cap Nuts |  |  |  |  | 6.5 |  | No |  | No | [21 empty] | DP:7/8'' W:6'' H:4 9/16'' OB UP:5 7/8'' OB DOWN:4 5/8'' Rectangular |  |  |  | 6.5 | Black/White |  |  | Hardwired | 0 | 1 | 0 | 0 | 1 | 0 | 0 | 1 | 0 | 0 | 0 | 785652110948 | 24 | 11.25 | 10.5 | 9.4 | 1.641 | 175 | Yes | [9 empty] | cETL Damp | HANFORD 3L BATH-962 | Three Light Wall / Bath |  | 4424503-962.jpg | 4424503.jpg
4424503EN3-710 | Three Light Wall / Bath | The transitional styling of the Hanford lighting collection by Sea Gull Lighting is evident in its elegant symmetry articulated by long, sweeping arms. Tapered Etched glass shades produce a soft uplight and make Hanford complementary to a wide array of décor from traditional to contemporary. Offered in both Brushed Nickel and Burnt Sienna finishes, the collection includes five-, nine- and fifteen-light chandeliers, a three-light hall/foyer light, a one-light mini pendant, a three-light pendant, a three-light semi-flush mount which can convert into a pendant, and one-, two-, three- and four-light bath fixtures. Incandescent and ENERGY STAR-qualified LED lamping are available; all fixtures are California Title 24 compliant. | BATH | Hanford | Wall / Bath Lighting | Burnt Sienna | 710 | Steel | Satin Etched Glass | D:5.125" H:5.75" |  |  | 3 Medium A19 9.3w |  | 3 | Yes | [14 empty] | 0 | [12 empty] | 80.48 | 160.96 | 241.44 | W:23 15/16'' H:10 1/2'' E:6 1/2'' | 7.4 |  |  | 23.9375 | 10.5 | Cap Nuts |  |  |  |  | 6.5 |  | No |  | No | [21 empty] | DP:7/8'' W:6'' H:4 9/16'' OB UP:5 7/8'' OB DOWN:4 5/8'' Rectangular |  |  |  | 6.5 | Black/White |  |  | Hardwired | 0 | 1 | 0 | 1 | 1 | 0 | 0 | 0 | 0 | 0 | 0 | 785652045806 | 24.5 | 11.25 | 10.5 | 9.2 | 1.675 | 175 | Yes | [9 empty] | cETL Damp | HANFORD 3L BATH-710 | Three Light Wall / Bath |  | 4424503EN3-710.jpg | 4424503.jpg
4424503EN3-962 | Three Light Wall / Bath | The transitional styling of the Hanford lighting collection by Sea Gull Lighting is evident in its elegant symmetry articulated by long, sweeping arms. Tapered Etched glass shades produce a soft uplight and make Hanford complementary to a wide array of décor from traditional to contemporary. Offered in both Brushed Nickel and Burnt Sienna finishes, the collection includes five-, nine- and fifteen-light chandeliers, a three-light hall/foyer light, a one-light mini pendant, a three-light pendant, a three-light semi-flush mount which can convert into a pendant, and one-, two-, three- and four-light bath fixtures. Incandescent and ENERGY STAR-qualified LED lamping are available; all fixtures are California Title 24 compliant. | BATH | Hanford | Wall / Bath Lighting | Brushed Nickel | 962 | Steel | Satin Etched Glass | D:5.125" H:5.75" |  |  | 3 Medium A19 9.3w |  | 3 | Yes | [14 empty] | 0 | [12 empty] | 80.48 | 160.96 | 241.44 | W:23 15/16'' H:10 1/2'' E:6 1/2'' | 7.4 |  |  | 23.9375 | 10.5 | Cap Nuts |  |  |  |  | 6.5 |  | No |  | No | [21 empty] | DP:7/8'' W:6'' H:4 9/16'' OB UP:5 7/8'' OB DOWN:4 5/8'' Rectangular |  |  |  | 6.5 | Black/White |  |  | Hardwired | 0 | 1 | 0 | 1 | 1 | 0 | 0 | 0 | 0 | 0 | 0 | 785652045813 | 24 | 11.25 | 10.5 | 9.4 | 1.641 | 175 | Yes | [9 empty] | cETL Damp | HANFORD 3L BATH-962 | Three Light Wall / Bath |  | 4424503EN3-962.jpg | 4424503.jpg
4424504-710 | Four Light Wall/ Bath | The transitional styling of the Hanford lighting collection by Sea Gull Lighting is evident in its elegant symmetry articulated by long, sweeping arms. Tapered Etched glass shades produce a soft uplight and make Hanford complementary to a wide array of décor from traditional to contemporary. Offered in both Brushed Nickel and Burnt Sienna finishes, the collection includes five-, nine- and fifteen-light chandeliers, a three-light hall/foyer light, a one-light mini pendant, a three-light pendant, a three-light semi-flush mount which can convert into a pendant, and one-, two-, three- and four-light bath fixtures. Incandescent and ENERGY STAR-qualified LED lamping are available; all fixtures are California Title 24 compliant. | BATH | Hanford | Wall / Bath Lighting | Burnt Sienna | 710 | Steel | Satin Etched Glass | D:5.125" H:5.75" |  |  | 4 Medium A19 100w |  | 4 | No | [14 empty] | 0 | [12 empty] | 83.48 | 166.96 | 250.44 | W:33 1/2'' H:11 1/4'' E:6 1/2'' | 9.8 |  |  | 33.5 | 11.25 | Cap Nuts |  |  |  |  | 6.5 |  | No |  | No | [21 empty] | DP:7/8'' W:6'' H:4 9/16'' OB UP:6'' OB DOWN:5 1/4'' Rectangular |  |  |  | 6.5 | Black/White |  |  | Hardwired | 0 | 1 | 0 | 0 | 1 | 0 | 0 | 1 | 0 | 0 | 0 | 785652110962 | 34 | 11 | 10.5 | 12.4 | 2.273 | 175 | Yes | [9 empty] | cETL Damp | HANFORD 4L BATH-710 | Four Light Wall/ Bath |  | 4424504-710.jpg | 4424504.jpg
4424504-962 | Four Light Wall/ Bath | The transitional styling of the Hanford lighting collection by Sea Gull Lighting is evident in its elegant symmetry articulated by long, sweeping arms. Tapered Etched glass shades produce a soft uplight and make Hanford complementary to a wide array of décor from traditional to contemporary. Offered in both Brushed Nickel and Burnt Sienna finishes, the collection includes five-, nine- and fifteen-light chandeliers, a three-light hall/foyer light, a one-light mini pendant, a three-light pendant, a three-light semi-flush mount which can convert into a pendant, and one-, two-, three- and four-light bath fixtures. Incandescent and ENERGY STAR-qualified LED lamping are available; all fixtures are California Title 24 compliant. | BATH | Hanford | Wall / Bath Lighting | Brushed Nickel | 962 | Steel | Satin Etched Glass | D:5.125" H:5.75" |  |  | 4 Medium A19 100w |  | 4 | No | [14 empty] | 0 | [12 empty] | 83.48 | 166.96 | 250.44 | W:33 1/2'' H:11 1/4'' E:6 1/2'' | 9.8 |  |  | 33.5 | 11.25 | Cap Nuts |  |  |  |  | 6.5 |  | No |  | No | [21 empty] | DP:7/8'' W:6'' H:4 9/16'' OB UP:6'' OB DOWN:5 1/4'' Rectangular |  |  |  | 6.5 | Black/White |  |  | Hardwired | 0 | 1 | 0 | 0 | 1 | 0 | 0 | 1 | 0 | 0 | 0 | 785652110979 | 34.5 | 11 | 10.25 | 12.3 | 2.251 | 175 | Yes | [9 empty] | cETL Damp | HANFORD 4L BATH-962 | Four Light Wall/ Bath |  | 4424504-962.jpg | 4424504.jpg
4424504EN3-710 | Four Light Wall / Bath | The transitional styling of the Hanford lighting collection by Sea Gull Lighting is evident in its elegant symmetry articulated by long, sweeping arms. Tapered Etched glass shades produce a soft uplight and make Hanford complementary to a wide array of décor from traditional to contemporary. Offered in both Brushed Nickel and Burnt Sienna finishes, the collection includes five-, nine- and fifteen-light chandeliers, a three-light hall/foyer light, a one-light mini pendant, a three-light pendant, a three-light semi-flush mount which can convert into a pendant, and one-, two-, three- and four-light bath fixtures. Incandescent and ENERGY STAR-qualified LED lamping are available; all fixtures are California Title 24 compliant. | BATH | Hanford | Wall / Bath Lighting | Burnt Sienna | 710 | Steel | Satin Etched Glass | D:5.125" H:5.75" |  |  | 4 Medium A19 9.3w |  | 4 | Yes | [14 empty] | 0 | [12 empty] | 106.48 | 212.96 | 319.44 | W:33 1/2'' H:11 1/4'' E:6 1/2'' | 9.8 |  |  | 33.5 | 11.25 | Cap Nuts |  |  |  |  | 6.5 |  | No |  | No | [21 empty] | DP:7/8'' W:6'' H:4 9/16'' OB UP:6'' OB DOWN:5 1/4'' Rectangular |  |  |  | 6.5 | Black/White |  |  | Hardwired | 0 | 1 | 0 | 1 | 1 | 0 | 0 | 0 | 0 | 0 | 0 | 785652045844 | 34 | 11 | 10.5 | 12.4 | 2.273 | 175 | Yes | [9 empty] | cETL Damp | HANFORD 4L BATH-710 | Four Light Wall / Bath |  | 4424504EN3-710.jpg | 4424504.jpg
4424504EN3-962 | Four Light Wall / Bath | The transitional styling of the Hanford lighting collection by Sea Gull Lighting is evident in its elegant symmetry articulated by long, sweeping arms. Tapered Etched glass shades produce a soft uplight and make Hanford complementary to a wide array of décor from traditional to contemporary. Offered in both Brushed Nickel and Burnt Sienna finishes, the collection includes five-, nine- and fifteen-light chandeliers, a three-light hall/foyer light, a one-light mini pendant, a three-light pendant, a three-light semi-flush mount which can convert into a pendant, and one-, two-, three- and four-light bath fixtures. Incandescent and ENERGY STAR-qualified LED lamping are available; all fixtures are California Title 24 compliant. | BATH | Hanford | Wall / Bath Lighting | Brushed Nickel | 962 | Steel | Satin Etched Glass | D:5.125" H:5.75" |  |  | 4 Medium A19 9.3w |  | 4 | Yes | [14 empty] | 0 | [12 empty] | 106.48 | 212.96 | 319.44 | W:33 1/2'' H:11 1/4'' E:6 1/2'' | 9.8 |  |  | 33.5 | 11.25 | Cap Nuts |  |  |  |  | 6.5 |  | No |  | No | [21 empty] | DP:7/8'' W:6'' H:4 9/16'' OB UP:6'' OB DOWN:5 1/4'' Rectangular |  |  |  | 6.5 | Black/White |  |  | Hardwired | 0 | 1 | 0 | 1 | 1 | 0 | 0 | 0 | 0 | 0 | 0 | 785652045851 | 34.5 | 11 | 10.25 | 12.3 | 2.251 | 175 | Yes | [9 empty] | cETL Damp | HANFORD 4L BATH-962 | Four Light Wall / Bath |  | 4424504EN3-962.jpg | 4424504.jpg
4424602-05 | Two Light Wall / Bath | The silhouette of the modern Alturas lighting collection by Sea Gull Lighting features an interlocking, spherical steel frame, which harkens back to the Unisphere constructed for the 1964 New York World's Fair. The minimalist Alturas Collection draws the eye to the soft, warm glow of the light emitted from the cylindrical Satin Etched glass shades. The full assortment includes three-, five- and nine-light chandeliers, a one-light mini pendant, a three-light pendant, a two-light semi flush which is convertible into a pendant, and one-, two-, three- and four-light bath fixtures. All fixtures are offered in Brushed Oil Rubbed Bronze, Brushed Nickel and Satin Bronze finishes, the bath fixtures are also offered in Chrome finish. Incandescent and ENERGY STAR-qualified LED lamping are available; all fixtures are California Title 24 compliant. | BATH | Alturas | Wall / Bath Lighting | Chrome | 5 | Steel | Etched / White Inside Glass | D:3.5" H:6.125" |  |  | 2 Medium A19 100w |  | 2 | No | [14 empty] | 0 | [12 empty] | 57.48 | 114.96 | 172.44 | W:13 9/16'' H:9 1/16'' E:6 9/16'' | 2.8 |  |  | 13.5625 | 9.0625 | Cap Nuts |  |  |  |  | 6.5625 |  | No |  | No | [21 empty] | DP:1'' W:4 3/8'' H:6'' OB UP:6 1/8'' OB DOWN:3'' Rectangular |  |  |  | 6.5 | Black/White |  |  | Hardwired | 0 | 1 | 0 | 0 | 1 | 0 | 0 | 1 | 0 | 0 | 0 | 785652000577 | 15.75 | 10.75 | 8.5 | 3.7 | 0.833 | 175 | Yes | [9 empty] | cETL Damp | ALTURAS 2L BATH-05 | Two Light Wall / Bath |  | 4424602-05.jpg | 4424602.jpg
4424602-778 | Two Light Wall / Bath | The silhouette of the modern Alturas lighting collection by Sea Gull Lighting features an interlocking, spherical steel frame, which harkens back to the Unisphere constructed for the 1964 New York World's Fair. The minimalist Alturas Collection draws the eye to the soft, warm glow of the light emitted from the cylindrical Satin Etched glass shades. The full assortment includes three-, five- and nine-light chandeliers, a one-light mini pendant, a three-light pendant, a two-light semi flush which is convertible into a pendant, and one-, two-, three- and four-light bath fixtures. All fixtures are offered in Brushed Oil Rubbed Bronze, Brushed Nickel and Satin Bronze finishes, the bath fixtures are also offered in Chrome finish. Incandescent and ENERGY STAR-qualified LED lamping are available; all fixtures are California Title 24 compliant. | BATH | Alturas | Wall / Bath Lighting | Brushed Oil Rubbed Bronze | 778 | Steel | Etched / White Inside Glass | D:3.5" H:6.125" |  |  | 2 Medium A19 100w |  | 2 | No | [14 empty] | 0 | [12 empty] | 57.48 | 114.96 | 172.44 | W:13 9/16'' H:9 1/16'' E:6 9/16'' | 2.8 |  |  | 13.5625 | 9.0625 | Cap Nuts |  |  |  |  | 6.5625 |  | No |  | No | [21 empty] | DP:1'' W:4 3/8'' H:6'' OB UP:6 1/8'' OB DOWN:3'' Rectangular |  |  |  | 6.5 | Black/White |  |  | Hardwired | 0 | 1 | 0 | 0 | 1 | 0 | 0 | 1 | 0 | 0 | 0 | 785652067181 | 15.625 | 10.75 | 8.25 | 3.8 | 0.802 | 175 | Yes | [9 empty] | cETL Damp | ALTURAS 2L BATH-778 | Two Light Wall / Bath |  | 4424602-778.png | 4424602.jpg
4424602-848 | Two Light Wall / Bath | The silhouette of the modern Alturas lighting collection by Sea Gull Lighting features an interlocking, spherical steel frame, which harkens back to the Unisphere constructed for the 1964 New York World's Fair. The minimalist Alturas Collection draws the eye to the soft, warm glow of the light emitted from the cylindrical Satin Etched glass shades. The full assortment includes three-, five- and nine-light chandeliers, a one-light mini pendant, a three-light pendant, a two-light semi flush which is convertible into a pendant, and one-, two-, three- and four-light bath fixtures. All fixtures are offered in Brushed Oil Rubbed Bronze, Brushed Nickel and Satin Bronze finishes, the bath fixtures are also offered in Chrome finish. Incandescent and ENERGY STAR-qualified LED lamping are available; all fixtures are California Title 24 compliant. | BATH | Alturas | Wall / Bath Lighting | Satin Bronze | 848 | Steel | Etched / White Inside Glass | D:3.5" H:6.125" |  |  | 2 Medium A19 100w |  | 2 | No | [14 empty] | 0 | [12 empty] | 57.48 | 114.96 | 172.44 | W:13 9/16'' H:9 1/16'' E:6 9/16'' | 2.8 |  |  | 13.5625 | 9.0625 | Cap Nuts |  |  |  |  | 6.5625 |  | No |  | No | [21 empty] | DP:1'' W:4 3/8'' H:6'' OB UP:6 1/8'' OB DOWN:3'' Rectangular |  |  |  | 6.5 | Black/White |  |  | Hardwired | 0 | 1 | 0 | 0 | 1 | 0 | 0 | 1 | 0 | 0 | 0 | 785652000584 | 15.25 | 8.18 | 10.5 | 3.6 | 0.758 | 175 | Yes | [9 empty] | cETL Damp | ALTURAS 2L BATH-848 | Two Light Wall / Bath |  | 4424602-848.jpg | 4424602.jpg
4424602-962 | Two Light Wall / Bath | The silhouette of the modern Alturas lighting collection by Sea Gull Lighting features an interlocking, spherical steel frame, which harkens back to the Unisphere constructed for the 1964 New York World's Fair. The minimalist Alturas Collection draws the eye to the soft, warm glow of the light emitted from the cylindrical Satin Etched glass shades. The full assortment includes three-, five- and nine-light chandeliers, a one-light mini pendant, a three-light pendant, a two-light semi flush which is convertible into a pendant, and one-, two-, three- and four-light bath fixtures. All fixtures are offered in Brushed Oil Rubbed Bronze, Brushed Nickel and Satin Bronze finishes, the bath fixtures are also offered in Chrome finish. Incandescent and ENERGY STAR-qualified LED lamping are available; all fixtures are California Title 24 compliant. | BATH | Alturas | Wall / Bath Lighting | Brushed Nickel | 962 | Steel | Etched / White Inside Glass | D:3.5" H:6.125" |  |  | 2 Medium A19 100w |  | 2 | No | [14 empty] | 0 | [12 empty] | 61.98 | 123.96 | 185.94 | W:13 9/16'' H:9 1/16'' E:6 9/16'' | 2.8 |  |  | 13.5625 | 9.0625 | Cap Nuts |  |  |  |  | 6.5625 |  | No |  | No | [21 empty] | DP:1'' W:4 3/8'' H:6'' OB UP:6 1/8'' OB DOWN:3'' Rectangular |  |  |  | 6.5 | Black/White |  |  | Hardwired | 0 | 1 | 0 | 0 | 1 | 0 | 0 | 1 | 0 | 0 | 0 | 785652108938 | 15.75 | 8 | 10.75 | 3.7 | 0.784 | 175 | Yes | [9 empty] | cETL Damp | ALTURAS 2L BATH-962 | Two Light Wall / Bath |  | 4424602-962.jpg | 4424602.jpg
4424602EN3-05 | Two Light Wall / Bath | The silhouette of the modern Alturas lighting collection by Sea Gull Lighting features an interlocking, spherical steel frame, which harkens back to the Unisphere constructed for the 1964 New York World's Fair. The minimalist Alturas Collection draws the eye to the soft, warm glow of the light emitted from the cylindrical Satin Etched glass shades. The full assortment includes three-, five- and nine-light chandeliers, a one-light mini pendant, a three-light pendant, a two-light semi flush which is convertible into a pendant, and one-, two-, three- and four-light bath fixtures. All fixtures are offered in Brushed Oil Rubbed Bronze, Brushed Nickel and Satin Bronze finishes, the bath fixtures are also offered in Chrome finish. Incandescent and ENERGY STAR-qualified LED lamping are available; all fixtures are California Title 24 compliant. | BATH | Alturas | Wall / Bath Lighting | Chrome | 5 | Steel | Etched / White Inside Glass | D:3.5" H:6.125" |  |  | 2 Medium A19 9.3w |  | 2 | Yes | [14 empty] | 0 | [12 empty] | 69.98 | 139.96 | 209.94 | W:13 9/16'' H:9 1/16'' E:6 9/16'' | 2.8 |  |  | 13.5625 | 9.0625 | Cap Nuts |  |  |  |  | 6.5625 |  | No |  | No | [21 empty] | DP:1'' W:4 3/8'' H:6'' OB UP:6 1/8'' OB DOWN:3'' Rectangular |  |  |  | 6.5 | Black/White |  |  | Hardwired | 0 | 1 | 0 | 1 | 1 | 0 | 0 | 0 | 0 | 0 | 0 | 785652044304 | 15.75 | 10.75 | 8.5 | 3.7 | 0.833 | 175 | Yes | [9 empty] | cETL Damp | ALTURAS 2L BATH-05 | Two Light Wall / Bath |  | 4424602EN3-05.jpg | 4424602.jpg
4424602EN3-778 | Two Light Wall / Bath | The silhouette of the modern Alturas lighting collection by Sea Gull Lighting features an interlocking, spherical steel frame, which harkens back to the Unisphere constructed for the 1964 New York World's Fair. The minimalist Alturas Collection draws the eye to the soft, warm glow of the light emitted from the cylindrical Satin Etched glass shades. The full assortment includes three-, five- and nine-light chandeliers, a one-light mini pendant, a three-light pendant, a two-light semi flush which is convertible into a pendant, and one-, two-, three- and four-light bath fixtures. All fixtures are offered in Brushed Oil Rubbed Bronze, Brushed Nickel and Satin Bronze finishes, the bath fixtures are also offered in Chrome finish. Incandescent and ENERGY STAR-qualified LED lamping are available; all fixtures are California Title 24 compliant. | BATH | Alturas | Wall / Bath Lighting | Brushed Oil Rubbed Bronze | 778 | Steel | Etched / White Inside Glass | D:3.5" H:6.125" |  |  | 2 Medium A19 9.3w |  | 2 | Yes | [14 empty] | 0 | [12 empty] | 69.98 | 139.96 | 209.94 | W:13 9/16'' H:9 1/16'' E:6 9/16'' | 2.8 |  |  | 13.5625 | 9.0625 | Cap Nuts |  |  |  |  | 6.5625 |  | No |  | No | [21 empty] | DP:1'' W:4 3/8'' H:6'' OB UP:6 1/8'' OB DOWN:3'' Rectangular |  |  |  | 6.5 | Black/White |  |  | Hardwired | 0 | 1 | 0 | 1 | 1 | 0 | 0 | 0 | 0 | 0 | 0 | 785652068089 | 15.625 | 10.75 | 8.25 | 3.8 | 0.802 | 175 | Yes | [9 empty] | cETL Damp | ALTURAS 2L LED BATH-778 | Two Light Wall / Bath |  | 4424602EN3-778.png | 4424602.jpg
4424602EN3-848 | Two Light Wall / Bath | The silhouette of the modern Alturas lighting collection by Sea Gull Lighting features an interlocking, spherical steel frame, which harkens back to the Unisphere constructed for the 1964 New York World's Fair. The minimalist Alturas Collection draws the eye to the soft, warm glow of the light emitted from the cylindrical Satin Etched glass shades. The full assortment includes three-, five- and nine-light chandeliers, a one-light mini pendant, a three-light pendant, a two-light semi flush which is convertible into a pendant, and one-, two-, three- and four-light bath fixtures. All fixtures are offered in Brushed Oil Rubbed Bronze, Brushed Nickel and Satin Bronze finishes, the bath fixtures are also offered in Chrome finish. Incandescent and ENERGY STAR-qualified LED lamping are available; all fixtures are California Title 24 compliant. | BATH | Alturas | Wall / Bath Lighting | Satin Bronze | 848 | Steel | Etched / White Inside Glass | D:3.5" H:6.125" |  |  | 2 Medium A19 9.3w |  | 2 | Yes | [14 empty] | 0 | [12 empty] | 69.98 | 139.96 | 209.94 | W:13 9/16'' H:9 1/16'' E:6 9/16'' | 2.8 |  |  | 13.5625 | 9.0625 | Cap Nuts |  |  |  |  | 6.5625 |  | No |  | No | [21 empty] | DP:1'' W:4 3/8'' H:6'' OB UP:6 1/8'' OB DOWN:3'' Rectangular |  |  |  | 6.5 | Black/White |  |  | Hardwired | 0 | 1 | 0 | 1 | 1 | 0 | 0 | 0 | 0 | 0 | 0 | 785652044311 | 15.25 | 8.18 | 10.5 | 3.6 | 0.758 | 175 | Yes | [9 empty] | cETL Damp | ALTURAS 2L BATH-848 | Two Light Wall / Bath |  | 4424602EN3-848.jpg | 4424602.jpg
4424602EN3-962 | Two Light Wall / Bath | The silhouette of the modern Alturas lighting collection by Sea Gull Lighting features an interlocking, spherical steel frame, which harkens back to the Unisphere constructed for the 1964 New York World's Fair. The minimalist Alturas Collection draws the eye to the soft, warm glow of the light emitted from the cylindrical Satin Etched glass shades. The full assortment includes three-, five- and nine-light chandeliers, a one-light mini pendant, a three-light pendant, a two-light semi flush which is convertible into a pendant, and one-, two-, three- and four-light bath fixtures. All fixtures are offered in Brushed Oil Rubbed Bronze, Brushed Nickel and Satin Bronze finishes, the bath fixtures are also offered in Chrome finish. Incandescent and ENERGY STAR-qualified LED lamping are available; all fixtures are California Title 24 compliant. | BATH | Alturas | Wall / Bath Lighting | Brushed Nickel | 962 | Steel | Etched / White Inside Glass | D:3.5" H:6.125" |  |  | 2 Medium A19 9.3w |  | 2 | Yes | [14 empty] | 0 | [12 empty] | 70.48 | 140.96 | 211.44 | W:13 9/16'' H:9 1/16'' E:6 9/16'' | 2.8 |  |  | 13.5625 | 9.0625 | Cap Nuts |  |  |  |  | 6.5625 |  | No |  | No | [21 empty] | DP:1'' W:4 3/8'' H:6'' OB UP:6 1/8'' OB DOWN:3'' Rectangular |  |  |  | 6.5 | Black/White |  |  | Hardwired | 0 | 1 | 0 | 1 | 1 | 0 | 0 | 0 | 0 | 0 | 0 | 785652044328 | 15.25 | 8.18 | 10.5 | 3.6 | 0.758 | 175 | Yes | [9 empty] | cETL Damp | ALTURAS 2L BATH-962 | Two Light Wall / Bath |  | 4424602EN3-962.jpg | 4424602.jpg
4424603-05 | Three Light Wall / Bath | The silhouette of the modern Alturas lighting collection by Sea Gull Lighting features an interlocking, spherical steel frame, which harkens back to the Unisphere constructed for the 1964 New York World's Fair. The minimalist Alturas Collection draws the eye to the soft, warm glow of the light emitted from the cylindrical Satin Etched glass shades. The full assortment includes three-, five- and nine-light chandeliers, a one-light mini pendant, a three-light pendant, a two-light semi flush which is convertible into a pendant, and one-, two-, three- and four-light bath fixtures. All fixtures are offered in Brushed Oil Rubbed Bronze, Brushed Nickel and Satin Bronze finishes, the bath fixtures are also offered in Chrome finish. Incandescent and ENERGY STAR-qualified LED lamping are available; all fixtures are California Title 24 compliant. | BATH | Alturas | Wall / Bath Lighting | Chrome | 5 | Steel | Etched / White Inside Glass | D:3.5" H:6.125" |  |  | 3 Medium A19 100w |  | 3 | No | [14 empty] | 0 | [12 empty] | 81.48 | 162.96 | 244.44 | W:22'' H:9 1/8'' E:7 1/2'' | 4.1 |  |  | 22 | 9.125 | Cap Nuts |  |  |  |  | 7.5 |  | No |  | No | [21 empty] | DP:1'' W:4 3/8'' H:6'' OB UP:6 1/8'' OB DOWN:3'' Rectangular |  |  |  | 6.5 | Black/White |  |  | Hardwired | 0 | 1 | 0 | 0 | 1 | 0 | 0 | 1 | 0 | 0 | 0 | 785652000591 | 24 | 10.5 | 9.25 | 5.2 | 1.349 | 250 | Yes | [9 empty] | cETL Damp | ALTURAS 3L BATH-05 | Three Light Wall / Bath |  | 4424603-05.jpg | 4424603.jpg
4424603-778 | Three Light Wall / Bath | The silhouette of the modern Alturas lighting collection by Sea Gull Lighting features an interlocking, spherical steel frame, which harkens back to the Unisphere constructed for the 1964 New York World's Fair. The minimalist Alturas Collection draws the eye to the soft, warm glow of the light emitted from the cylindrical Satin Etched glass shades. The full assortment includes three-, five- and nine-light chandeliers, a one-light mini pendant, a three-light pendant, a two-light semi flush which is convertible into a pendant, and one-, two-, three- and four-light bath fixtures. All fixtures are offered in Brushed Oil Rubbed Bronze, Brushed Nickel and Satin Bronze finishes, the bath fixtures are also offered in Chrome finish. Incandescent and ENERGY STAR-qualified LED lamping are available; all fixtures are California Title 24 compliant. | BATH | Alturas | Wall / Bath Lighting | Brushed Oil Rubbed Bronze | 778 | Steel | Etched / White Inside Glass | D:3.5" H:6.125" |  |  | 3 Medium A19 100w |  | 3 | No | [14 empty] | 0 | [12 empty] | 81.48 | 162.96 | 244.44 | W:22'' H:9 1/8'' E:7 1/2'' | 4.1 |  |  | 22 | 9.125 | Cap Nuts |  |  |  |  | 7.5 |  | No |  | No | [21 empty] | DP:1'' W:4 3/8'' H:6'' OB UP:6 1/8'' OB DOWN:3'' Rectangular |  |  |  | 6.5 | Black/White |  |  | Hardwired | 0 | 1 | 0 | 0 | 1 | 0 | 0 | 1 | 0 | 0 | 0 | 785652067198 | 24.5 | 10.75 | 9 | 5.5 | 1.372 | 175 | Yes | [9 empty] | cETL Damp | ALTURAS 3L BATH-778 | Three Light Wall / Bath |  | 4424603-778.png | 4424603.jpg
4424603-848 | Three Light Wall / Bath | The silhouette of the modern Alturas lighting collection by Sea Gull Lighting features an interlocking, spherical steel frame, which harkens back to the Unisphere constructed for the 1964 New York World's Fair. The minimalist Alturas Collection draws the eye to the soft, warm glow of the light emitted from the cylindrical Satin Etched glass shades. The full assortment includes three-, five- and nine-light chandeliers, a one-light mini pendant, a three-light pendant, a two-light semi flush which is convertible into a pendant, and one-, two-, three- and four-light bath fixtures. All fixtures are offered in Brushed Oil Rubbed Bronze, Brushed Nickel and Satin Bronze finishes, the bath fixtures are also offered in Chrome finish. Incandescent and ENERGY STAR-qualified LED lamping are available; all fixtures are California Title 24 compliant. | BATH | Alturas | Wall / Bath Lighting | Satin Bronze | 848 | Steel | Etched / White Inside Glass | D:3.5" H:6.125" |  |  | 3 Medium A19 100w |  | 3 | No | [14 empty] | 0 | [12 empty] | 81.48 | 162.96 | 244.44 | W:22'' H:9 1/8'' E:7 1/2'' | 4.1 |  |  | 22 | 9.125 | Cap Nuts |  |  |  |  | 7.5 |  | No |  | No | [21 empty] | DP:1'' W:4 3/8'' H:6'' OB UP:6 1/8'' OB DOWN:3'' Rectangular |  |  |  | 6.5 | Black/White |  |  | Hardwired | 0 | 1 | 0 | 0 | 1 | 0 | 0 | 1 | 0 | 0 | 0 | 785652000607 | 23.25 | 9.25 | 10.75 | 5.1 | 1.338 | 250 | Yes | [9 empty] | cETL Damp | ALTURAS 3L BATH-848 | Three Light Wall / Bath |  | 4424603-848.jpg | 4424603.jpg
4424603-962 | Three Light Wall / Bath | The silhouette of the modern Alturas lighting collection by Sea Gull Lighting features an interlocking, spherical steel frame, which harkens back to the Unisphere constructed for the 1964 New York World's Fair. The minimalist Alturas Collection draws the eye to the soft, warm glow of the light emitted from the cylindrical Satin Etched glass shades. The full assortment includes three-, five- and nine-light chandeliers, a one-light mini pendant, a three-light pendant, a two-light semi flush which is convertible into a pendant, and one-, two-, three- and four-light bath fixtures. All fixtures are offered in Brushed Oil Rubbed Bronze, Brushed Nickel and Satin Bronze finishes, the bath fixtures are also offered in Chrome finish. Incandescent and ENERGY STAR-qualified LED lamping are available; all fixtures are California Title 24 compliant. | BATH | Alturas | Wall / Bath Lighting | Brushed Nickel | 962 | Steel | Etched / White Inside Glass | D:3.5" H:6.125" |  |  | 3 Medium A19 100w |  | 3 | No | [14 empty] | 0 | [12 empty] | 87.48 | 174.96 | 262.44 | W:22'' H:9 1/8'' E:7 1/2'' | 4.1 |  |  | 22 | 9.125 | Cap Nuts |  |  |  |  | 7.5 |  | No |  | No | [21 empty] | DP:1'' W:4 3/8'' H:6'' OB UP:6 1/8'' OB DOWN:3'' Rectangular |  |  |  | 6.5 | Black/White |  |  | Hardwired | 0 | 1 | 0 | 0 | 1 | 0 | 0 | 1 | 0 | 0 | 0 | 785652108945 | 24.5 | 9.25 | 10.75 | 5.5 | 1.41 | 250 | Yes | [9 empty] | cETL Damp | ALTURAS 3L BATH-962 | Three Light Wall / Bath |  | 4424603-962.jpg | 4424603.jpg
4424603EN3-05 | Three Light Wall / Bath | The silhouette of the modern Alturas lighting collection by Sea Gull Lighting features an interlocking, spherical steel frame, which harkens back to the Unisphere constructed for the 1964 New York World's Fair. The minimalist Alturas Collection draws the eye to the soft, warm glow of the light emitted from the cylindrical Satin Etched glass shades. The full assortment includes three-, five- and nine-light chandeliers, a one-light mini pendant, a three-light pendant, a two-light semi flush which is convertible into a pendant, and one-, two-, three- and four-light bath fixtures. All fixtures are offered in Brushed Oil Rubbed Bronze, Brushed Nickel and Satin Bronze finishes, the bath fixtures are also offered in Chrome finish. Incandescent and ENERGY STAR-qualified LED lamping are available; all fixtures are California Title 24 compliant. | BATH | Alturas | Wall / Bath Lighting | Chrome | 5 | Steel | Etched / White Inside Glass | D:3.5" H:6.125" |  |  | 3 Medium A19 9.3w |  | 3 | Yes | [14 empty] | 0 | [12 empty] | 99.98 | 199.96 | 299.94 | W:22'' H:9 1/8'' E:7 1/2'' | 4.1 |  |  | 22 | 9.125 | Cap Nuts |  |  |  |  | 7.5 |  | No |  | No | [21 empty] | DP:1'' W:4 3/8'' H:6'' OB UP:6 1/8'' OB DOWN:3'' Rectangular |  |  |  | 6.5 | Black/White |  |  | Hardwired | 0 | 1 | 0 | 1 | 1 | 0 | 0 | 0 | 0 | 0 | 0 | 785652044335 | 24 | 10.5 | 9.25 | 5.2 | 1.349 | 250 | Yes | [9 empty] | cETL Damp | ALTURAS 3L BATH-05 | Three Light Wall / Bath |  | 4424603EN3-05.jpg | 4424603.jpg
4424603EN3-778 | Three Light Wall / Bath | The silhouette of the modern Alturas lighting collection by Sea Gull Lighting features an interlocking, spherical steel frame, which harkens back to the Unisphere constructed for the 1964 New York World's Fair. The minimalist Alturas Collection draws the eye to the soft, warm glow of the light emitted from the cylindrical Satin Etched glass shades. The full assortment includes three-, five- and nine-light chandeliers, a one-light mini pendant, a three-light pendant, a two-light semi flush which is convertible into a pendant, and one-, two-, three- and four-light bath fixtures. All fixtures are offered in Brushed Oil Rubbed Bronze, Brushed Nickel and Satin Bronze finishes, the bath fixtures are also offered in Chrome finish. Incandescent and ENERGY STAR-qualified LED lamping are available; all fixtures are California Title 24 compliant. | BATH | Alturas | Wall / Bath Lighting | Brushed Oil Rubbed Bronze | 778 | Steel | Etched / White Inside Glass | D:3.5" H:6.125" |  |  | 3 Medium A19 9.3w |  | 3 | Yes | [14 empty] | 0 | [12 empty] | 99.98 | 199.96 | 299.94 | W:22'' H:9 1/8'' E:7 1/2'' | 4.1 |  |  | 22 | 9.125 | Cap Nuts |  |  |  |  | 7.5 |  | No |  | No | [21 empty] | DP:1'' W:4 3/8'' H:6'' OB UP:6 1/8'' OB DOWN:3'' Rectangular |  |  |  | 6.5 | Black/White |  |  | Hardwired | 0 | 1 | 0 | 1 | 1 | 0 | 0 | 0 | 0 | 0 | 0 | 785652068096 | 24.5 | 10.75 | 9 | 5.5 | 1.372 | 175 | Yes | [9 empty] | cETL Damp | ALTURAS 3L LED BATH-778 | Three Light Wall / Bath |  | 4424603EN3-778.png | 4424603.jpg
4424603EN3-848 | Three Light Wall / Bath | The silhouette of the modern Alturas lighting collection by Sea Gull Lighting features an interlocking, spherical steel frame, which harkens back to the Unisphere constructed for the 1964 New York World's Fair. The minimalist Alturas Collection draws the eye to the soft, warm glow of the light emitted from the cylindrical Satin Etched glass shades. The full assortment includes three-, five- and nine-light chandeliers, a one-light mini pendant, a three-light pendant, a two-light semi flush which is convertible into a pendant, and one-, two-, three- and four-light bath fixtures. All fixtures are offered in Brushed Oil Rubbed Bronze, Brushed Nickel and Satin Bronze finishes, the bath fixtures are also offered in Chrome finish. Incandescent and ENERGY STAR-qualified LED lamping are available; all fixtures are California Title 24 compliant. | BATH | Alturas | Wall / Bath Lighting | Satin Bronze | 848 | Steel | Etched / White Inside Glass | D:3.5" H:6.125" |  |  | 3 Medium A19 9.3w |  | 3 | Yes | [14 empty] | 0 | [12 empty] | 99.98 | 199.96 | 299.94 | W:22'' H:9 1/8'' E:7 1/2'' | 4.1 |  |  | 22 | 9.125 | Cap Nuts |  |  |  |  | 7.5 |  | No |  | No | [21 empty] | DP:1'' W:4 3/8'' H:6'' OB UP:6 1/8'' OB DOWN:3'' Rectangular |  |  |  | 6.5 | Black/White |  |  | Hardwired | 0 | 1 | 0 | 1 | 1 | 0 | 0 | 0 | 0 | 0 | 0 | 785652044342 | 23.25 | 9.25 | 10.75 | 5.1 | 1.338 | 250 | Yes | [9 empty] | cETL Damp | ALTURAS 3L BATH-848 | Three Light Wall / Bath |  | 4424603EN3-848.jpg | 4424603.jpg
4424603EN3-962 | Three Light Wall / Bath | The silhouette of the modern Alturas lighting collection by Sea Gull Lighting features an interlocking, spherical steel frame, which harkens back to the Unisphere constructed for the 1964 New York World's Fair. The minimalist Alturas Collection draws the eye to the soft, warm glow of the light emitted from the cylindrical Satin Etched glass shades. The full assortment includes three-, five- and nine-light chandeliers, a one-light mini pendant, a three-light pendant, a two-light semi flush which is convertible into a pendant, and one-, two-, three- and four-light bath fixtures. All fixtures are offered in Brushed Oil Rubbed Bronze, Brushed Nickel and Satin Bronze finishes, the bath fixtures are also offered in Chrome finish. Incandescent and ENERGY STAR-qualified LED lamping are available; all fixtures are California Title 24 compliant. | BATH | Alturas | Wall / Bath Lighting | Brushed Nickel | 962 | Steel | Etched / White Inside Glass | D:3.5" H:6.125" |  |  | 3 Medium A19 9.3w |  | 3 | Yes | [14 empty] | 0 | [12 empty] | 99.95 | 199.9 | 299.85 | W:22'' H:9 1/8'' E:7 1/2'' | 4.1 |  |  | 22 | 9.125 | Cap Nuts |  |  |  |  | 7.5 |  | No |  | No | [21 empty] | DP:1'' W:4 3/8'' H:6'' OB UP:6 1/8'' OB DOWN:3'' Rectangular |  |  |  | 6.5 | Black/White |  |  | Hardwired | 0 | 1 | 0 | 1 | 1 | 0 | 0 | 0 | 0 | 0 | 0 | 785652044359 | 24.5 | 9.25 | 10.75 | 5.5 | 1.41 | 250 | Yes | [9 empty] | cETL Damp | ALTURAS 3L BATH-962 | Three Light Wall / Bath |  | 4424603EN3-962.jpg | 4424603.jpg
4424604-05 | Four Light Wall / Bath | The silhouette of the modern Alturas lighting collection by Sea Gull Lighting features an interlocking, spherical steel frame, which harkens back to the Unisphere constructed for the 1964 New York World's Fair. The minimalist Alturas Collection draws the eye to the soft, warm glow of the light emitted from the cylindrical Satin Etched glass shades. The full assortment includes three-, five- and nine-light chandeliers, a one-light mini pendant, a three-light pendant, a two-light semi flush which is convertible into a pendant, and one-, two-, three- and four-light bath fixtures. All fixtures are offered in Brushed Oil Rubbed Bronze, Brushed Nickel and Satin Bronze finishes, the bath fixtures are also offered in Chrome finish. Incandescent and ENERGY STAR-qualified LED lamping are available; all fixtures are California Title 24 compliant. | BATH | Alturas | Wall / Bath Lighting | Chrome | 5 | Steel | Etched / White Inside Glass | D:3.5" H:6.125" |  |  | 4 Medium A19 100w |  | 4 | No | [14 empty] | 0 | [12 empty] | 105.48 | 210.96 | 316.44 | W:30 1/2'' H:9 1/8'' E:7 1/4'' | 7 |  |  | 30.5 | 9.125 | Cap Nuts |  |  |  |  | 7.25 |  | No |  | No | [21 empty] | DP:1'' W:4 3/8'' H:6'' OB UP:6 1/8'' OB DOWN:3'' Rectangular |  |  |  | 6.5 | Black/White |  |  | Hardwired | 0 | 1 | 0 | 0 | 1 | 0 | 0 | 1 | 0 | 0 | 0 | 785652000614 | 32 | 10.5 | 9.25 | 6.6 | 1.799 | 250 | Yes | [9 empty] | cETL Damp | ALTURAS 4L BATH-05 | Four Light Wall / Bath |  | 4424604-05.jpg | 4424604.jpg
4424604-778 | Four Light Wall / Bath | The silhouette of the modern Alturas lighting collection by Sea Gull Lighting features an interlocking, spherical steel frame, which harkens back to the Unisphere constructed for the 1964 New York World's Fair. The minimalist Alturas Collection draws the eye to the soft, warm glow of the light emitted from the cylindrical Satin Etched glass shades. The full assortment includes three-, five- and nine-light chandeliers, a one-light mini pendant, a three-light pendant, a two-light semi flush which is convertible into a pendant, and one-, two-, three- and four-light bath fixtures. All fixtures are offered in Brushed Oil Rubbed Bronze, Brushed Nickel and Satin Bronze finishes, the bath fixtures are also offered in Chrome finish. Incandescent and ENERGY STAR-qualified LED lamping are available; all fixtures are California Title 24 compliant. | BATH | Alturas | Wall / Bath Lighting | Brushed Oil Rubbed Bronze | 778 | Steel | Etched / White Inside Glass | D:3.5" H:6.125" |  |  | 4 Medium A19 100w |  | 4 | No | [14 empty] | 0 | [12 empty] | 105.48 | 210.96 | 316.44 | W:30 1/2'' H:9 1/8'' E:7 1/4'' | 5.3 |  |  | 30.5 | 9.125 | Cap Nuts |  |  |  |  | 7.25 |  | No |  | No | [21 empty] | DP:1'' W:4 3/8'' H:6'' OB UP:6 1/8'' OB DOWN:3'' Rectangular |  |  |  | 6.5 | Black/White |  |  | Hardwired | 0 | 1 | 0 | 0 | 1 | 0 | 0 | 1 | 0 | 0 | 0 | 785652067204 | 33.5 | 10.75 | 8.75 | 7.3 | 1.824 | 175 | Yes | [9 empty] | cETL Damp | ALTURAS 4L BATH-778 | Four Light Wall / Bath |  | 4424604-778.png | 4424604.jpg
4424604-848 | Four Light Wall / Bath | The silhouette of the modern Alturas lighting collection by Sea Gull Lighting features an interlocking, spherical steel frame, which harkens back to the Unisphere constructed for the 1964 New York World's Fair. The minimalist Alturas Collection draws the eye to the soft, warm glow of the light emitted from the cylindrical Satin Etched glass shades. The full assortment includes three-, five- and nine-light chandeliers, a one-light mini pendant, a three-light pendant, a two-light semi flush which is convertible into a pendant, and one-, two-, three- and four-light bath fixtures. All fixtures are offered in Brushed Oil Rubbed Bronze, Brushed Nickel and Satin Bronze finishes, the bath fixtures are also offered in Chrome finish. Incandescent and ENERGY STAR-qualified LED lamping are available; all fixtures are California Title 24 compliant. | BATH | Alturas | Wall / Bath Lighting | Satin Bronze | 848 | Steel | Etched / White Inside Glass | D:3.5" H:6.125" |  |  | 4 Medium A19 100w |  | 4 | No | [14 empty] | 0 | [12 empty] | 105.48 | 210.96 | 316.44 | W:30 1/2'' H:9 1/8'' E:7 1/4'' | 5.3 |  |  | 30.5 | 9.125 | Cap Nuts |  |  |  |  | 7.25 |  | No |  | No | [21 empty] | DP:1'' W:4 3/8'' H:6'' OB UP:6 1/8'' OB DOWN:3'' Rectangular |  |  |  | 6.5 | Black/White |  |  | Hardwired | 0 | 1 | 0 | 0 | 1 | 0 | 0 | 1 | 0 | 0 | 0 | 785652000621 | 32 | 9.25 | 10.5 | 6.6 | 1.799 | 250 | Yes | [9 empty] | cETL Damp | ALTURAS 4L BATH-848 | Four Light Wall / Bath |  | 4424604-848.jpg | 4424604.jpg
4424604-962 | Four Light Wall / Bath | The silhouette of the modern Alturas lighting collection by Sea Gull Lighting features an interlocking, spherical steel frame, which harkens back to the Unisphere constructed for the 1964 New York World's Fair. The minimalist Alturas Collection draws the eye to the soft, warm glow of the light emitted from the cylindrical Satin Etched glass shades. The full assortment includes three-, five- and nine-light chandeliers, a one-light mini pendant, a three-light pendant, a two-light semi flush which is convertible into a pendant, and one-, two-, three- and four-light bath fixtures. All fixtures are offered in Brushed Oil Rubbed Bronze, Brushed Nickel and Satin Bronze finishes, the bath fixtures are also offered in Chrome finish. Incandescent and ENERGY STAR-qualified LED lamping are available; all fixtures are California Title 24 compliant. | BATH | Alturas | Wall / Bath Lighting | Brushed Nickel | 962 | Steel | Etched / White Inside Glass | D:3.5" H:6.125" |  |  | 4 Medium A19 100w |  | 4 | No | [14 empty] | 0 | [12 empty] | 111.98 | 223.96 | 335.94 | W:30 1/2'' H:9 1/8'' E:7 1/4'' | 5.3 |  |  | 30.5 | 9.125 | Cap Nuts |  |  |  |  | 7.25 |  | No |  | No | [21 empty] | DP:1'' W:4 3/8'' H:6'' OB UP:6 1/8'' OB DOWN:3'' Rectangular |  |  |  | 6.5 | Black/White |  |  | Hardwired | 0 | 1 | 0 | 0 | 1 | 0 | 0 | 1 | 0 | 0 | 0 | 785652108952 | 33.5 | 9 | 11 | 7 | 1.919 | 250 | Yes | [9 empty] | cETL Damp | ALTURAS 4L BATH-962 | Four Light Wall / Bath |  | 4424604-962.jpg | 4424604.jpg
4424604EN3-05 | Four Light Wall / Bath | The silhouette of the modern Alturas lighting collection by Sea Gull Lighting features an interlocking, spherical steel frame, which harkens back to the Unisphere constructed for the 1964 New York World's Fair. The minimalist Alturas Collection draws the eye to the soft, warm glow of the light emitted from the cylindrical Satin Etched glass shades. The full assortment includes three-, five- and nine-light chandeliers, a one-light mini pendant, a three-light pendant, a two-light semi flush which is convertible into a pendant, and one-, two-, three- and four-light bath fixtures. All fixtures are offered in Brushed Oil Rubbed Bronze, Brushed Nickel and Satin Bronze finishes, the bath fixtures are also offered in Chrome finish. Incandescent and ENERGY STAR-qualified LED lamping are available; all fixtures are California Title 24 compliant. | BATH | Alturas | Wall / Bath Lighting | Chrome | 5 | Steel | Etched / White Inside Glass | D:3.5" H:6.125" |  |  | 4 Medium A19 9.3w |  | 4 | Yes | [14 empty] | 0 | [12 empty] | 124.95 | 249.9 | 374.85 | W:30 1/2'' H:9 1/8'' E:7 1/4'' | 5.3 |  |  | 30.5 | 9.125 | Cap Nuts |  |  |  |  | 7.25 |  | No |  | No | [21 empty] | DP:1'' W:4 3/8'' H:6'' OB UP:6 1/8'' OB DOWN:3'' Rectangular |  |  |  | 6.5 | Black/White |  |  | Hardwired | 0 | 1 | 0 | 1 | 1 | 0 | 0 | 0 | 0 | 0 | 0 | 785652044380 | 33.5 | 9 | 11 | 7 | 1.919 | 250 | Yes | [9 empty] | cETL Damp | ALTURAS 4L BATH-05 | Four Light Wall / Bath |  | 4424604EN3-05.jpg | 4424604.jpg
4424604EN3-778 | Four Light Wall / Bath | The silhouette of the modern Alturas lighting collection by Sea Gull Lighting features an interlocking, spherical steel frame, which harkens back to the Unisphere constructed for the 1964 New York World's Fair. The minimalist Alturas Collection draws the eye to the soft, warm glow of the light emitted from the cylindrical Satin Etched glass shades. The full assortment includes three-, five- and nine-light chandeliers, a one-light mini pendant, a three-light pendant, a two-light semi flush which is convertible into a pendant, and one-, two-, three- and four-light bath fixtures. All fixtures are offered in Brushed Oil Rubbed Bronze, Brushed Nickel and Satin Bronze finishes, the bath fixtures are also offered in Chrome finish. Incandescent and ENERGY STAR-qualified LED lamping are available; all fixtures are California Title 24 compliant. | BATH | Alturas | Wall / Bath Lighting | Brushed Oil Rubbed Bronze | 778 | Steel | Etched / White Inside Glass | D:3.5" H:6.125" |  |  | 4 Medium A19 9.3w |  | 4 | Yes | [14 empty] | 0 | [12 empty] | 124.95 | 249.9 | 374.85 | W:30 1/2'' H:9 1/8'' E:7 1/4'' | 5.3 |  |  | 30.5 | 9.125 | Cap Nuts |  |  |  |  | 7.25 |  | No |  | No | [21 empty] | DP:1'' W:4 3/8'' H:6'' OB UP:6 1/8'' OB DOWN:3'' Rectangular |  |  |  | 6.5 | Black/White |  |  | Hardwired | 0 | 1 | 0 | 1 | 1 | 0 | 0 | 0 | 0 | 0 | 0 | 785652068102 | 33.5 | 10.75 | 8.75 | 7.3 | 1.824 | 175 | Yes | [9 empty] | cETL Damp | ALTURAS 4L LED BATH-778 | Four Light Wall / Bath |  | 4424604EN3-778.png | 4424604.jpg
4424604EN3-848 | Four Light Wall / Bath | The silhouette of the modern Alturas lighting collection by Sea Gull Lighting features an interlocking, spherical steel frame, which harkens back to the Unisphere constructed for the 1964 New York World's Fair. The minimalist Alturas Collection draws the eye to the soft, warm glow of the light emitted from the cylindrical Satin Etched glass shades. The full assortment includes three-, five- and nine-light chandeliers, a one-light mini pendant, a three-light pendant, a two-light semi flush which is convertible into a pendant, and one-, two-, three- and four-light bath fixtures. All fixtures are offered in Brushed Oil Rubbed Bronze, Brushed Nickel and Satin Bronze finishes, the bath fixtures are also offered in Chrome finish. Incandescent and ENERGY STAR-qualified LED lamping are available; all fixtures are California Title 24 compliant. | BATH | Alturas | Wall / Bath Lighting | Satin Bronze | 848 | Steel | Etched / White Inside Glass | D:3.5" H:6.125" |  |  | 4 Medium A19 9.3w |  | 4 | Yes | [14 empty] | 0 | [12 empty] | 124.95 | 249.9 | 374.85 | W:30 1/2'' H:9 1/8'' E:7 1/4'' | 5.3 |  |  | 30.5 | 9.125 | Cap Nuts |  |  |  |  | 7.25 |  | No |  | No | [21 empty] | DP:1'' W:4 3/8'' H:6'' OB UP:6 1/8'' OB DOWN:3'' Rectangular |  |  |  | 6.5 | Black/White |  |  | Hardwired | 0 | 1 | 0 | 1 | 1 | 0 | 0 | 0 | 0 | 0 | 0 | 785652044397 | 33.5 | 9 | 11 | 7 | 1.919 | 250 | Yes | [9 empty] | cETL Damp | ALTURAS 4L BATH-848 | Four Light Wall / Bath |  | 4424604EN3-848.jpg | 4424604.jpg
4424604EN3-962 | Four Light Wall / Bath | The silhouette of the modern Alturas lighting collection by Sea Gull Lighting features an interlocking, spherical steel frame, which harkens back to the Unisphere constructed for the 1964 New York World's Fair. The minimalist Alturas Collection draws the eye to the soft, warm glow of the light emitted from the cylindrical Satin Etched glass shades. The full assortment includes three-, five- and nine-light chandeliers, a one-light mini pendant, a three-light pendant, a two-light semi flush which is convertible into a pendant, and one-, two-, three- and four-light bath fixtures. All fixtures are offered in Brushed Oil Rubbed Bronze, Brushed Nickel and Satin Bronze finishes, the bath fixtures are also offered in Chrome finish. Incandescent and ENERGY STAR-qualified LED lamping are available; all fixtures are California Title 24 compliant. | BATH | Alturas | Wall / Bath Lighting | Brushed Nickel | 962 | Steel | Etched / White Inside Glass | D:3.5" H:6.125" |  |  | 4 Medium A19 9.3w |  | 4 | Yes | [14 empty] | 0 | [12 empty] | 132.48 | 264.96 | 397.44 | W:30 1/2'' H:9 1/8'' E:7 1/4'' | 5.3 |  |  | 30.5 | 9.125 | Cap Nuts |  |  |  |  | 7.25 |  | No |  | No | [21 empty] | DP:1'' W:4 3/8'' H:6'' OB UP:6 1/8'' OB DOWN:3'' Rectangular |  |  |  | 6.5 | Black/White |  |  | Hardwired | 0 | 1 | 0 | 1 | 1 | 0 | 0 | 0 | 0 | 0 | 0 | 785652044403 | 33.5 | 9 | 11 | 7 | 1.919 | 250 | Yes | [9 empty] | cETL Damp | ALTURAS 4L BATH-962 | Four Light Wall / Bath |  | 4424604EN3-962.jpg | 4424604.jpg
4427802-839 | Two Light Wall / Bath | The Morill lighting collection by Sea Gull Lighting combines retro and industrial trends to make an impactful design statement. The warm, textured Blacksmith finish contrasts dramatically with the goblet-shaped, Clear Seeded glass shades which are especially dramatic when used with antique style Edison light bulbs, making the fixtures the perfect addition to any space. The rich Blacksmith finish adds another layer of retro design to the warm look. The assortment includes three-, five- and nine-light chandeliers; a three-light foyer pendant; a one-light sconce; and two-, three- and four-light bath vanity fixtures. All fixtures are California Title 24 compliant and easily convert to LED by purchasing LED lamps sold separately. | BATH | Morill | Wall / Bath Lighting | Blacksmith | 839 | Steel | Clear Seeded Glass | D:4.875" H:6.25" |  |  | 2 Medium ST19 60w |  | 2 | No | [14 empty] | 0 | [12 empty] | 58.48 | 116.96 | 175.44 | W:13 1/4'' H:8 1/4'' E:7 3/4'' | 5 |  |  | 13.25 | 8.25 | Cap Nuts |  |  |  |  | 7.75 |  | No |  | No | [21 empty] | D:5'' DP:3/4'' OB UP:3 3/4'' Round |  |  |  | 6.5 | Black/White |  |  | Hardwired | 0 | 0 | 0 | 0 | 1 | 0 | 0 | 0 | 0 | 0 | 0 | 785652001802 | 14.5 | 12.5 | 11.25 | 5.8 | 1.18 | 175 | Yes | [9 empty] | cETL Dry | MORILL 2L BATH-839 | Two Light Wall / Bath |  | 4427802-839.jpg | 4427802.jpg
4427803-839 | Three Light Wall / Bath | The Morill lighting collection by Sea Gull Lighting combines retro and industrial trends to make an impactful design statement. The warm, textured Blacksmith finish contrasts dramatically with the goblet-shaped, Clear Seeded glass shades which are especially dramatic when used with antique style Edison light bulbs, making the fixtures the perfect addition to any space. The rich Blacksmith finish adds another layer of retro design to the warm look. The assortment includes three-, five- and nine-light chandeliers; a three-light foyer pendant; a one-light sconce; and two-, three- and four-light bath vanity fixtures. All fixtures are California Title 24 compliant and easily convert to LED by purchasing LED lamps sold separately. | BATH | Morill | Wall / Bath Lighting | Blacksmith | 839 | Steel | Clear Seeded Glass | D:4.875" H:6.25" |  |  | 3 Medium ST19 60w |  | 3 | No | [14 empty] | 0 | [12 empty] | 82.98 | 165.96 | 248.94 | W:20 3/8'' H:8 1/4'' E:7 3/4'' | 7.8 |  |  | 20.375 | 8.25 | Cap Nuts |  |  |  |  | 7.75 |  | No |  | No | [21 empty] | D:5'' DP:3/4'' OB UP:3 3/4'' Round |  |  |  | 6.5 | Black/White |  |  | Hardwired | 0 | 0 | 0 | 0 | 1 | 0 | 0 | 0 | 0 | 0 | 0 | 785652001819 | 22.25 | 11.75 | 11.5 | 8.3 | 1.74 | 175 | Yes | [9 empty] | cETL Dry | MORILL 3L BATH-839 | Three Light Wall / Bath |  | 4427803-839.jpg | 4427803.jpg
4427804-839 | Four Light Wall / Bath | The Morill lighting collection by Sea Gull Lighting combines retro and industrial trends to make an impactful design statement. The warm, textured Blacksmith finish contrasts dramatically with the goblet-shaped, Clear Seeded glass shades which are especially dramatic when used with antique style Edison light bulbs, making the fixtures the perfect addition to any space. The rich Blacksmith finish adds another layer of retro design to the warm look. The assortment includes three-, five- and nine-light chandeliers; a three-light foyer pendant; a one-light sconce; and two-, three- and four-light bath vanity fixtures. All fixtures are California Title 24 compliant and easily convert to LED by purchasing LED lamps sold separately. | BATH | Morill | Wall / Bath Lighting | Blacksmith | 839 | Steel | Clear Seeded Glass | D:4.875" H:6.25" |  |  | 4 Medium ST19 60w |  | 4 | No | [14 empty] | 0 | [12 empty] | 112.48 | 224.96 | 337.44 | W:28 1/2'' H:8 1/4'' E:7 3/4'' | 9 |  |  | 28.5 | 8.25 | Cap Nuts |  |  |  |  | 7.75 |  | No |  | No | [21 empty] | D:5'' DP:3/4'' OB UP:3 3/4'' Round |  |  |  | 6.5 | Black/White |  |  | Hardwired | 0 | 0 | 0 | 0 | 1 | 0 | 0 | 0 | 0 | 0 | 0 | 785652001826 | 30.25 | 12.5 | 11.25 | 10.1 | 2.462 | 175 | Yes | [9 empty] | cETL Dry | MORILL 4L BATH-839 | Four Light Wall / Bath |  | 4427804-839.jpg | 4427804.jpg
4428802-05 | Two Light Wall / Bath | Behind every seemingly simple design lies unerring attention to restraint and obsessive attention to the tiniest details. The Canfield collection by Sea Gull Lighting draws on the modernist traditions of "less is more". Essential functional elements dictate the aesthetics, and clean lines prevail. Layers of intricately finished hand-brushed steel progress vertically to the soft glow of light diffused through finely etched glass diffusors. Canfield offers a "whole home" lighting solution; offering lighting in every imaginable category from the auspicious 15 light 3-tier chandelier, to the concise mini-pendant and one-light sconces. The collection is available in hand brushed Burnt Sienna for a warm, tactile, almost Craftsman design style, or a brushed nickel to emphasize the more architectural elements of your interior. | BATH | Canfield | Wall / Bath Lighting | Chrome | 5 | Steel | Etched / White Inside Glass | D:5.5" H:4.75" |  |  | 2 Medium A19 100w |  | 2 | No | [14 empty] | 0 | [12 empty] | 43.95 | 87.9 | 131.85 | W:14 1/4'' H:8 3/8'' E:7 1/4'' | 3.2 |  |  | 14.25 | 8.375 | Cap Nuts |  |  |  |  | 7.25 |  | No |  | No | [21 empty] | DP:7/8'' W:7 5/8'' H:5'' OB UP:5 7/8'' OB DOWN:2 1/2'' Rectangular |  |  |  | 6.5 | Black/White |  |  | Hardwired | 0 | 1 | 0 | 0 | 1 | 0 | 0 | 1 | 0 | 0 | 0 | 785652077975 | 16.5 | 18.25 | 11.25 | 6.6 | 1.96 | 250 | Yes | [9 empty] | cETL Damp | CANFIELD 2L SCONCE-05 | Two Light Wall / Bath |  | 4428802-05.jpg | 4428802.jpg
4428802-710 | Two Light Wall / Bath | Behind every seemingly simple design lies unerring attention to restraint and obsessive attention to the tiniest details. The Canfield collection by Sea Gull Lighting draws on the modernist traditions of "less is more". Essential functional elements dictate the aesthetics, and clean lines prevail. Layers of intricately finished hand-brushed steel progress vertically to the soft glow of light diffused through finely etched glass diffusors. Canfield offers a "whole home" lighting solution; offering lighting in every imaginable category from the auspicious 15 light 3-tier chandelier, to the concise mini-pendant and one-light sconces. The collection is available in hand brushed Burnt Sienna for a warm, tactile, almost Craftsman design style, or a brushed nickel to emphasize the more architectural elements of your interior. | BATH | Canfield | Wall / Bath Lighting | Burnt Sienna | 710 | Steel | Etched / White Inside Glass | D:5.5" H:4.75" |  |  | 2 Medium A19 100w |  | 2 | No | [14 empty] | 0 | [12 empty] | 45.98 | 91.96 | 137.94 | W:14 1/4'' H:8 3/8'' E:7 1/4'' | 3.2 |  |  | 14.25 | 8.375 | Cap Nuts |  |  |  |  | 7.25 |  | No |  | No | [21 empty] | DP:7/8'' W:7 5/8'' H:5'' OB UP:5 7/8'' OB DOWN:2 1/2'' Rectangular |  |  |  | 6.5 | Black/White |  |  | Hardwired | 0 | 1 | 0 | 0 | 1 | 0 | 0 | 1 | 0 | 0 | 0 | 785652059841 | 15 | 13.75 | 8.25 | 4.5 | 0.985 | 175 | Yes | [9 empty] | cETL Damp | CANFIELD 2L SCONCE-710 | Two Light Wall / Bath |  | 4428802-710.png | 4428802.jpg
4428802-962 | Two Light Wall / Bath | Behind every seemingly simple design lies unerring attention to restraint and obsessive attention to the tiniest details. The Canfield collection by Sea Gull Lighting draws on the modernist traditions of "less is more". Essential functional elements dictate the aesthetics, and clean lines prevail. Layers of intricately finished hand-brushed steel progress vertically to the soft glow of light diffused through finely etched glass diffusors. Canfield offers a "whole home" lighting solution; offering lighting in every imaginable category from the auspicious 15 light 3-tier chandelier, to the concise mini-pendant and one-light sconces. The collection is available in hand brushed Burnt Sienna for a warm, tactile, almost Craftsman design style, or a brushed nickel to emphasize the more architectural elements of your interior. | BATH | Canfield | Wall / Bath Lighting | Brushed Nickel | 962 | Steel | Etched / White Inside Glass | D:5.5" H:4.75" |  |  | 2 Medium A19 100w |  | 2 | No | [14 empty] | 0 | [12 empty] | 45.98 | 91.96 | 137.94 | W:14 1/4'' H:8 3/8'' E:7 1/4'' | 3.2 |  |  | 14.25 | 8.375 | Cap Nuts |  |  |  |  | 7.25 |  | No |  | No | [21 empty] | DP:7/8'' W:7 5/8'' H:5'' OB UP:5 7/8'' OB DOWN:2 1/2'' Rectangular |  |  |  | 6.5 | Black/White |  |  | Hardwired | 0 | 1 | 0 | 0 | 1 | 0 | 0 | 1 | 0 | 0 | 0 | 785652059858 | 15 | 13.75 | 8.25 | 4.5 | 0.985 | 175 | Yes | [9 empty] | cETL Damp | CANFIELD 2L SCONCE-962 | Two Light Wall / Bath |  | 4428802-962.png | 4428802.jpg
4428802EN3-05 | Two Light Wall / Bath | Behind every seemingly simple design lies unerring attention to restraint and obsessive attention to the tiniest details. The Canfield collection by Sea Gull Lighting draws on the modernist traditions of "less is more". Essential functional elements dictate the aesthetics, and clean lines prevail. Layers of intricately finished hand-brushed steel progress vertically to the soft glow of light diffused through finely etched glass diffusors. Canfield offers a "whole home" lighting solution; offering lighting in every imaginable category from the auspicious 15 light 3-tier chandelier, to the concise mini-pendant and one-light sconces. The collection is available in hand brushed Burnt Sienna for a warm, tactile, almost Craftsman design style, or a brushed nickel to emphasize the more architectural elements of your interior. | BATH | Canfield | Wall / Bath Lighting | Chrome | 5 | Steel | Etched / White Inside Glass | D:5.5" H:4.75" |  |  | 2 Medium A19 9.3w |  | 2 | Yes | [14 empty] | 0 | [12 empty] | 54.95 | 109.9 | 164.85 | W:14 1/4'' H:8 3/8'' E:7 1/4'' | 3.2 |  |  | 14.25 | 8.375 | Cap Nuts |  |  |  |  | 7.25 |  | No |  | No | [21 empty] | DP:7/8'' W:7 5/8'' H:5'' OB UP:5 7/8'' OB DOWN:2 1/2'' Rectangular |  |  |  | 6.5 | Black/White |  |  | Hardwired | 0 | 1 | 0 | 1 | 1 | 0 | 0 | 0 | 0 | 0 | 0 | 785652082177 | 15 | 13.75 | 8.25 | 4.5 | 0.985 | 175 | Yes | [9 empty] | cETL Damp | CANFIELD 2L SCONCE-05 | Two Light Wall / Bath |  | 4428802EN3-05.jpg | 4428802EN3.jpg
4428802EN3-710 | Two Light Wall / Bath | Behind every seemingly simple design lies unerring attention to restraint and obsessive attention to the tiniest details. The Canfield collection by Sea Gull Lighting draws on the modernist traditions of "less is more". Essential functional elements dictate the aesthetics, and clean lines prevail. Layers of intricately finished hand-brushed steel progress vertically to the soft glow of light diffused through finely etched glass diffusors. Canfield offers a "whole home" lighting solution; offering lighting in every imaginable category from the auspicious 15 light 3-tier chandelier, to the concise mini-pendant and one-light sconces. The collection is available in hand brushed Burnt Sienna for a warm, tactile, almost Craftsman design style, or a brushed nickel to emphasize the more architectural elements of your interior. | BATH | Canfield | Wall / Bath Lighting | Burnt Sienna | 710 | Steel | Etched / White Inside Glass | D:5.5" H:4.75" |  |  | 2 Medium A19 9.3w |  | 2 | Yes | [14 empty] | 0 | [12 empty] | 57.48 | 114.96 | 172.44 | W:14 1/4'' H:8 3/8'' E:7 1/4'' | 3.2 |  |  | 14.25 | 8.375 | Cap Nuts |  |  |  |  | 7.25 |  | No |  | No | [21 empty] | DP:7/8'' W:7 5/8'' H:5'' OB UP:5 7/8'' OB DOWN:2 1/2'' Rectangular |  |  |  | 6.5 | Black/White |  |  | Hardwired | 0 | 1 | 0 | 1 | 1 | 0 | 0 | 0 | 0 | 0 | 0 | 785652060373 | 15 | 13.75 | 8.25 | 4.5 | 0.985 | 175 | Yes | [9 empty] | cETL Damp | CANFIELD 2L SCONCE-710 | Two Light Wall / Bath |  | 4428802EN3-710.jpg | 4428802EN3.jpg
4428802EN3-962 | Two Light Wall / Bath | Behind every seemingly simple design lies unerring attention to restraint and obsessive attention to the tiniest details. The Canfield collection by Sea Gull Lighting draws on the modernist traditions of "less is more". Essential functional elements dictate the aesthetics, and clean lines prevail. Layers of intricately finished hand-brushed steel progress vertically to the soft glow of light diffused through finely etched glass diffusors. Canfield offers a "whole home" lighting solution; offering lighting in every imaginable category from the auspicious 15 light 3-tier chandelier, to the concise mini-pendant and one-light sconces. The collection is available in hand brushed Burnt Sienna for a warm, tactile, almost Craftsman design style, or a brushed nickel to emphasize the more architectural elements of your interior. | BATH | Canfield | Wall / Bath Lighting | Brushed Nickel | 962 | Steel | Etched / White Inside Glass | D:5.5" H:4.75" |  |  | 2 Medium A19 9.3w |  | 2 | Yes | [14 empty] | 0 | [12 empty] | 57.48 | 114.96 | 172.44 | W:14 1/4'' H:8 3/8'' E:7 1/4'' | 3.2 |  |  | 14.25 | 8.375 | Cap Nuts |  |  |  |  | 7.25 |  | No |  | No | [21 empty] | DP:7/8'' W:7 5/8'' H:5'' OB UP:5 7/8'' OB DOWN:2 1/2'' Rectangular |  |  |  | 6.5 | Black/White |  |  | Hardwired | 0 | 1 | 0 | 1 | 1 | 0 | 0 | 0 | 0 | 0 | 0 | 785652060380 | 15 | 13.75 | 8.25 | 4.5 | 0.985 | 175 | Yes | [9 empty] | cETL Damp | CANFIELD 2L SCONCE-962 | Two Light Wall / Bath |  | 4428802EN3-962.jpg | 4428802EN3.jpg
4428803-05 | Three Light Wall / Bath | Behind every seemingly simple design lies unerring attention to restraint and obsessive attention to the tiniest details. The Canfield collection by Sea Gull Lighting draws on the modernist traditions of "less is more". Essential functional elements dictate the aesthetics, and clean lines prevail. Layers of intricately finished hand-brushed steel progress vertically to the soft glow of light diffused through finely etched glass diffusors. Canfield offers a "whole home" lighting solution; offering lighting in every imaginable category from the auspicious 15 light 3-tier chandelier, to the concise mini-pendant and one-light sconces. The collection is available in hand brushed Burnt Sienna for a warm, tactile, almost Craftsman design style, or a brushed nickel to emphasize the more architectural elements of your interior. | BATH | Canfield | Wall / Bath Lighting | Chrome | 5 | Steel | Etched / White Inside Glass | D:5.5" H:4.75" |  |  | 3 Medium A19 100w |  | 3 | No | [14 empty] | 0 | [12 empty] | 59.95 | 119.9 | 179.85 | W:23 1/8'' H:8 3/8'' E:7 1/4'' | 4.4 |  |  | 23.125 | 8.375 | Cap Nuts |  |  |  |  | 7.25 |  | No |  | No | [21 empty] | DP:7/8'' W:7 5/8'' H:5'' OB UP:5 7/8'' OB DOWN:2 1/2'' Rectangular |  |  |  | 6.5 | Black/White |  |  | Hardwired | 0 | 1 | 0 | 0 | 1 | 0 | 0 | 1 | 0 | 0 | 0 | 785652077982 | 25.75 | 11.5 | 16.25 | 8.2 | 2.785 | 250 | Yes | [9 empty] | cETL Damp | CANFIELD 3L SCONCE-05 | Three Light Wall / Bath |  | 4428803-05.jpg | 4428803.jpg
4428803-710 | Three Light Wall / Bath | Behind every seemingly simple design lies unerring attention to restraint and obsessive attention to the tiniest details. The Canfield collection by Sea Gull Lighting draws on the modernist traditions of "less is more". Essential functional elements dictate the aesthetics, and clean lines prevail. Layers of intricately finished hand-brushed steel progress vertically to the soft glow of light diffused through finely etched glass diffusors. Canfield offers a "whole home" lighting solution; offering lighting in every imaginable category from the auspicious 15 light 3-tier chandelier, to the concise mini-pendant and one-light sconces. The collection is available in hand brushed Burnt Sienna for a warm, tactile, almost Craftsman design style, or a brushed nickel to emphasize the more architectural elements of your interior. | BATH | Canfield | Wall / Bath Lighting | Burnt Sienna | 710 | Steel | Etched / White Inside Glass | D:5.5" H:4.75" |  |  | 3 Medium A19 100w |  | 3 | No | [14 empty] | 0 | [12 empty] | 62.48 | 124.96 | 187.44 | W:23 1/8'' H:8 3/8'' E:7 1/4'' | 4.4 |  |  | 23.125 | 8.375 | Cap Nuts |  |  |  |  | 7.25 |  | No |  | No | [21 empty] | DP:7/8'' W:7 5/8'' H:5'' OB UP:5 7/8'' OB DOWN:2 1/2'' Rectangular |  |  |  | 6.5 | Black/White |  |  | Hardwired | 0 | 1 | 0 | 0 | 1 | 0 | 0 | 1 | 0 | 0 | 0 | 785652059865 | 22.5 | 13.25 | 8.25 | 6.1 | 1.423 | 175 | Yes | [9 empty] | cETL Damp | CANFIELD 3L SCONCE-710 | Three Light Wall / Bath |  | 4428803-710.png | 4428803.jpg
4428803-962 | Three Light Wall / Bath | Behind every seemingly simple design lies unerring attention to restraint and obsessive attention to the tiniest details. The Canfield collection by Sea Gull Lighting draws on the modernist traditions of "less is more". Essential functional elements dictate the aesthetics, and clean lines prevail. Layers of intricately finished hand-brushed steel progress vertically to the soft glow of light diffused through finely etched glass diffusors. Canfield offers a "whole home" lighting solution; offering lighting in every imaginable category from the auspicious 15 light 3-tier chandelier, to the concise mini-pendant and one-light sconces. The collection is available in hand brushed Burnt Sienna for a warm, tactile, almost Craftsman design style, or a brushed nickel to emphasize the more architectural elements of your interior. | BATH | Canfield | Wall / Bath Lighting | Brushed Nickel | 962 | Steel | Etched / White Inside Glass | D:5.5" H:4.75" |  |  | 3 Medium A19 100w |  | 3 | No | [14 empty] | 0 | [12 empty] | 62.48 | 124.96 | 187.44 | W:23 1/8'' H:8 3/8'' E:7 1/4'' | 4.4 |  |  | 23.125 | 8.375 | Cap Nuts |  |  |  |  | 7.25 |  | No |  | No | [21 empty] | DP:7/8'' W:7 5/8'' H:5'' OB UP:5 7/8'' OB DOWN:2 1/2'' Rectangular |  |  |  | 6.5 | Black/White |  |  | Hardwired | 0 | 1 | 0 | 0 | 1 | 0 | 0 | 1 | 0 | 0 | 0 | 785652059872 | 22.5 | 13.25 | 8.25 | 6.1 | 1.423 | 175 | Yes | [9 empty] | cETL Damp | CANFIELD 3L SCONCE-962 | Three Light Wall / Bath |  | 4428803-962.png | 4428803.jpg
4428803EN3-05 | Three Light Wall / Bath | Behind every seemingly simple design lies unerring attention to restraint and obsessive attention to the tiniest details. The Canfield collection by Sea Gull Lighting draws on the modernist traditions of "less is more". Essential functional elements dictate the aesthetics, and clean lines prevail. Layers of intricately finished hand-brushed steel progress vertically to the soft glow of light diffused through finely etched glass diffusors. Canfield offers a "whole home" lighting solution; offering lighting in every imaginable category from the auspicious 15 light 3-tier chandelier, to the concise mini-pendant and one-light sconces. The collection is available in hand brushed Burnt Sienna for a warm, tactile, almost Craftsman design style, or a brushed nickel to emphasize the more architectural elements of your interior. | BATH | Canfield | Wall / Bath Lighting | Chrome | 5 | Steel | Etched / White Inside Glass | D:5.5" H:4.75" |  |  | 3 Medium A19 9.3w |  | 3 | Yes | [14 empty] | 0 | [12 empty] | 76.95 | 153.9 | 230.85 | W:23 1/8'' H:8 3/8'' E:7 1/4'' | 4.4 |  |  | 23.125 | 8.375 | Cap Nuts |  |  |  |  | 7.25 |  | No |  | No | [21 empty] | DP:7/8'' W:7 5/8'' H:5'' OB UP:5 7/8'' OB DOWN:2 1/2'' Rectangular |  |  |  | 6.5 | Black/White |  |  | Hardwired | 0 | 1 | 0 | 1 | 1 | 0 | 0 | 0 | 0 | 0 | 0 | 785652082184 | 22.5 | 13.25 | 8.25 | 6.1 | 1.423 | 175 | Yes | [9 empty] | cETL Damp | CANFIELD 3L SCONCE-05 | Three Light Wall / Bath |  | 4428803EN3-05.jpg | 4428803EN3.jpg
4428803EN3-710 | Three Light Wall / Bath | Behind every seemingly simple design lies unerring attention to restraint and obsessive attention to the tiniest details. The Canfield collection by Sea Gull Lighting draws on the modernist traditions of "less is more". Essential functional elements dictate the aesthetics, and clean lines prevail. Layers of intricately finished hand-brushed steel progress vertically to the soft glow of light diffused through finely etched glass diffusors. Canfield offers a "whole home" lighting solution; offering lighting in every imaginable category from the auspicious 15 light 3-tier chandelier, to the concise mini-pendant and one-light sconces. The collection is available in hand brushed Burnt Sienna for a warm, tactile, almost Craftsman design style, or a brushed nickel to emphasize the more architectural elements of your interior. | BATH | Canfield | Wall / Bath Lighting | Burnt Sienna | 710 | Steel | Etched / White Inside Glass | D:5.5" H:4.75" |  |  | 3 Medium A19 9.3w |  | 3 | Yes | [14 empty] | 0 | [12 empty] | 80.48 | 160.96 | 241.44 | W:23 1/8'' H:8 3/8'' E:7 1/4'' | 4.4 |  |  | 23.125 | 8.375 | Cap Nuts |  |  |  |  | 7.25 |  | No |  | No | [21 empty] | DP:7/8'' W:7 5/8'' H:5'' OB UP:5 7/8'' OB DOWN:2 1/2'' Rectangular |  |  |  | 6.5 | Black/White |  |  | Hardwired | 0 | 1 | 0 | 1 | 1 | 0 | 0 | 0 | 0 | 0 | 0 | 785652060397 | 22.5 | 13.25 | 8.25 | 6.1 | 1.423 | 175 | Yes | [9 empty] | cETL Damp | CANFIELD 3L SCONCE-710 | Three Light Wall / Bath |  | 4428803EN3-710.jpg | 4428803EN3.jpg
4428803EN3-962 | Three Light Wall / Bath | Behind every seemingly simple design lies unerring attention to restraint and obsessive attention to the tiniest details. The Canfield collection by Sea Gull Lighting draws on the modernist traditions of "less is more". Essential functional elements dictate the aesthetics, and clean lines prevail. Layers of intricately finished hand-brushed steel progress vertically to the soft glow of light diffused through finely etched glass diffusors. Canfield offers a "whole home" lighting solution; offering lighting in every imaginable category from the auspicious 15 light 3-tier chandelier, to the concise mini-pendant and one-light sconces. The collection is available in hand brushed Burnt Sienna for a warm, tactile, almost Craftsman design style, or a brushed nickel to emphasize the more architectural elements of your interior. | BATH | Canfield | Wall / Bath Lighting | Brushed Nickel | 962 | Steel | Etched / White Inside Glass | D:5.5" H:4.75" |  |  | 3 Medium A19 9.3w |  | 3 | Yes | [14 empty] | 0 | [12 empty] | 80.48 | 160.96 | 241.44 | W:23 1/8'' H:8 3/8'' E:7 1/4'' | 4.4 |  |  | 23.125 | 8.375 | Cap Nuts |  |  |  |  | 7.25 |  | No |  | No | [21 empty] | DP:7/8'' W:7 5/8'' H:5'' OB UP:5 7/8'' OB DOWN:2 1/2'' Rectangular |  |  |  | 6.5 | Black/White |  |  | Hardwired | 0 | 1 | 0 | 1 | 1 | 0 | 0 | 0 | 0 | 0 | 0 | 785652060410 | 22.5 | 13.25 | 8.25 | 6.1 | 1.423 | 175 | Yes | [9 empty] | cETL Damp | CANFIELD 3L SCONCE-962 | Three Light Wall / Bath |  | 4428803EN3-962.jpg | 4428803EN3.jpg
4428804-05 | Four Light Wall / Bath | Behind every seemingly simple design lies unerring attention to restraint and obsessive attention to the tiniest details. The Canfield collection by Sea Gull Lighting draws on the modernist traditions of "less is more". Essential functional elements dictate the aesthetics, and clean lines prevail. Layers of intricately finished hand-brushed steel progress vertically to the soft glow of light diffused through finely etched glass diffusors. Canfield offers a "whole home" lighting solution; offering lighting in every imaginable category from the auspicious 15 light 3-tier chandelier, to the concise mini-pendant and one-light sconces. The collection is available in hand brushed Burnt Sienna for a warm, tactile, almost Craftsman design style, or a brushed nickel to emphasize the more architectural elements of your interior. | BATH | Canfield | Wall / Bath Lighting | Chrome | 5 | Steel | Etched / White Inside Glass | D:5.5" H:4.75" |  |  | 4 Medium A19 100w |  | 4 | No | [14 empty] | 0 | [12 empty] | 79.45 | 158.9 | 238.35 | W:31 7/8'' H:8 3/8'' E:7 1/4'' | 5.7 |  |  | 31.875 | 8.375 | Cap Nuts |  |  |  |  | 7.25 |  | No |  | No | [21 empty] | DP:7/8'' W:7 5/8'' H:5'' OB UP:5 7/8'' OB DOWN:2 1/2'' Rectangular |  |  |  | 6.5 | Black/White |  |  | Hardwired | 0 | 1 | 0 | 0 | 1 | 0 | 0 | 1 | 0 | 0 | 0 | 785652077999 | 38.75 | 10.75 | 15 | 9.9 | 3.616 | 250 | Yes | [9 empty] | cETL Damp | CANFIELD 4L SCONCE-05 | Four Light Wall / Bath |  | 4428804-05.jpg | 4428804.jpg
4428804-710 | Four Light Wall / Bath | Behind every seemingly simple design lies unerring attention to restraint and obsessive attention to the tiniest details. The Canfield collection by Sea Gull Lighting draws on the modernist traditions of "less is more". Essential functional elements dictate the aesthetics, and clean lines prevail. Layers of intricately finished hand-brushed steel progress vertically to the soft glow of light diffused through finely etched glass diffusors. Canfield offers a "whole home" lighting solution; offering lighting in every imaginable category from the auspicious 15 light 3-tier chandelier, to the concise mini-pendant and one-light sconces. The collection is available in hand brushed Burnt Sienna for a warm, tactile, almost Craftsman design style, or a brushed nickel to emphasize the more architectural elements of your interior. | BATH | Canfield | Wall / Bath Lighting | Burnt Sienna | 710 | Steel | Etched / White Inside Glass | D:5.5" H:4.75" |  |  | 4 Medium A19 100w |  | 4 | No | [14 empty] | 0 | [12 empty] | 82.98 | 165.96 | 248.94 | W:31 7/8'' H:8 3/8'' E:7 1/4'' | 5.7 |  |  | 31.875 | 8.375 | Cap Nuts |  |  |  |  | 7.25 |  | No |  | No | [21 empty] | DP:7/8'' W:7 5/8'' H:5'' OB UP:5 7/8'' OB DOWN:2 1/2'' Rectangular |  |  |  | 6.5 | Black/White |  |  | Hardwired | 0 | 1 | 0 | 0 | 1 | 0 | 0 | 1 | 0 | 0 | 0 | 785652059889 | 35.75 | 12 | 7.75 | 7.6 | 1.924 | 175 | Yes | [9 empty] | cETL Damp | CANFIELD 4L SCONCE-710 | Four Light Wall / Bath |  | 4428804-710.png | 4428804.jpg
4428804-962 | Four Light Wall / Bath | Behind every seemingly simple design lies unerring attention to restraint and obsessive attention to the tiniest details. The Canfield collection by Sea Gull Lighting draws on the modernist traditions of "less is more". Essential functional elements dictate the aesthetics, and clean lines prevail. Layers of intricately finished hand-brushed steel progress vertically to the soft glow of light diffused through finely etched glass diffusors. Canfield offers a "whole home" lighting solution; offering lighting in every imaginable category from the auspicious 15 light 3-tier chandelier, to the concise mini-pendant and one-light sconces. The collection is available in hand brushed Burnt Sienna for a warm, tactile, almost Craftsman design style, or a brushed nickel to emphasize the more architectural elements of your interior. | BATH | Canfield | Wall / Bath Lighting | Brushed Nickel | 962 | Steel | Etched / White Inside Glass | D:5.5" H:4.75" |  |  | 4 Medium A19 100w |  | 4 | No | [14 empty] | 0 | [12 empty] | 82.98 | 165.96 | 248.94 | W:31 7/8'' H:8 3/8'' E:7 1/4'' | 5.7 |  |  | 31.875 | 8.375 | Cap Nuts |  |  |  |  | 7.25 |  | No |  | No | [21 empty] | DP:7/8'' W:7 5/8'' H:5'' OB UP:5 7/8'' OB DOWN:2 1/2'' Rectangular |  |  |  | 6.5 | Black/White |  |  | Hardwired | 0 | 1 | 0 | 0 | 1 | 0 | 0 | 1 | 0 | 0 | 0 | 785652059896 | 35.75 | 12 | 7.75 | 7.6 | 1.924 | 175 | Yes | [9 empty] | cETL Damp | CANFIELD 4L SCONCE-962 | Four Light Wall / Bath |  | 4428804-962.png | 4428804.jpg
4428804EN3-05 | Four Light Wall / Bath | Behind every seemingly simple design lies unerring attention to restraint and obsessive attention to the tiniest details. The Canfield collection by Sea Gull Lighting draws on the modernist traditions of "less is more". Essential functional elements dictate the aesthetics, and clean lines prevail. Layers of intricately finished hand-brushed steel progress vertically to the soft glow of light diffused through finely etched glass diffusors. Canfield offers a "whole home" lighting solution; offering lighting in every imaginable category from the auspicious 15 light 3-tier chandelier, to the concise mini-pendant and one-light sconces. The collection is available in hand brushed Burnt Sienna for a warm, tactile, almost Craftsman design style, or a brushed nickel to emphasize the more architectural elements of your interior. | BATH | Canfield | Wall / Bath Lighting | Chrome | 5 | Steel | Etched / White Inside Glass | D:5.5" H:4.75" |  |  | 4 Medium A19 9.3w |  | 4 | Yes | [14 empty] | 0 | [12 empty] | 102.45 | 204.9 | 307.35 | W:31 7/8'' H:8 3/8'' E:7 1/4'' | 5.7 |  |  | 31.875 | 8.375 | Cap Nuts |  |  |  |  | 7.25 |  | No |  | No | [21 empty] | DP:7/8'' W:7 5/8'' H:5'' OB UP:5 7/8'' OB DOWN:2 1/2'' Rectangular |  |  |  | 6.5 | Black/White |  |  | Hardwired | 0 | 1 | 0 | 1 | 1 | 0 | 0 | 0 | 0 | 0 | 0 | 785652082191 | 35.75 | 12 | 7.75 | 7.6 | 1.924 | 175 | Yes | [9 empty] | cETL Damp | CANFIELD 4L SCONCE-05 | Four Light Wall / Bath |  | 4428804EN3-05.jpg | 4428804EN3.jpg
4428804EN3-710 | Four Light Wall / Bath | Behind every seemingly simple design lies unerring attention to restraint and obsessive attention to the tiniest details. The Canfield collection by Sea Gull Lighting draws on the modernist traditions of "less is more". Essential functional elements dictate the aesthetics, and clean lines prevail. Layers of intricately finished hand-brushed steel progress vertically to the soft glow of light diffused through finely etched glass diffusors. Canfield offers a "whole home" lighting solution; offering lighting in every imaginable category from the auspicious 15 light 3-tier chandelier, to the concise mini-pendant and one-light sconces. The collection is available in hand brushed Burnt Sienna for a warm, tactile, almost Craftsman design style, or a brushed nickel to emphasize the more architectural elements of your interior. | BATH | Canfield | Wall / Bath Lighting | Burnt Sienna | 710 | Steel | Etched / White Inside Glass | D:5.5" H:4.75" |  |  | 4 Medium A19 9.3w |  | 4 | Yes | [14 empty] | 0 | [12 empty] | 106.98 | 213.96 | 320.94 | W:31 7/8'' H:8 3/8'' E:7 1/4'' | 5.7 |  |  | 31.875 | 8.375 | Cap Nuts |  |  |  |  | 7.25 |  | No |  | No | [21 empty] | DP:7/8'' W:7 5/8'' H:5'' OB UP:5 7/8'' OB DOWN:2 1/2'' Rectangular |  |  |  | 6.5 | Black/White |  |  | Hardwired | 0 | 1 | 0 | 1 | 1 | 0 | 0 | 0 | 0 | 0 | 0 | 785652060427 | 35.75 | 12 | 7.75 | 7.6 | 1.924 | 175 | Yes | [9 empty] | cETL Damp | CANFIELD 4L SCONCE-710 | Four Light Wall / Bath |  | 4428804EN3-710.jpg | 4428804EN3.jpg
4428804EN3-962 | Four Light Wall / Bath | Behind every seemingly simple design lies unerring attention to restraint and obsessive attention to the tiniest details. The Canfield collection by Sea Gull Lighting draws on the modernist traditions of "less is more". Essential functional elements dictate the aesthetics, and clean lines prevail. Layers of intricately finished hand-brushed steel progress vertically to the soft glow of light diffused through finely etched glass diffusors. Canfield offers a "whole home" lighting solution; offering lighting in every imaginable category from the auspicious 15 light 3-tier chandelier, to the concise mini-pendant and one-light sconces. The collection is available in hand brushed Burnt Sienna for a warm, tactile, almost Craftsman design style, or a brushed nickel to emphasize the more architectural elements of your interior. | BATH | Canfield | Wall / Bath Lighting | Brushed Nickel | 962 | Steel | Etched / White Inside Glass | D:5.5" H:4.75" |  |  | 4 Medium A19 9.3w |  | 4 | Yes | [14 empty] | 0 | [12 empty] | 106.98 | 213.96 | 320.94 | W:31 7/8'' H:8 3/8'' E:7 1/4'' | 5.7 |  |  | 31.875 | 8.375 | Cap Nuts |  |  |  |  | 7.25 |  | No |  | No | [21 empty] | DP:7/8'' W:7 5/8'' H:5'' OB UP:5 7/8'' OB DOWN:2 1/2'' Rectangular |  |  |  | 6.5 | Black/White |  |  | Hardwired | 0 | 1 | 0 | 1 | 1 | 0 | 0 | 0 | 0 | 0 | 0 | 785652060434 | 35.75 | 12 | 7.75 | 7.6 | 1.924 | 175 | Yes | 1 | 10785652060431 | [7 empty] | cETL Damp | CANFIELD 4L SCONCE-962 | Four Light Wall / Bath |  | 4428804EN3-962.jpg | 4428804EN3.jpg
4428902-710 | Two Light Wall / Bath | Modernist influences abound in the Franport Collection. Shades with sharp lines and simplified bases showcase the minimalist approach with a twist. Franport has fixtures for all parts of the property. Available in both Burnt Sienna and Brushed Nickel finish choices as well as Nickel for bath fixtures. With fixtures in various sizes and configurations, the Franport Collection will coordinate the same design theme across several different rooms. Its assortment includes three-, five-, nine- and fifteen-light chandeliers; and one- two-, three- and four- light bath vanity fixtures. The Franport collection pars wonderfully with Sea Gull Lighting Geary ceiling fixtures. Incandescent and ENERGY STAR-qualified LED lamping are available; all fixtures are California Title 24 compliant. | BATH | Franport | Wall / Bath Lighting | Burnt Sienna | 710 | Steel | Etched / White Inside Glass | D:4.25" H:5.75" |  |  | 2 Medium A19 100w |  | 2 | No | [14 empty] | 0 | [12 empty] | 49.98 | 99.96 | 149.94 | W:13 1/4'' H:8 1/4'' E:6 1/4'' | 3.81 |  |  | 13.25 | 8.25 | Cap Nuts |  |  |  |  | 6.25 |  | No |  | No | [21 empty] | DP:1'' W:8'' H:5'' OB UP:5 3/4'' OB DOWN:2 1/2'' Irregular |  |  |  | 6.5 | Black/White |  |  | Hardwired | 0 | 1 | 0 | 0 | 1 | 0 | 0 | 1 | 0 | 0 | 0 | 785652057632 | 13.5 | 11.5 | 7.5 | 5.3 | 0.674 | 125 | Yes | [9 empty] | cETL Damp | FRANPORT 2L SCONCE-710 | Two Light Wall / Bath |  | 4428902-710.jpg | 4428902.jpg
4428902-962 | Two Light Wall / Bath | Modernist influences abound in the Franport Collection. Shades with sharp lines and simplified bases showcase the minimalist approach with a twist. Franport has fixtures for all parts of the property. Available in both Burnt Sienna and Brushed Nickel finish choices as well as Nickel for bath fixtures. With fixtures in various sizes and configurations, the Franport Collection will coordinate the same design theme across several different rooms. Its assortment includes three-, five-, nine- and fifteen-light chandeliers; and one- two-, three- and four- light bath vanity fixtures. The Franport collection pars wonderfully with Sea Gull Lighting Geary ceiling fixtures. Incandescent and ENERGY STAR-qualified LED lamping are available; all fixtures are California Title 24 compliant. | BATH | Franport | Wall / Bath Lighting | Brushed Nickel | 962 | Steel | Etched / White Inside Glass | D:4.25" H:5.75" |  |  | 2 Medium A19 100w |  | 2 | No | [14 empty] | 0 | [12 empty] | 49.98 | 99.96 | 149.94 | W:13 1/4'' H:8 1/4'' E:6 1/4'' | 3.81 |  |  | 13.25 | 8.25 | Cap Nuts |  |  |  |  | 6.25 |  | No |  | No | [21 empty] | DP:1'' W:8'' H:5'' OB UP:5 3/4'' OB DOWN:2 1/2'' Irregular |  |  |  | 6.5 | Black/White |  |  | Hardwired | 0 | 1 | 0 | 0 | 1 | 0 | 0 | 1 | 0 | 0 | 0 | 785652057649 | 13.5 | 11.5 | 7.5 | 5.3 | 0.674 | 125 | Yes | [9 empty] | cETL Damp | FRANPORT 2L SCONCE-962 | Two Light Wall / Bath |  | 4428902-962.png | 4428902.jpg
4428902EN3-710 | Two Light Wall / Bath | Modernist influences abound in the Franport Collection. Shades with sharp lines and simplified bases showcase the minimalist approach with a twist. Franport has fixtures for all parts of the property. Available in both Burnt Sienna and Brushed Nickel finish choices as well as Nickel for bath fixtures. With fixtures in various sizes and configurations, the Franport Collection will coordinate the same design theme across several different rooms. Its assortment includes three-, five-, nine- and fifteen-light chandeliers; and one- two-, three- and four- light bath vanity fixtures. The Franport collection pars wonderfully with Sea Gull Lighting Geary ceiling fixtures. Incandescent and ENERGY STAR-qualified LED lamping are available; all fixtures are California Title 24 compliant. | BATH | Franport | Wall / Bath Lighting | Burnt Sienna | 710 | Steel | Etched / White Inside Glass | D:4.25" H:5.75" |  |  | 2 Medium A19 9.3w |  | 2 | Yes | [14 empty] | 0 | [12 empty] | 62.48 | 124.96 | 187.44 | W:13 1/4'' H:8 1/4'' E:6 1/4'' | 3.81 |  |  | 13.25 | 8.25 | Cap Nuts |  |  |  |  | 6.25 |  | No |  | No | [21 empty] | DP:1'' W:8'' H:5'' OB UP:5 3/4'' OB DOWN:2 1/2'' Irregular |  |  |  | 6.5 | Black/White |  |  | Hardwired | 0 | 1 | 0 | 1 | 1 | 0 | 0 | 0 | 0 | 0 | 0 | 785652058462 | 13.5 | 11.5 | 7.5 | 5.3 | 0.674 | 125 | Yes | [9 empty] | cETL Damp | FRANPORT 2L SCONCE-710 | Two Light Wall / Bath |  | 4428902EN3-710.jpg | 4428902EN3.jpg
4428902EN3-962 | Two Light Wall / Bath | Modernist influences abound in the Franport Collection. Shades with sharp lines and simplified bases showcase the minimalist approach with a twist. Franport has fixtures for all parts of the property. Available in both Burnt Sienna and Brushed Nickel finish choices as well as Nickel for bath fixtures. With fixtures in various sizes and configurations, the Franport Collection will coordinate the same design theme across several different rooms. Its assortment includes three-, five-, nine- and fifteen-light chandeliers; and one- two-, three- and four- light bath vanity fixtures. The Franport collection pars wonderfully with Sea Gull Lighting Geary ceiling fixtures. Incandescent and ENERGY STAR-qualified LED lamping are available; all fixtures are California Title 24 compliant. | BATH | Franport | Wall / Bath Lighting | Brushed Nickel | 962 | Steel | Etched / White Inside Glass | D:4.25" H:5.75" |  |  | 2 Medium A19 9.3w |  | 2 | Yes | [14 empty] | 0 | [12 empty] | 62.48 | 124.96 | 187.44 | W:13 1/4'' H:8 1/4'' E:6 1/4'' | 3.81 |  |  | 13.25 | 8.25 | Cap Nuts |  |  |  |  | 6.25 |  | No |  | No | [21 empty] | DP:1'' W:8'' H:5'' OB UP:5 3/4'' OB DOWN:2 1/2'' Irregular |  |  |  | 6.5 | Black/White |  |  | Hardwired | 0 | 1 | 0 | 1 | 1 | 0 | 0 | 0 | 0 | 0 | 0 | 785652058479 | 13.5 | 11.5 | 7.5 | 5.3 | 0.674 | 125 | Yes | [9 empty] | cETL Damp | FRANPORT 2L SCONCE-962 | Two Light Wall / Bath |  | 4428902EN3-962.png | 4428902EN3.jpg
4428903-710 | Three Light Wall / Bath | Modernist influences abound in the Franport Collection. Shades with sharp lines and simplified bases showcase the minimalist approach with a twist. Franport has fixtures for all parts of the property. Available in both Burnt Sienna and Brushed Nickel finish choices as well as Nickel for bath fixtures. With fixtures in various sizes and configurations, the Franport Collection will coordinate the same design theme across several different rooms. Its assortment includes three-, five-, nine- and fifteen-light chandeliers; and one- two-, three- and four- light bath vanity fixtures. The Franport collection pars wonderfully with Sea Gull Lighting Geary ceiling fixtures. Incandescent and ENERGY STAR-qualified LED lamping are available; all fixtures are California Title 24 compliant. | BATH | Franport | Wall / Bath Lighting | Burnt Sienna | 710 | Steel | Etched / White Inside Glass | D:4.25" H:5.75" |  |  | 3 Medium A19 100w |  | 3 | No | [14 empty] | 0 | [12 empty] | 65.48 | 130.96 | 196.44 | W:21'' H:8 1/4'' E:6 1/4'' | 5.54 |  |  | 21 | 8.25 | Cap Nuts |  |  |  |  | 6.25 |  | No |  | No | [21 empty] | DP:1'' W:8'' H:5'' OB UP:5 3/4'' OB DOWN:2 1/2'' Irregular |  |  |  | 6.5 | Black/White |  |  | Hardwired | 0 | 1 | 0 | 0 | 1 | 0 | 0 | 1 | 0 | 0 | 0 | 785652057656 | 21.25 | 11.5 | 7.5 | 7.5 | 1.061 | 125 | Yes | [9 empty] | cETL Damp | FRANPORT 3L SCONCE-710 | Three Light Wall / Bath |  | 4428903-710.png | 4428903.jpg
4428903-962 | Three Light Wall / Bath | Modernist influences abound in the Franport Collection. Shades with sharp lines and simplified bases showcase the minimalist approach with a twist. Franport has fixtures for all parts of the property. Available in both Burnt Sienna and Brushed Nickel finish choices as well as Nickel for bath fixtures. With fixtures in various sizes and configurations, the Franport Collection will coordinate the same design theme across several different rooms. Its assortment includes three-, five-, nine- and fifteen-light chandeliers; and one- two-, three- and four- light bath vanity fixtures. The Franport collection pars wonderfully with Sea Gull Lighting Geary ceiling fixtures. Incandescent and ENERGY STAR-qualified LED lamping are available; all fixtures are California Title 24 compliant. | BATH | Franport | Wall / Bath Lighting | Brushed Nickel | 962 | Steel | Etched / White Inside Glass | D:4.25" H:5.75" |  |  | 3 Medium A19 100w |  | 3 | No | [14 empty] | 0 | [12 empty] | 65.48 | 130.96 | 196.44 | W:21'' H:8 1/4'' E:6 1/4'' | 5.54 |  |  | 21 | 8.25 | Cap Nuts |  |  |  |  | 6.25 |  | No |  | No | [21 empty] | DP:1'' W:8'' H:5'' OB UP:5 3/4'' OB DOWN:2 1/2'' Irregular |  |  |  | 6.5 | Black/White |  |  | Hardwired | 0 | 1 | 0 | 0 | 1 | 0 | 0 | 1 | 0 | 0 | 0 | 785652057663 | 21.25 | 11.5 | 7.5 | 7.4 | 1.061 | 125 | Yes | [9 empty] | cETL Damp | FRANPORT 3L SCONCE-962 | Three Light Wall / Bath |  | 4428903-962.png | 4428903.jpg
4428903EN3-710 | Three Light Wall / Bath | Modernist influences abound in the Franport Collection. Shades with sharp lines and simplified bases showcase the minimalist approach with a twist. Franport has fixtures for all parts of the property. Available in both Burnt Sienna and Brushed Nickel finish choices as well as Nickel for bath fixtures. With fixtures in various sizes and configurations, the Franport Collection will coordinate the same design theme across several different rooms. Its assortment includes three-, five-, nine- and fifteen-light chandeliers; and one- two-, three- and four- light bath vanity fixtures. The Franport collection pars wonderfully with Sea Gull Lighting Geary ceiling fixtures. Incandescent and ENERGY STAR-qualified LED lamping are available; all fixtures are California Title 24 compliant. | BATH | Franport | Wall / Bath Lighting | Burnt Sienna | 710 | Steel | Etched / White Inside Glass | D:4.25" H:5.75" |  |  | 3 Medium A19 9.3w |  | 3 | Yes | [14 empty] | 0 | [12 empty] | 83.98 | 167.96 | 251.94 | W:21'' H:8 1/4'' E:6 1/4'' | 5.54 |  |  | 21 | 8.25 | Cap Nuts |  |  |  |  | 6.25 |  | No |  | No | [21 empty] | DP:1'' W:8'' H:5'' OB UP:5 3/4'' OB DOWN:2 1/2'' Irregular |  |  |  | 6.5 | Black/White |  |  | Hardwired | 0 | 1 | 0 | 1 | 1 | 0 | 0 | 0 | 0 | 0 | 0 | 785652058486 | 21.25 | 11.5 | 7.5 | 7.5 | 1.061 | 125 | Yes | [9 empty] | cETL Damp | FRANPORT 3L SCONCE-710 | Three Light Wall / Bath |  | 4428903EN3-710.png | 4428903EN3.jpg
4428903EN3-962 | Three Light Wall / Bath | Modernist influences abound in the Franport Collection. Shades with sharp lines and simplified bases showcase the minimalist approach with a twist. Franport has fixtures for all parts of the property. Available in both Burnt Sienna and Brushed Nickel finish choices as well as Nickel for bath fixtures. With fixtures in various sizes and configurations, the Franport Collection will coordinate the same design theme across several different rooms. Its assortment includes three-, five-, nine- and fifteen-light chandeliers; and one- two-, three- and four- light bath vanity fixtures. The Franport collection pars wonderfully with Sea Gull Lighting Geary ceiling fixtures. Incandescent and ENERGY STAR-qualified LED lamping are available; all fixtures are California Title 24 compliant. | BATH | Franport | Wall / Bath Lighting | Brushed Nickel | 962 | Steel | Etched / White Inside Glass | D:4.25" H:5.75" |  |  | 3 Medium A19 9.3w |  | 3 | Yes | [14 empty] | 0 | [12 empty] | 83.98 | 167.96 | 251.94 | W:21'' H:8 1/4'' E:6 1/4'' | 5.54 |  |  | 21 | 8.25 | Cap Nuts |  |  |  |  | 6.25 |  | No |  | No | [21 empty] | DP:1'' W:8'' H:5'' OB UP:5 3/4'' OB DOWN:2 1/2'' Irregular |  |  |  | 6.5 | Black/White |  |  | Hardwired | 0 | 1 | 0 | 1 | 1 | 0 | 0 | 0 | 0 | 0 | 0 | 785652058493 | 21.25 | 11.5 | 7.5 | 7.4 | 1.061 | 125 | Yes | [9 empty] | cETL Damp | FRANPORT 3L SCONCE-962 | Three Light Wall / Bath |  | 4428903EN3-962.png | 4428903EN3.jpg
4428904-710 | Four Light Wall / Bath | Modernist influences abound in the Franport Collection. Shades with sharp lines and simplified bases showcase the minimalist approach with a twist. Franport has fixtures for all parts of the property. Available in both Burnt Sienna and Brushed Nickel finish choices as well as Nickel for bath fixtures. With fixtures in various sizes and configurations, the Franport Collection will coordinate the same design theme across several different rooms. Its assortment includes three-, five-, nine- and fifteen-light chandeliers; and one- two-, three- and four- light bath vanity fixtures. The Franport collection pars wonderfully with Sea Gull Lighting Geary ceiling fixtures. Incandescent and ENERGY STAR-qualified LED lamping are available; all fixtures are California Title 24 compliant. | BATH | Franport | Wall / Bath Lighting | Burnt Sienna | 710 | Steel | Etched / White Inside Glass | D:4.25" H:5.75" |  |  | 4 Medium A19 100w |  | 4 | No | [14 empty] | 0 | [12 empty] | 80.48 | 160.96 | 241.44 | W:29 3/8'' H:8 1/4'' E:6 1/4'' | 6.93 |  |  | 29.375 | 8.25 | Cap Nuts |  |  |  |  | 6.25 |  | No |  | No | [21 empty] | DP:1'' W:8'' H:5'' OB UP:5 3/4'' OB DOWN:2 1/2'' Irregular |  |  |  | 6.5 | Black/White |  |  | Hardwired | 0 | 1 | 0 | 0 | 1 | 0 | 0 | 1 | 0 | 0 | 0 | 785652057670 | 30.5 | 11.5 | 7.5 | 9.8 | 1.522 | 125 | Yes | [9 empty] | cETL Damp | FRANPORT 4L SCONCE-710 | Four Light Wall / Bath |  | 4428904-710.png | 4428904.jpg
4428904-962 | Four Light Wall / Bath | Modernist influences abound in the Franport Collection. Shades with sharp lines and simplified bases showcase the minimalist approach with a twist. Franport has fixtures for all parts of the property. Available in both Burnt Sienna and Brushed Nickel finish choices as well as Nickel for bath fixtures. With fixtures in various sizes and configurations, the Franport Collection will coordinate the same design theme across several different rooms. Its assortment includes three-, five-, nine- and fifteen-light chandeliers; and one- two-, three- and four- light bath vanity fixtures. The Franport collection pars wonderfully with Sea Gull Lighting Geary ceiling fixtures. Incandescent and ENERGY STAR-qualified LED lamping are available; all fixtures are California Title 24 compliant. | BATH | Franport | Wall / Bath Lighting | Brushed Nickel | 962 | Steel | Etched / White Inside Glass | D:4.25" H:5.75" |  |  | 4 Medium A19 100w |  | 4 | No | [14 empty] | 0 | [12 empty] | 80.48 | 160.96 | 241.44 | W:29 3/8'' H:8 1/4'' E:6 1/4'' | 6.93 |  |  | 29.375 | 8.25 | Cap Nuts |  |  |  |  | 6.25 |  | No |  | No | [21 empty] | DP:1'' W:8'' H:5'' OB UP:5 3/4'' OB DOWN:2 1/2'' Irregular |  |  |  | 6.5 | Black/White |  |  | Hardwired | 0 | 1 | 0 | 0 | 1 | 0 | 0 | 1 | 0 | 0 | 0 | 785652057687 | 30.5 | 11.5 | 7.5 | 9.8 | 1.522 | 125 | Yes | [9 empty] | cETL Damp | FRANPORT 4L SCONCE-962 | Four Light Wall / Bath |  | 4428904-962.png | 4428904.jpg
4428904EN3-710 | Four Light Wall / Bath | Modernist influences abound in the Franport Collection. Shades with sharp lines and simplified bases showcase the minimalist approach with a twist. Franport has fixtures for all parts of the property. Available in both Burnt Sienna and Brushed Nickel finish choices as well as Nickel for bath fixtures. With fixtures in various sizes and configurations, the Franport Collection will coordinate the same design theme across several different rooms. Its assortment includes three-, five-, nine- and fifteen-light chandeliers; and one- two-, three- and four- light bath vanity fixtures. The Franport collection pars wonderfully with Sea Gull Lighting Geary ceiling fixtures. Incandescent and ENERGY STAR-qualified LED lamping are available; all fixtures are California Title 24 compliant. | BATH | Franport | Wall / Bath Lighting | Burnt Sienna | 710 | Steel | Etched / White Inside Glass | D:4.25" H:5.75" |  |  | 4 Medium A19 9.3w |  | 4 | Yes | [14 empty] | 0 | [12 empty] | 99.98 | 199.96 | 299.94 | W:29 3/8'' H:8 1/4'' E:6 1/4'' | 6.93 |  |  | 29.375 | 8.25 | Cap Nuts |  |  |  |  | 6.25 |  | No |  | No | [21 empty] | DP:1'' W:8'' H:5'' OB UP:5 3/4'' OB DOWN:2 1/2'' Irregular |  |  |  | 6.5 | Black/White |  |  | Hardwired | 0 | 1 | 0 | 1 | 1 | 0 | 0 | 0 | 0 | 0 | 0 | 785652058509 | 30.5 | 11.5 | 7.5 | 9.8 | 1.522 | 125 | Yes | [9 empty] | cETL Damp | FRANPORT 4L SCONCE-710 | Four Light Wall / Bath |  | 4428904EN3-710.png | 4428904EN3.jpg
4428904EN3-962 | Four Light Wall / Bath | Modernist influences abound in the Franport Collection. Shades with sharp lines and simplified bases showcase the minimalist approach with a twist. Franport has fixtures for all parts of the property. Available in both Burnt Sienna and Brushed Nickel finish choices as well as Nickel for bath fixtures. With fixtures in various sizes and configurations, the Franport Collection will coordinate the same design theme across several different rooms. Its assortment includes three-, five-, nine- and fifteen-light chandeliers; and one- two-, three- and four- light bath vanity fixtures. The Franport collection pars wonderfully with Sea Gull Lighting Geary ceiling fixtures. Incandescent and ENERGY STAR-qualified LED lamping are available; all fixtures are California Title 24 compliant. | BATH | Franport | Wall / Bath Lighting | Brushed Nickel | 962 | Steel | Etched / White Inside Glass | D:4.25" H:5.75" |  |  | 4 Medium A19 9.3w |  | 4 | Yes | [14 empty] | 0 | [12 empty] | 99.98 | 199.96 | 299.94 | W:29 3/8'' H:8 1/4'' E:6 1/4'' | 6.93 |  |  | 29.375 | 8.25 | Cap Nuts |  |  |  |  | 6.25 |  | No |  | No | [21 empty] | DP:1'' W:8'' H:5'' OB UP:5 3/4'' OB DOWN:2 1/2'' Irregular |  |  |  | 6.5 | Black/White |  |  | Hardwired | 0 | 1 | 0 | 1 | 1 | 0 | 0 | 0 | 0 | 0 | 0 | 785652058516 | 30.5 | 11.5 | 7.5 | 9.8 | 1.522 | 125 | Yes | [9 empty] | cETL Damp | FRANPORT 4L SCONCE-962 | Four Light Wall / Bath |  | 4428904EN3-962.png | 4428904EN3.jpg
4430702-112 | Two Light Wall / Bath |  | BATH | Kemal | Wall / Bath Lighting | Midnight Black | 112 | Steel | Etched / White Inside Glass | D:4" H:5.5" |  |  | 2 Medium A19 75w |  | 2 | No | [14 empty] | 0 | [12 empty] | 49.5 | 99 | 148.5 | W:13 3/4'' H:7 1/8'' E:7 3/8'' |  |  |  | 13.75 | 7.125 | Cap Nuts |  |  |  |  | 7.375 |  | No |  | No | [20 empty] | DP:13/16'' W:7'' H:5'' OB UP:2 9/16'' OB DOWN:4 9/16'' Rectangular |  |  |  |  | 6.5 | Black/White |  |  | Hardwired | 0 | 1 | 0 | 0 | 1 | 0 | 0 | 1 | 0 | 0 | 0 | 785652075537 | [16 empty] | cETL Damp | KEMAL 2L BATH-112 | Two Light Wall / Bath |  | 4430702-112.jpg | 4430702.jpg
4430702-710 | Two Light Wall / Bath |  | BATH | Kemal | Wall / Bath Lighting | Burnt Sienna | 710 | Steel | Etched / White Inside Glass | D:4" H:5.5" |  |  | 2 Medium A19 75w |  | 2 | No | [14 empty] | 0 | [12 empty] | 49.5 | 99 | 148.5 | W:13 3/4'' H:7 1/8'' E:7 3/8'' |  |  |  | 13.75 | 7.125 | Cap Nuts |  |  |  |  | 7.375 |  | No |  | No | [20 empty] | DP:13/16'' W:7'' H:5'' OB UP:2 9/16'' OB DOWN:4 9/16'' Rectangular |  |  |  |  | 6.5 | Black/White |  |  | Hardwired | 0 | 1 | 0 | 0 | 1 | 0 | 0 | 1 | 0 | 0 | 0 | 785652075544 | [16 empty] | cETL Damp | KEMAL 2L BATH-710 | Two Light Wall / Bath |  | 4430702-710.jpg | 4430702.jpg
4430702-962 | Two Light Wall / Bath |  | BATH | Kemal | Wall / Bath Lighting | Brushed Nickel | 962 | Steel | Etched / White Inside Glass | D:4" H:5.5" |  |  | 2 Medium A19 75w |  | 2 | No | [14 empty] | 0 | [12 empty] | 49.5 | 99 | 148.5 | W:13 3/4'' H:7 1/8'' E:7 3/8'' |  |  |  | 13.75 | 7.125 | Cap Nuts |  |  |  |  | 7.375 |  | No |  | No | [20 empty] | DP:13/16'' W:7'' H:5'' OB UP:2 9/16'' OB DOWN:4 9/16'' Rectangular |  |  |  |  | 6.5 | Black/White |  |  | Hardwired | 0 | 1 | 0 | 0 | 1 | 0 | 0 | 1 | 0 | 0 | 0 | 785652075551 | [16 empty] | cETL Damp | KEMAL 2L BATH-962 | Two Light Wall / Bath |  | 4430702-962.jpg | 4430702.jpg
4430702EN3-112 | Two Light Wall / Bath |  | BATH | Kemal | Wall / Bath Lighting | Midnight Black | 112 | Steel | Etched / White Inside Glass | D:4" H:5.5" |  |  | 2 Medium A19 9.3w |  | 2 | Yes | [14 empty] | 0 | [12 empty] | 59.5 | 119 | 178.5 | W:13 3/4'' H:7 1/8'' E:7 3/8'' |  |  |  | 13.75 | 7.125 | Cap Nuts |  |  |  |  | 7.375 |  | No |  | No | [20 empty] | DP:13/16'' W:7'' H:5'' OB UP:2 9/16'' OB DOWN:4 9/16'' Rectangular |  |  |  |  | 6.5 | Black/White |  |  | Hardwired | 0 | 1 | 0 | 1 | 1 | 0 | 0 | 0 | 0 | 0 | 0 | 785652080012 | [16 empty] | cETL Damp | KEMAL 2L BATH-112 | Two Light Wall / Bath |  | 4430702EN3-112.jpg | 4430702EN3.jpg
4430702EN3-710 | Two Light Wall / Bath |  | BATH | Kemal | Wall / Bath Lighting | Burnt Sienna | 710 | Steel | Etched / White Inside Glass | D:4" H:5.5" |  |  | 2 Medium A19 9.3w |  | 2 | Yes | [14 empty] | 0 | [12 empty] | 59.5 | 119 | 178.5 | W:13 3/4'' H:7 1/8'' E:7 3/8'' |  |  |  | 13.75 | 7.125 | Cap Nuts |  |  |  |  | 7.375 |  | No |  | No | [20 empty] | DP:13/16'' W:7'' H:5'' OB UP:2 9/16'' OB DOWN:4 9/16'' Rectangular |  |  |  |  | 6.5 | Black/White |  |  | Hardwired | 0 | 1 | 0 | 1 | 1 | 0 | 0 | 0 | 0 | 0 | 0 | 785652080029 | [16 empty] | cETL Damp | KEMAL 2L BATH-710 | Two Light Wall / Bath |  | 4430702EN3-710.jpg | 4430702EN3.jpg
4430702EN3-962 | Two Light Wall / Bath |  | BATH | Kemal | Wall / Bath Lighting | Brushed Nickel | 962 | Steel | Etched / White Inside Glass | D:4" H:5.5" |  |  | 2 Medium A19 9.3w |  | 2 | Yes | [14 empty] | 0 | [12 empty] | 59.5 | 119 | 178.5 | W:13 3/4'' H:7 1/8'' E:7 3/8'' |  |  |  | 13.75 | 7.125 | Cap Nuts |  |  |  |  | 7.375 |  | No |  | No | [20 empty] | DP:13/16'' W:7'' H:5'' OB UP:2 9/16'' OB DOWN:4 9/16'' Rectangular |  |  |  |  | 6.5 | Black/White |  |  | Hardwired | 0 | 1 | 0 | 1 | 1 | 0 | 0 | 0 | 0 | 0 | 0 | 785652080036 | [16 empty] | cETL Damp | KEMAL 2L BATH-962 | Two Light Wall / Bath |  | 4430702EN3-962.jpg | 4430702EN3.jpg
4430703-112 | Three Light Wall / Bath |  | BATH | Kemal | Wall / Bath Lighting | Midnight Black | 112 | Steel | Etched / White Inside Glass | D:4" H:5.5" |  |  | 3 Medium A19 75w |  | 3 | No | [14 empty] | 0 | [12 empty] | 64.5 | 129 | 193.5 | W:24'' H:7 1/8'' E:7 3/8'' |  |  |  | 24 | 7.125 | Cap Nuts |  |  |  |  | 7.375 |  | No |  | No | [20 empty] | DP:13/16'' W:7'' H:5'' OB UP:2 9/16'' OB DOWN:4 9/16'' Rectangular |  |  |  |  | 6.5 | Black/White |  |  | Hardwired | 0 | 1 | 0 | 0 | 1 | 0 | 0 | 1 | 0 | 0 | 0 | 785652075568 | 31 | 9 | 9 | 7.6 | 1.453 | 175 | Yes | [9 empty] | cETL Damp | KEMAL 3L BATH-112 | Three Light Wall / Bath |  | 4430703-112.jpg | 4430703.jpg
4430703-710 | Three Light Wall / Bath |  | BATH | Kemal | Wall / Bath Lighting | Burnt Sienna | 710 | Steel | Etched / White Inside Glass | D:4" H:5.5" |  |  | 3 Medium A19 75w |  | 3 | No | [14 empty] | 0 | [12 empty] | 64.5 | 129 | 193.5 | W:24'' H:7 1/8'' E:7 3/8'' |  |  |  | 24 | 7.125 | Cap Nuts |  |  |  |  | 7.375 |  | No |  | No | [20 empty] | DP:13/16'' W:7'' H:5'' OB UP:2 9/16'' OB DOWN:4 9/16'' Rectangular |  |  |  |  | 6.5 | Black/White |  |  | Hardwired | 0 | 1 | 0 | 0 | 1 | 0 | 0 | 1 | 0 | 0 | 0 | 785652075575 | 31 | 9 | 9 | 7.6 | 1.453 | 175 | Yes | [9 empty] | cETL Damp | KEMAL 3L BATH-710 | Three Light Wall / Bath |  | 4430703-710.jpg | 4430703.jpg
4430703-962 | Three Light Wall / Bath |  | BATH | Kemal | Wall / Bath Lighting | Brushed Nickel | 962 | Steel | Etched / White Inside Glass | D:4" H:5.5" |  |  | 3 Medium A19 75w |  | 3 | No | [14 empty] | 0 | [12 empty] | 64.5 | 129 | 193.5 | W:24'' H:7 1/8'' E:7 3/8'' |  |  |  | 24 | 7.125 | Cap Nuts |  |  |  |  | 7.375 |  | No |  | No | [20 empty] | DP:13/16'' W:7'' H:5'' OB UP:2 9/16'' OB DOWN:4 9/16'' Rectangular |  |  |  |  | 6.5 | Black/White |  |  | Hardwired | 0 | 1 | 0 | 0 | 1 | 0 | 0 | 1 | 0 | 0 | 0 | 785652075582 | [16 empty] | cETL Damp | KEMAL 3L BATH-962 | Three Light Wall / Bath |  | 4430703-962.jpg | 4430703.jpg
4430703EN3-112 | Three Light Wall / Bath |  | BATH | Kemal | Wall / Bath Lighting | Midnight Black | 112 | Steel | Etched / White Inside Glass | D:4" H:5.5" |  |  | 3 Medium A19 9.3w |  | 3 | Yes | [14 empty] | 0 | [12 empty] | 79.5 | 159 | 238.5 | W:24'' H:7 1/8'' E:7 3/8'' |  |  |  | 24 | 7.125 | Cap Nuts |  |  |  |  | 7.375 |  | No |  | No | [20 empty] | DP:13/16'' W:7'' H:5'' OB UP:2 9/16'' OB DOWN:4 9/16'' Rectangular |  |  |  |  | 6.5 | Black/White |  |  | Hardwired | 0 | 1 | 0 | 1 | 1 | 0 | 0 | 0 | 0 | 0 | 0 | 785652080043 | [16 empty] | cETL Damp | KEMAL 3L BATH-112 | Three Light Wall / Bath |  | 4430703EN3-112.jpg | 4430703EN3.jpg
4430703EN3-710 | Three Light Wall / Bath |  | BATH | Kemal | Wall / Bath Lighting | Burnt Sienna | 710 | Steel | Etched / White Inside Glass | D:4" H:5.5" |  |  | 3 Medium A19 9.3w |  | 3 | Yes | [14 empty] | 0 | [12 empty] | 79.5 | 159 | 238.5 | W:24'' H:7 1/8'' E:7 3/8'' |  |  |  | 24 | 7.125 | Cap Nuts |  |  |  |  | 7.375 |  | No |  | No | [20 empty] | DP:13/16'' W:7'' H:5'' OB UP:2 9/16'' OB DOWN:4 9/16'' Rectangular |  |  |  |  | 6.5 | Black/White |  |  | Hardwired | 0 | 1 | 0 | 1 | 1 | 0 | 0 | 0 | 0 | 0 | 0 | 785652080050 | [16 empty] | cETL Damp | KEMAL 3L BATH-710 | Three Light Wall / Bath |  | 4430703EN3-710.jpg | 4430703EN3.jpg
4430703EN3-962 | Three Light Wall / Bath |  | BATH | Kemal | Wall / Bath Lighting | Brushed Nickel | 962 | Steel | Etched / White Inside Glass | D:4" H:5.5" |  |  | 3 Medium A19 9.3w |  | 3 | Yes | [14 empty] | 0 | [12 empty] | 79.5 | 159 | 238.5 | W:24'' H:7 1/8'' E:7 3/8'' |  |  |  | 24 | 7.125 | Cap Nuts |  |  |  |  | 7.375 |  | No |  | No | [20 empty] | DP:13/16'' W:7'' H:5'' OB UP:2 9/16'' OB DOWN:4 9/16'' Rectangular |  |  |  |  | 6.5 | Black/White |  |  | Hardwired | 0 | 1 | 0 | 1 | 1 | 0 | 0 | 0 | 0 | 0 | 0 | 785652080067 | [16 empty] | cETL Damp | KEMAL 3L BATH-962 | Three Light Wall / Bath |  | 4430703EN3-962.jpg | 4430703EN3.jpg
4430704-112 | Four Light Wall / Bath |  | BATH | Kemal | Wall / Bath Lighting | Midnight Black | 112 | Steel | Etched / White Inside Glass | D:4" H:5.5" |  |  | 4 Medium A19 75w |  | 4 | No | [14 empty] | 0 | [12 empty] | 84.5 | 169 | 253.5 | W:34'' H:7 1/8'' E:7 3/8'' |  |  |  | 34 | 7.125 | Cap Nuts |  |  |  |  | 7.375 |  | No |  | No | [20 empty] | DP:13/16'' W:7'' H:5'' OB UP:2 9/16'' OB DOWN:4 9/16'' Rectangular |  |  |  |  | 6.5 | Black/White |  |  | Hardwired | 0 | 1 | 0 | 0 | 1 | 0 | 0 | 1 | 0 | 0 | 0 | 785652075599 | [16 empty] | cETL Damp | KEMAL 4L BATH-112 | Four Light Wall / Bath |  | 4430704-112.jpg | 4430704.jpg
4430704-710 | Four Light Wall / Bath |  | BATH | Kemal | Wall / Bath Lighting | Burnt Sienna | 710 | Steel | Etched / White Inside Glass | D:4" H:5.5" |  |  | 4 Medium A19 75w |  | 4 | No | [14 empty] | 0 | [12 empty] | 84.5 | 169 | 253.5 | W:34'' H:7 1/8'' E:7 3/8'' |  |  |  | 34 | 7.125 | Cap Nuts |  |  |  |  | 7.375 |  | No |  | No | [20 empty] | DP:13/16'' W:7'' H:5'' OB UP:2 9/16'' OB DOWN:4 9/16'' Rectangular |  |  |  |  | 6.5 | Black/White |  |  | Hardwired | 0 | 1 | 0 | 0 | 1 | 0 | 0 | 1 | 0 | 0 | 0 | 785652075698 | [16 empty] | cETL Damp | KEMAL 4L BATH-710 | Four Light Wall / Bath |  | 4430704-710.jpg | 4430704.jpg
4430704-962 | Four Light Wall / Bath |  | BATH | Kemal | Wall / Bath Lighting | Brushed Nickel | 962 | Steel | Etched / White Inside Glass | D:4" H:5.5" |  |  | 4 Medium A19 75w |  | 4 | No | [14 empty] | 0 | [12 empty] | 84.5 | 169 | 253.5 | W:34'' H:7 1/8'' E:7 3/8'' |  |  |  | 34 | 7.125 | Cap Nuts |  |  |  |  | 7.375 |  | No |  | No | [20 empty] | DP:13/16'' W:7'' H:5'' OB UP:2 9/16'' OB DOWN:4 9/16'' Rectangular |  |  |  |  | 6.5 | Black/White |  |  | Hardwired | 0 | 1 | 0 | 0 | 1 | 0 | 0 | 1 | 0 | 0 | 0 | 785652075704 | [16 empty] | cETL Damp | KEMAL 4L BATH-962 | Four Light Wall / Bath |  | 4430704-962.jpg | 4430704.jpg
4430704EN3-112 | Four Light Wall / Bath |  | BATH | Kemal | Wall / Bath Lighting | Midnight Black | 112 | Steel | Etched / White Inside Glass | D:4" H:5.5" |  |  | 4 Medium A19 9.3w |  | 4 | Yes | [14 empty] | 0 | [12 empty] | 104.5 | 209 | 313.5 | W:34'' H:7 1/8'' E:7 3/8'' |  |  |  | 34 | 7.125 | Cap Nuts |  |  |  |  | 7.375 |  | No |  | No | [20 empty] | DP:13/16'' W:7'' H:5'' OB UP:2 9/16'' OB DOWN:4 9/16'' Rectangular |  |  |  |  | 6.5 | Black/White |  |  | Hardwired | 0 | 1 | 0 | 1 | 1 | 0 | 0 | 0 | 0 | 0 | 0 | 785652080074 | [16 empty] | cETL Damp | KEMAL 4L BATH-112 | Four Light Wall / Bath |  | 4430704EN3-112.jpg | 4430704EN3.jpg
4430704EN3-710 | Four Light Wall / Bath |  | BATH | Kemal | Wall / Bath Lighting | Burnt Sienna | 710 | Steel | Etched / White Inside Glass | D:4" H:5.5" |  |  | 4 Medium A19 9.3w |  | 4 | Yes | [14 empty] | 0 | [12 empty] | 104.5 | 209 | 313.5 | W:34'' H:7 1/8'' E:7 3/8'' |  |  |  | 34 | 7.125 | Cap Nuts |  |  |  |  | 7.375 |  | No |  | No | [20 empty] | DP:13/16'' W:7'' H:5'' OB UP:2 9/16'' OB DOWN:4 9/16'' Rectangular |  |  |  |  | 6.5 | Black/White |  |  | Hardwired | 0 | 1 | 0 | 1 | 1 | 0 | 0 | 0 | 0 | 0 | 0 | 785652080081 | [16 empty] | cETL Damp | KEMAL 4L BATH-710 | Four Light Wall / Bath |  | 4430704EN3-710.jpg | 4430704EN3.jpg
4430704EN3-962 | Four Light Wall / Bath |  | BATH | Kemal | Wall / Bath Lighting | Brushed Nickel | 962 | Steel | Etched / White Inside Glass | D:4" H:5.5" |  |  | 4 Medium A19 9.3w |  | 4 | Yes | [14 empty] | 0 | [12 empty] | 104.5 | 209 | 313.5 | W:34'' H:7 1/8'' E:7 3/8'' |  |  |  | 34 | 7.125 | Cap Nuts |  |  |  |  | 7.375 |  | No |  | No | [20 empty] | DP:13/16'' W:7'' H:5'' OB UP:2 9/16'' OB DOWN:4 9/16'' Rectangular |  |  |  |  | 6.5 | Black/White |  |  | Hardwired | 0 | 1 | 0 | 1 | 1 | 0 | 0 | 0 | 0 | 0 | 0 | 785652080098 | [16 empty] | cETL Damp | KEMAL 4L BATH-962 | Four Light Wall / Bath |  | 4430704EN3-962.jpg | 4430704EN3.jpg
4430802-05 | Two Light Wall / Bath |  | BATH | Syll | Wall / Bath Lighting | Chrome | 5 | Steel | Clear Highlighted Satin Etched Glass | L:18" W:0.25" H:4.375" |  |  | 2 Candelabra Torpedo 40w |  | 2 | No | [14 empty] | 0 | [12 empty] | 44.5 | 89 | 133.5 | W:18'' H:5 1/2'' E:3 7/8'' |  |  |  | 18 | 5.5 | Screw(s) |  |  |  |  | 3.875 |  | No |  | No | [21 empty] | DP:3/4'' W:17'' H:4 3/4'' OB UP:3 1/4'' Rectangular |  |  |  | 6.5 | Black/White |  |  | Hardwired | 1 | 0 | 0 | 0 | 1 | 0 | 0 | 1 | 0 | 0 | 0 | 785652077579 | 20.75 | 6.5 | 7.5 | 4.3 | 0.585 | 125 | Yes | [9 empty] | cETL Damp | SYLL 2L BATH-05 | Two Light Wall / Bath |  | 4430802-05.jpg | 4430802.jpg
4430802-962 | Two Light Wall / Bath |  | BATH | Syll | Wall / Bath Lighting | Brushed Nickel | 962 | Steel | Clear Highlighted Satin Etched Glass | L:18" W:0.25" H:4.375" |  |  | 2 Candelabra Torpedo 40w |  | 2 | No | [14 empty] | 0 | [12 empty] | 44.5 | 89 | 133.5 | W:18'' H:5 1/2'' E:3 7/8'' |  |  |  | 18 | 5.5 | Screw(s) |  |  |  |  | 3.875 |  | No |  | No | [21 empty] | DP:3/4'' W:17'' H:4 3/4'' OB UP:3 1/4'' Rectangular |  |  |  | 6.5 | Black/White |  |  | Hardwired | 1 | 0 | 0 | 0 | 1 | 0 | 0 | 1 | 0 | 0 | 0 | 785652077609 | 20.75 | 6.75 | 7.25 | 4.3 | 0.588 | 125 | Yes | [9 empty] | cETL Damp | SYLL 2L BATH-962 | Two Light Wall / Bath |  | 4430802-962.jpg | 4430802.jpg
4430802EN-05 | Two Light Wall / Bath |  | BATH | Syll | Wall / Bath Lighting | Chrome | 5 | Steel | Clear Highlighted Satin Etched Glass | L:18" W:0.25" H:4.375" |  |  | 2 Candelabra Torpedo 3.5w |  | 2 | Yes | [14 empty] | 0 | [12 empty] | 54.5 | 109 | 163.5 | W:18'' H:5 1/2'' E:3 7/8'' |  |  |  | 18 | 5.5 | Screw(s) |  |  |  |  | 3.875 |  | No |  | No | [21 empty] | DP:3/4'' W:17'' H:4 3/4'' OB UP:3 1/4'' Rectangular |  |  |  | 6.5 | Black/White |  |  | Hardwired | 1 | 0 | 0 | 1 | 1 | 0 | 0 | 0 | 0 | 0 | 0 | 785652081101 | [16 empty] | cETL Damp | SYLL 2L BATH-05 | Two Light Wall / Bath |  | 4430802EN-05.jpg | 4430802EN.jpg
4430802EN-962 | Two Light Wall / Bath |  | BATH | Syll | Wall / Bath Lighting | Brushed Nickel | 962 | Steel | Clear Highlighted Satin Etched Glass | L:18" W:0.25" H:4.375" |  |  | 2 Candelabra Torpedo 3.5w |  | 2 | Yes | [14 empty] | 0 | [12 empty] | 54.5 | 109 | 163.5 | W:18'' H:5 1/2'' E:3 7/8'' |  |  |  | 18 | 5.5 | Screw(s) |  |  |  |  | 3.875 |  | No |  | No | [21 empty] | DP:3/4'' W:17'' H:4 3/4'' OB UP:3 1/4'' Rectangular |  |  |  | 6.5 | Black/White |  |  | Hardwired | 1 | 0 | 0 | 1 | 1 | 0 | 0 | 0 | 0 | 0 | 0 | 785652081118 | [16 empty] | cETL Damp | SYLL 2L BATH-962 | Two Light Wall / Bath |  | 4430802EN-962.jpg | 4430802EN.jpg
4430804-05 | Four Light Wall / Bath |  | BATH | Syll | Wall / Bath Lighting | Chrome | 5 | Steel | Clear Highlighted Satin Etched Glass | L:26" W:0.25" H:4.375" |  |  | 4 Candelabra Torpedo 40w |  | 4 | No | [14 empty] | 0 | [12 empty] | 59.5 | 119 | 178.5 | W:26'' H:5 1/2'' E:3 7/8'' |  |  |  | 26 | 5.5 | Screw(s) |  |  |  |  | 3.875 |  | No |  | No | [21 empty] | DP:3/4'' W:25'' H:4 3/4'' OB UP:3 1/4'' Rectangular |  |  |  | 6.5 | Black/White |  |  | Hardwired | 1 | 0 | 0 | 0 | 1 | 0 | 0 | 1 | 0 | 0 | 0 | 785652077616 | [16 empty] | cETL Damp | SYLL 4L BATH-05 | Four Light Wall / Bath |  | 4430804-05.jpg | 4430804.jpg
4430804-962 | Four Light Wall / Bath |  | BATH | Syll | Wall / Bath Lighting | Brushed Nickel | 962 | Steel | Clear Highlighted Satin Etched Glass | L:26" W:0.25" H:4.375" |  |  | 4 Candelabra Torpedo 40w |  | 4 | No | [14 empty] | 0 | [12 empty] | 59.5 | 119 | 178.5 | W:26'' H:5 1/2'' E:3 7/8'' |  |  |  | 26 | 5.5 | Screw(s) |  |  |  |  | 3.875 |  | No |  | No | [21 empty] | DP:3/4'' W:25'' H:4 3/4'' OB UP:3 1/4'' Rectangular |  |  |  | 6.5 | Black/White |  |  | Hardwired | 1 | 0 | 0 | 0 | 1 | 0 | 0 | 1 | 0 | 0 | 0 | 785652077647 | [16 empty] | cETL Damp | SYLL 4L BATH-962 | Four Light Wall / Bath |  | 4430804-962.jpg | 4430804.jpg
4430804EN-05 | Four Light Wall / Bath |  | BATH | Syll | Wall / Bath Lighting | Chrome | 5 | Steel | Clear Highlighted Satin Etched Glass | L:26" W:0.25" H:4.375" |  |  | 4 Candelabra Torpedo 3.5w |  | 4 | Yes | [14 empty] | 0 | [12 empty] | 83.5 | 167 | 250.5 | W:26'' H:5 1/2'' E:3 7/8'' |  |  |  | 26 | 5.5 | Screw(s) |  |  |  |  | 3.875 |  | No |  | No | [21 empty] | DP:3/4'' W:25'' H:4 3/4'' OB UP:3 1/4'' Rectangular |  |  |  | 6.5 | Black/White |  |  | Hardwired | 1 | 0 | 0 | 1 | 1 | 0 | 0 | 0 | 0 | 0 | 0 | 785652081125 | [16 empty] | cETL Damp | SYLL 4L BATH-05 | Four Light Wall / Bath |  | 4430804EN-05.jpg | 4430804EN.jpg
4430804EN-962 | Four Light Wall / Bath |  | BATH | Syll | Wall / Bath Lighting | Brushed Nickel | 962 | Steel | Clear Highlighted Satin Etched Glass | L:26" W:0.25" H:4.375" |  |  | 4 Candelabra Torpedo 3.5w |  | 4 | Yes | [14 empty] | 0 | [12 empty] | 83.5 | 167 | 250.5 | W:26'' H:5 1/2'' E:3 7/8'' |  |  |  | 26 | 5.5 | Screw(s) |  |  |  |  | 3.875 |  | No |  | No | [21 empty] | DP:3/4'' W:25'' H:4 3/4'' OB UP:3 1/4'' Rectangular |  |  |  | 6.5 | Black/White |  |  | Hardwired | 1 | 0 | 0 | 1 | 1 | 0 | 0 | 0 | 0 | 0 | 0 | 785652081132 | [16 empty] | cETL Damp | SYLL 4L BATH-962 | Four Light Wall / Bath |  | 4430804EN-962.jpg | 4430804EN.jpg
4430806-05 | Six Light Wall / Bath |  | BATH | Syll | Wall / Bath Lighting | Chrome | 5 | Steel | Clear Highlighted Satin Etched Glass | L:38" W:0.25" H:4.375" |  |  | 6 Candelabra Torpedo 40w |  | 6 | No | [14 empty] | 0 | [12 empty] | 74.5 | 149 | 223.5 | W:38'' H:5 1/2'' E:3 7/8'' |  |  |  | 38 | 5.5 | Screw(s) |  |  |  |  | 3.875 |  | No |  | No | [21 empty] | DP:3/4'' W:37'' H:4 3/4'' OB UP:3 1/4'' Rectangular |  |  |  | 6.5 | Black/White |  |  | Hardwired | 1 | 0 | 0 | 0 | 1 | 0 | 0 | 1 | 0 | 0 | 0 | 785652077654 | 42.25 | 6.75 | 7.5 | 9 | 1.238 | 125 | Yes | [9 empty] | cETL Damp | SYLL 6L BATH-05 | Six Light Wall / Bath |  | 4430806-05.jpg | 4430806.jpg
4430806-962 | Six Light Wall / Bath |  | BATH | Syll | Wall / Bath Lighting | Brushed Nickel | 962 | Steel | Clear Highlighted Satin Etched Glass | L:38" W:0.25" H:4.375" |  |  | 6 Candelabra Torpedo 40w |  | 6 | No | [14 empty] | 0 | [12 empty] | 74.5 | 149 | 223.5 | W:38'' H:5 1/2'' E:3 7/8'' |  |  |  | 38 | 5.5 | Screw(s) |  |  |  |  | 3.875 |  | No |  | No | [21 empty] | DP:3/4'' W:37'' H:4 3/4'' OB UP:3 1/4'' Rectangular |  |  |  | 6.5 | Black/White |  |  | Hardwired | 1 | 0 | 0 | 0 | 1 | 0 | 0 | 1 | 0 | 0 | 0 | 785652077685 | 42.25 | 6.75 | 7.5 | 9 | 1.238 | 125 | Yes | [9 empty] | cETL Damp | SYLL 6L BATH-962 | Six Light Wall / Bath |  | 4430806-962.jpg | 4430806.jpg
4430806EN-05 | Six Light Wall / Bath |  | BATH | Syll | Wall / Bath Lighting | Chrome | 5 | Steel | Clear Highlighted Satin Etched Glass | L:38" W:0.25" H:4.375" |  |  | 6 Candelabra Torpedo 3.5w |  | 6 | Yes | [14 empty] | 0 | [12 empty] | 109.5 | 219 | 328.5 | W:38'' H:5 1/2'' E:3 7/8'' |  |  |  | 38 | 5.5 | Screw(s) |  |  |  |  | 3.875 |  | No |  | No | [21 empty] | DP:3/4'' W:37'' H:4 3/4'' OB UP:3 1/4'' Rectangular |  |  |  | 6.5 | Black/White |  |  | Hardwired | 1 | 0 | 0 | 1 | 1 | 0 | 0 | 0 | 0 | 0 | 0 | 785652081149 | [16 empty] | cETL Damp | SYLL 6L BATH-05 | Six Light Wall / Bath |  | 4430806EN-05.jpg | 4430806EN.jpg
4430806EN-962 | Six Light Wall / Bath |  | BATH | Syll | Wall / Bath Lighting | Brushed Nickel | 962 | Steel | Clear Highlighted Satin Etched Glass | L:38" W:0.25" H:4.375" |  |  | 6 Candelabra Torpedo 3.5w |  | 6 | Yes | [14 empty] | 0 | [12 empty] | 109.5 | 219 | 328.5 | W:38'' H:5 1/2'' E:3 7/8'' |  |  |  | 38 | 5.5 | Screw(s) |  |  |  |  | 3.875 |  | No |  | No | [21 empty] | DP:3/4'' W:37'' H:4 3/4'' OB UP:3 1/4'' Rectangular |  |  |  | 6.5 | Black/White |  |  | Hardwired | 1 | 0 | 0 | 1 | 1 | 0 | 0 | 0 | 0 | 0 | 0 | 785652081156 | [16 empty] | cETL Damp | SYLL 6L BATH-962 | Six Light Wall / Bath |  | 4430806EN-962.jpg | 4430806EN.jpg
44316-710 | One Light Wall / Bath | With classic proportions and minimalist glass accents, the Lemont lighting collection by Sea Gull Lighting offers transitional style in a beautiful profile. The design features just enough flourish to create a soft, romantic figure. For those looking for simple elegance, Lemont is a perfect choice. Offered in Antique Brushed Nickel finish with Etched White Alabaster glass or Burnt Sienna finish with Café Tint glass. The assortment includes nine-light, six-light, five-light and three-light chandeliers, pendants in five sizes, both flush and semi-flush ceiling fixtures, as well as one-light, two-light, three-light and four-light wall/bath fixtures. Both incandescent lamping and ENERGY STAR-qualified LED lamping are available. All fixtures are California Title 24 compliant. | WALL SCONCE | Lemont | Wall / Bath Lighting | Burnt Sienna | 710 | Steel | Cafe Tint Glass | D:5" H:4.25" |  |  | 1 Medium A19 100w |  | 1 | No | [14 empty] | 0 | [12 empty] | 28 | 56 | 84 | W:5 1/4'' H:10'' E:7'' | 1.8 |  |  | 5.25 | 10 | Wall / Bath |  |  |  |  | 7 |  | No |  | No | [21 empty] | DP:1 1/4'' W:5 1/4'' H:10'' OB UP:5'' OB DOWN:5'' Oval |  |  |  | 9 |  |  |  | Hardwired | 0 | 1 | 0 | 0 | 1 | 0 | 0 | 1 | 0 | 0 | 0 | 785652225574 | 13 | 9.75 | 7.5 | 2.7 | 0.55 | 175 | Yes | [8 empty] | UL Damp | cUL Damp | LEMONT 1L SCONCE-710 | One Light Wall / Bath |  | 44316-710.jpg | 44316.jpg
44316EN3-710 | One Light Wall / Bath Sconce | With classic proportions and minimalist glass accents, the Lemont lighting collection by Sea Gull Lighting offers transitional style in a beautiful profile. The design features just enough flourish to create a soft, romantic figure. For those looking for simple elegance, Lemont is a perfect choice. Offered in Antique Brushed Nickel finish with Etched White Alabaster glass or Burnt Sienna finish with Café Tint glass. The assortment includes nine-light, six-light, five-light and three-light chandeliers, pendants in five sizes, both flush and semi-flush ceiling fixtures, as well as one-light, two-light, three-light and four-light wall/bath fixtures. Both incandescent lamping and ENERGY STAR-qualified LED lamping are available. All fixtures are California Title 24 compliant. | WALL SCONCE | Lemont | Wall / Bath Lighting | Burnt Sienna | 710 | Steel | Cafe Tint Glass | D:5" H:4.25" |  |  | 1 Medium A19 9.3w |  | 1 | Yes | [14 empty] | 0 | [12 empty] | 32.5 | 65 | 97.5 | W:5 1/4'' H:10'' E:7'' | 1.8 |  |  | 5.25 | 10 | Wall / Bath |  |  |  |  | 7 |  | No |  | No | [21 empty] | DP:1 1/4'' W:5 1/4'' H:10'' OB UP:5'' OB DOWN:5'' Oval |  |  |  | 9 | Black/White |  |  | Hardwired | 0 | 1 | 0 | 1 | 1 | 0 | 0 | 0 | 0 | 0 | 0 | 785652054365 | 13 | 9.75 | 7.5 | 2.7 | 0.55 | 175 | Yes | [8 empty] | C-UL-US Damp |  | LEMONT 1L SCONCE-710 | One Light Wall / Bath Sconce |  | 44316EN3-710.jpg | 44316.jpg
44317-710 | Two Light Wall / Bath | With classic proportions and minimalist glass accents, the Lemont lighting collection by Sea Gull Lighting offers transitional style in a beautiful profile. The design features just enough flourish to create a soft, romantic figure. For those looking for simple elegance, Lemont is a perfect choice. Offered in Antique Brushed Nickel finish with Etched White Alabaster glass or Burnt Sienna finish with Café Tint glass. The assortment includes nine-light, six-light, five-light and three-light chandeliers, pendants in five sizes, both flush and semi-flush ceiling fixtures, as well as one-light, two-light, three-light and four-light wall/bath fixtures. Both incandescent lamping and ENERGY STAR-qualified LED lamping are available. All fixtures are California Title 24 compliant. | BATH | Lemont | Wall / Bath Lighting | Burnt Sienna | 710 | Steel | Cafe Tint Glass | D:5" H:4.25" |  |  | 2 Medium A19 100w |  | 2 | No | [14 empty] | 0 | [12 empty] | 34.5 | 69 | 103.5 | W:13'' H:8 1/2'' E:7'' | 3.6 |  |  | 13 | 8.5 | Wall / Bath |  |  |  |  | 7 |  | No |  | No | [21 empty] | DP:1 1/4'' W:10'' H:5 1/4'' OB UP:4'' OB DOWN:4 1/2'' Oval |  |  |  | 9 |  |  |  | Hardwired | 0 | 1 | 0 | 0 | 1 | 0 | 0 | 1 | 0 | 0 | 0 | 785652225581 | 12.25 | 10.5 | 13.25 | 5.5 | 0.986 | 175 | Yes | [8 empty] | UL Damp | cUL Damp | LEMONT 2L BATH-710 | Two Light Wall / Bath |  | 44317-710.jpg | 44317.jpg
44317EN3-710 | Two Light Wall / Bath | With classic proportions and minimalist glass accents, the Lemont lighting collection by Sea Gull Lighting offers transitional style in a beautiful profile. The design features just enough flourish to create a soft, romantic figure. For those looking for simple elegance, Lemont is a perfect choice. Offered in Antique Brushed Nickel finish with Etched White Alabaster glass or Burnt Sienna finish with Café Tint glass. The assortment includes nine-light, six-light, five-light and three-light chandeliers, pendants in five sizes, both flush and semi-flush ceiling fixtures, as well as one-light, two-light, three-light and four-light wall/bath fixtures. Both incandescent lamping and ENERGY STAR-qualified LED lamping are available. All fixtures are California Title 24 compliant. | BATH | Lemont | Wall / Bath Lighting | Burnt Sienna | 710 | Steel | Cafe Tint Glass | D:5" H:4.25" |  |  | 2 Medium A19 9.3w |  | 2 | Yes | [14 empty] | 0 | [12 empty] | 44.5 | 89 | 133.5 | W:13'' H:8 1/2'' E:7'' | 3.6 |  |  | 13 | 8.5 | Wall / Bath |  |  |  |  | 7 |  | No |  | No | [21 empty] | DP:1 1/4'' W:10'' H:5 1/4'' OB UP:4'' OB DOWN:4 1/2'' Oval |  |  |  | 9 | Black/White |  |  | Hardwired | 0 | 1 | 0 | 1 | 1 | 0 | 0 | 0 | 0 | 0 | 0 | 785652054389 | 12.25 | 10.5 | 13.25 | 5.5 | 0.986 | 175 | Yes | [8 empty] | C-UL-US Damp |  | LEMONT 2L BATH-710 | Two Light Wall / Bath |  | 44317EN3-710.jpg | 44317.jpg
44317EN3-965 | Two Light Wall / Bath | With classic proportions and minimalist glass accents, the Lemont lighting collection by Sea Gull Lighting offers transitional style in a beautiful profile. The design features just enough flourish to create a soft, romantic figure. For those looking for simple elegance, Lemont is a perfect choice. Offered in Antique Brushed Nickel finish with Etched White Alabaster glass or Burnt Sienna finish with Café Tint glass. The assortment includes nine-light, six-light, five-light and three-light chandeliers, pendants in five sizes, both flush and semi-flush ceiling fixtures, as well as one-light, two-light, three-light and four-light wall/bath fixtures. Both incandescent lamping and ENERGY STAR-qualified LED lamping are available. All fixtures are California Title 24 compliant. | BATH | Lemont | Wall / Bath Lighting | Antique Brushed Nickel | 965 | Steel | Etched White Alabaster Glass | D:5" H:4.25" |  |  | 2 Medium A19 9.3w |  | 2 | Yes | [14 empty] | 0 | [12 empty] | 44.5 | 89 | 133.5 | W:13'' H:8 1/2'' E:7'' | 3.6 |  |  | 13 | 8.5 | Wall / Bath |  |  |  |  | 7 |  | No |  | No | [21 empty] | DP:1 1/4'' W:10'' H:5 1/4'' OB UP:4'' OB DOWN:4 1/2'' Oval |  |  |  | 9 | Black/White |  |  | Hardwired | 0 | 1 | 0 | 1 | 1 | 0 | 0 | 0 | 0 | 0 | 0 | 785652054396 | 13.25 | 12.5 | 10.5 | 5.6 | 1.006 | 175 | Yes | [8 empty] | C-UL-US Damp |  | LEMONT 2L BATH-965 | Two Light Wall / Bath |  | 44317EN3-965.jpg | 44317.jpg
44318EN3-710 | Three Light Wall / Bath | With classic proportions and minimalist glass accents, the Lemont lighting collection by Sea Gull Lighting offers transitional style in a beautiful profile. The design features just enough flourish to create a soft, romantic figure. For those looking for simple elegance, Lemont is a perfect choice. Offered in Antique Brushed Nickel finish with Etched White Alabaster glass or Burnt Sienna finish with Café Tint glass. The assortment includes nine-light, six-light, five-light and three-light chandeliers, pendants in five sizes, both flush and semi-flush ceiling fixtures, as well as one-light, two-light, three-light and four-light wall/bath fixtures. Both incandescent lamping and ENERGY STAR-qualified LED lamping are available. All fixtures are California Title 24 compliant. | BATH | Lemont | Wall / Bath Lighting | Burnt Sienna | 710 | Steel | Cafe Tint Glass | D:5" H:4.25" |  |  | 3 Medium A19 9.3w |  | 3 | Yes | [14 empty] | 0 | [12 empty] | 65 | 130 | 195 | W:21'' H:8 1/2'' E:7'' | 4.8 |  |  | 21 | 8.5 | Wall / Bath |  |  |  |  | 7 |  | No |  | No | [21 empty] | DP:1 1/4'' W:10'' H:5 1/4'' OB UP:4'' OB DOWN:4 1/2'' Oval |  |  |  | 9 | Black/White |  |  | Hardwired | 0 | 1 | 0 | 1 | 1 | 0 | 0 | 0 | 0 | 0 | 0 | 785652054402 | 20 | 10.125 | 13.25 | 8 | 1.553 | 175 | Yes | [8 empty] | C-UL-US Damp |  | LEMONT 3L BATH-710 | Three Light Wall / Bath |  | 44318EN3-710.jpg | 44318.jpg
44319-710 | Four Light Wall / Bath | With classic proportions and minimalist glass accents, the Lemont lighting collection by Sea Gull Lighting offers transitional style in a beautiful profile. The design features just enough flourish to create a soft, romantic figure. For those looking for simple elegance, Lemont is a perfect choice. Offered in Antique Brushed Nickel finish with Etched White Alabaster glass or Burnt Sienna finish with Café Tint glass. The assortment includes nine-light, six-light, five-light and three-light chandeliers, pendants in five sizes, both flush and semi-flush ceiling fixtures, as well as one-light, two-light, three-light and four-light wall/bath fixtures. Both incandescent lamping and ENERGY STAR-qualified LED lamping are available. All fixtures are California Title 24 compliant. | BATH | Lemont | Wall / Bath Lighting | Burnt Sienna | 710 | Steel | Cafe Tint Glass | D:5" H:4.25" |  |  | 4 Medium A19 100w |  | 4 | No | [14 empty] | 0 | [12 empty] | 65 | 130 | 195 | W:29'' H:8 1/2'' E:7'' | 6.8 |  |  | 29 | 8.5 | Wall / Bath |  |  |  |  | 7 |  | No |  | No | [21 empty] | DP:1 1/4'' W:10'' H:5 1/4'' OB UP:4'' OB DOWN:4 1/2'' Oval |  |  |  | 9 |  |  |  | Hardwired | 0 | 1 | 0 | 0 | 1 | 0 | 0 | 1 | 0 | 0 | 0 | 785652225628 | 28 | 10.5 | 13.625 | 10.8 | 2.318 | 175 | Yes | [8 empty] | UL Damp | cUL Damp | LEMONT 4L BATH-710 | Four Light Wall / Bath |  | 44319-710.jpg | 44319.jpg
44319EN3-710 | Four Light Wall / Bath | With classic proportions and minimalist glass accents, the Lemont lighting collection by Sea Gull Lighting offers transitional style in a beautiful profile. The design features just enough flourish to create a soft, romantic figure. For those looking for simple elegance, Lemont is a perfect choice. Offered in Antique Brushed Nickel finish with Etched White Alabaster glass or Burnt Sienna finish with Café Tint glass. The assortment includes nine-light, six-light, five-light and three-light chandeliers, pendants in five sizes, both flush and semi-flush ceiling fixtures, as well as one-light, two-light, three-light and four-light wall/bath fixtures. Both incandescent lamping and ENERGY STAR-qualified LED lamping are available. All fixtures are California Title 24 compliant. | BATH | Lemont | Wall / Bath Lighting | Burnt Sienna | 710 | Steel | Cafe Tint Glass | D:5" H:4.25" |  |  | 4 Medium A19 9.3w |  | 4 | Yes | [14 empty] | 0 | [12 empty] | 84.5 | 169 | 253.5 | W:29'' H:8 1/2'' E:7'' | 6.8 |  |  | 29 | 8.5 | Wall / Bath |  |  |  |  | 7 |  | No |  | No | [21 empty] | DP:1 1/4'' W:10'' H:5 1/4'' OB UP:4'' OB DOWN:4 1/2'' Oval |  |  |  | 9 | Black/White |  |  | Hardwired | 0 | 1 | 0 | 1 | 1 | 0 | 0 | 0 | 0 | 0 | 0 | 785652054426 | 28 | 10.5 | 13.625 | 10.8 | 2.318 | 175 | Yes | [8 empty] | C-UL-US Damp |  | LEMONT 4L BATH-710 | Four Light Wall / Bath |  | 44319EN3-710.jpg | 44319.jpg
4434691S-962 | Small LED Wall / Bath | Give your bathroom a bold statement with the East Benton Collection by Sea Gull Lighting. The Brushed Nickel finish and a white acrylic diffuser create a crisp look and bright, clean ambience. This essential light fixture with clean lines and classic styling is versatile enough to be used in any modern setting. Horizontal or vertical mounting options adds major versatility of this fixture. The linear housing and hard edges create an inviting and versatile silhouette, while the integrated linear LED light provides superior quality, dimmable, warm light. Offered in the Brushed Nickel finish, the bath lighting collection includes a 18”, 24" and 36" options which are all available in a Brushed Nickel finish. ADA compliant. Damp Rated. | BATH | East Benton | Wall / Bath Lighting | Brushed Nickel | 962 | Steel | Frosted Acrylic Acrylic | L:18.4375" W:4.625" H:1.25" |  |  |  |  | 1 | No | 1450 | 3000 | 90 | 16.5 | 120 | 19 - Integrated | LED - Array |  | 5 | 100 | LED | 16.5 | 16.5 | 50000 | 0 | [12 empty] | 96.45 | 192.9 | 289.35 | W:19 9/16'' H:5 1/8'' E:3 15/16'' | 2.99 |  |  | 19.5625 | 5.125 | Wall / Bath |  |  |  |  | 3.9375 |  | No |  | No | [21 empty] | DP:1 5/16'' W:6'' H:5 1/8'' OB UP:2 9/16'' Rectangular |  |  |  | 6.5 | Black/White |  |  | Hardwired | 1 | 0 | 0 | 0 | 1 | 0 | 1 | 0 | 0 | 0 | 0 | 785652057939 | 21.75 | 7.5 | 6.5 | 3.6 | 0.614 | 175 | Yes | 4 | 10785652057936 | 22.5 | 15.5 | 13.5 | 15.9 | 2.725 | Yes |  | cETL Damp | EAST BENTON 18IN LED BATH-962 | Small LED Wall / Bath |  | 4434691S-962.png | 4434691S.jpg
4435591S-962 | Small LED Wall / Bath | A bold modern statement can be made with the Colusa bath lighting collection from Sea Gull Lighting. The design features a subtle, sweeping curve, Brushed Nickel finish and acrylic diffusers through which the soft glow of LED light shines. This essential light fixture with clean lines and classic styling is versatile enough to be used in any modern setting. The collection offers small (19” long), medium (25” long), large (36” long) and extra-large (49”long) linear bath bars to meet any design need. Damp-Rated. Can be mounted horizontally or vertically and are suitable for ADA applications. | BATH | Colusa | Wall / Bath Lighting | Brushed Nickel | 962 | Stainless Steel | Frosted Acrylic | L:19.3125" W:4.5" H:4" |  |  |  |  | 1 | No | 1350 | 2700 | 90 | 16.5 | 120 | 19 - Integrated | LED - Array |  | 10 | 100 | LED | 16.5 | 16.5 | 50000 | 0 | [12 empty] | 113.45 | 226.9 | 340.35 | W:19 1/4'' H:4 3/4'' E:3 1/2'' | 3.45 |  |  | 19.25 | 4.75 | Wall / Bath |  |  |  |  | 3.5 |  | No |  | No | [21 empty] | W:18 15/32'' H:4 1/2'' OB UP:2 1/2'' OB DOWN:2 1/2'' Rectangular |  |  |  | 6.5 | Black/White |  |  | Hardwired | 1 | 0 | 0 | 0 | 1 | 0 | 1 | 0 | 0 | 0 | 0 | 785652003257 | 21.5 | 7.5 | 6.5 | 4.1 | 0.607 | 125 | Yes | 4 | 10785652003254 | 22.5 | 15.5 | 14 | 18.6 | 2.826 | Yes |  | cETL Damp | COLUSA 18IN LED BATH-962 | Small LED Wall / Bath |  | 4435591S-962.jpg | 4435591S.jpg
4435791S-04 | Small LED Wall / Bath | The Braunfels bath lighting collection by Sea Gull Lighting provides a striking, post-modern profile with its sleek, linear aluminum body offset by subtle end cap details. An updated, layered effect is created as the integrated linear LED is housed within a White Acrylic shade which is then encased by a Clear Acrylic outer shade. ADA compliant for commercial applications. The collection offers small, large and extra large linear bath bars all available in Satin Aluminum or Burnt Sienna finishes. | BATH | Braunfels | Wall / Bath Lighting | Satin Aluminum | 4 | Aluminum | Frosted Acrylic Acrylic | L:18.875" W:3.5" H:1.75" |  | Clear Acrylic |  |  | 2 | No | 1350 | 2700 | 90 | 16.5 | 120 | 19 - Integrated | LED - Array |  | 10 | 100 | LED | 16.5 | 16.5 | 50000 | 0 | [12 empty] | 113 | 226 | 339 | W:20'' H:5'' E:3 3/4'' | 3.5 |  |  | 20 | 5 | Wall / Bath |  |  |  |  | 3.75 |  | No |  | No | [21 empty] | DP:1 1/2'' W:19'' H:5'' OB UP:2 1/2'' OB DOWN:2 1/2'' Rectangular |  |  |  | 6.5 | Black/White |  |  | Hardwired | 1 | 0 | 0 | 0 | 1 | 0 | 1 | 0 | 0 | 0 | 0 | 785652109676 | 23.25 | 7.5 | 7 | 4 | 0.706 | 175 | Yes | 4 | 10785652109673 | 23.5 | 16 | 15 | 17.9 | 3.264 | Yes |  | cETL Damp | BRAUNFELS 18IN LED BATH-04 | Small LED Wall / Bath |  | 4435791S-04.jpg | 4435791S.jpg
4435793S-04 | Small LED Wall / Bath | The Braunfels bath lighting collection by Sea Gull Lighting provides a striking, post-modern profile with its sleek, linear aluminum body offset by subtle end cap details. An updated, layered effect is created as the integrated linear LED is housed within a White Acrylic shade which is then encased by a Clear Acrylic outer shade. ADA compliant for commercial applications. The collection offers small, large and extra large linear bath bars all available in Satin Aluminum or Burnt Sienna finishes. | BATH | Braunfels | Wall / Bath Lighting | Satin Aluminum | 4 | Aluminum | Frosted Acrylic Acrylic | L:18.875" W:3.5" H:1.75" |  | Clear Acrylic |  |  | 2 | No | 1350 | 3000 | 90 | 16.5 | 120 | 19 - Integrated | LED - Array |  | 10 | 100 | LED | 16.5 | 16.5 | 50000 | 0 | [12 empty] | 110.95 | 221.9 | 332.85 | W:20'' H:5'' E:3 3/4'' |  |  |  | 20 | 5 | Wall / Bath |  |  |  |  | 3.75 |  | No |  | No | [21 empty] | DP:1 1/2'' W:19'' H:5'' OB UP:2 1/2'' OB DOWN:2 1/2'' Rectangular |  |  |  | 6.5 | Black/White |  |  | Hardwired | 1 | 0 | 0 | 0 | 1 | 0 | 1 | 0 | 0 | 0 | 0 | 785652072789 | 23.75 | 7.75 | 7 | 4.1 | 0.746 | 175 | Yes | 4 | 10785652072786 | 23.75 | 16 | 14.75 | 18.3 | 3.244 | Yes |  | cETL Damp | BRAUNFELS 18IN LED BATH-04 | Small LED Wall / Bath |  | 4435793S-04.jpg | 4435793S.jpg
4435793S-710 | Small LED Wall / Bath | The Braunfels bath lighting collection by Sea Gull Lighting provides a striking, post-modern profile with its sleek, linear aluminum body offset by subtle end cap details. An updated, layered effect is created as the integrated linear LED is housed within a White Acrylic shade which is then encased by a Clear Acrylic outer shade. ADA compliant for commercial applications. The collection offers small, large and extra large linear bath bars all available in Satin Aluminum or Burnt Sienna finishes. | BATH | Braunfels | Wall / Bath Lighting | Burnt Sienna | 710 | Aluminum | Frosted Acrylic Acrylic | L:18.875" W:3.5" H:1.75" |  | Clear Acrylic |  |  | 2 | No | 1350 | 3000 | 90 | 16.5 | 120 | 19 - Integrated | LED - Array |  | 10 | 100 | LED | 16.5 | 16.5 | 50000 | 0 | [12 empty] | 115.48 | 230.96 | 346.44 | W:20'' H:5'' E:3 3/4'' |  |  |  | 20 | 5 | Wall / Bath |  |  |  |  | 3.75 |  | No |  | No | [21 empty] | DP:1 1/2'' W:19'' H:5'' OB UP:2 1/2'' OB DOWN:2 1/2'' Rectangular |  |  |  | 6.5 | Black/White |  |  | Hardwired | 1 | 0 | 0 | 0 | 1 | 0 | 1 | 0 | 0 | 0 | 0 | 785652072796 | 23 | 7.75 | 7 | 4.1 | 0.722 | 175 | Yes | 4 | 10785652072793 | 23.5 | 16 | 14.5 | 18.4 | 3.155 | Yes |  | cETL Damp | BRAUNFELS 18IN LED BATH-710 | Small LED Wall / Bath |  | 4435793S-710.jpg | 4435793S.jpg
4437302-782 | Two Light Bath | Elmwood Park by Sea Gull Collection has clear glass tube shades with an inner white glass element that softens the light and helps cast an even glow. A cylinder of etched glass is centered within a larger cylinder of clear glass which encircles each light bulb to create this stunning visual effect. The full assortment includes three-, five-and nine-light chandeliers, a four-light linear, one-light mini pendant, a three-light pendant, a two-light semi flush which is convertible into a pendant, and one-, two-, three- and four-light bath fixtures. All fixtures offered in either a Brushed Nickel or Brushed Oil Rubbed Bronze. Incandescent and ENERGY STAR-qualified LED lamping are available; all fixtures are California Title 24 compliant. | BATH | Elmwood Park | Wall / Bath Lighting | Heirloom Bronze | 782 | Steel | Satin Etched Glass | D:3.125" H:5.5" |  |  | 2 Medium A19 75w |  | 2 | No | [14 empty] | 0 | [12 empty] | 54.48 | 108.96 | 163.44 | W:13 1/4'' H:8 1/2'' E:6 1/4'' | 3.75 |  |  | 13.25 | 8.5 | Cap Nuts |  |  |  |  | 6.25 |  | No |  | No | [21 empty] | DP:3/4'' W:6'' H:4 1/2'' OB UP:6 1/4'' OB DOWN:2 1/4'' Rectangular |  |  |  | 6.5 | Black/White |  |  | Hardwired | 0 | 1 | 0 | 0 | 1 | 0 | 0 | 1 | 0 | 0 | 0 | 785652069888 | 14.5 | 13.25 | 8.25 | 4.8 | 0.917 | 175 | Yes | [9 empty] | cETL Damp | ELMWOOD PARK 2L BATH-782 | Two Light Bath |  | 4437302-782.jpg | 4437302.jpg
4437302-962 | Two Light Bath | Elmwood Park by Sea Gull Collection has clear glass tube shades with an inner white glass element that softens the light and helps cast an even glow. A cylinder of etched glass is centered within a larger cylinder of clear glass which encircles each light bulb to create this stunning visual effect. The full assortment includes three-, five-and nine-light chandeliers, a four-light linear, one-light mini pendant, a three-light pendant, a two-light semi flush which is convertible into a pendant, and one-, two-, three- and four-light bath fixtures. All fixtures offered in either a Brushed Nickel or Brushed Oil Rubbed Bronze. Incandescent and ENERGY STAR-qualified LED lamping are available; all fixtures are California Title 24 compliant. | BATH | Elmwood Park | Wall / Bath Lighting | Brushed Nickel | 962 | Steel | Clear Glass | D:4.375" H:5.875" |  |  | 2 Medium A19 75w |  | 2 | No | [14 empty] | 0 | [12 empty] | 54.48 | 108.96 | 163.44 | W:13 1/4'' H:8 1/2'' E:6 1/4'' | 3.75 |  |  | 13.25 | 8.5 | Cap Nuts |  |  |  |  | 6.25 |  | No |  | No | [21 empty] | DP:3/4'' W:6'' H:4 1/2'' OB UP:6 1/4'' OB DOWN:2 1/4'' Rectangular |  |  |  | 6.5 | Black/White |  |  | Hardwired | 0 | 1 | 0 | 0 | 1 | 0 | 0 | 1 | 0 | 0 | 0 | 785652069895 | 14.25 | 8.25 | 13 | 4.9 | 0.884 | 175 | Yes | [9 empty] | cETL Damp | ELMWOOD PARK 2L BATH-962 | Two Light Bath |  | 4437302-962.jpg | 4437302.jpg
4437302EN3-782 | Two Light Bath | Elmwood Park by Sea Gull Collection has clear glass tube shades with an inner white glass element that softens the light and helps cast an even glow. A cylinder of etched glass is centered within a larger cylinder of clear glass which encircles each light bulb to create this stunning visual effect. The full assortment includes three-, five-and nine-light chandeliers, a four-light linear, one-light mini pendant, a three-light pendant, a two-light semi flush which is convertible into a pendant, and one-, two-, three- and four-light bath fixtures. All fixtures offered in either a Brushed Nickel or Brushed Oil Rubbed Bronze. Incandescent and ENERGY STAR-qualified LED lamping are available; all fixtures are California Title 24 compliant. | BATH | Elmwood Park | Wall / Bath Lighting | Heirloom Bronze | 782 | Steel | Satin Etched Glass | D:3.125" H:5.5" |  |  | 2 Medium A19 9.3w |  | 2 | Yes | [14 empty] | 0 | [12 empty] | 64.98 | 129.96 | 194.94 | W:13 1/4'' H:8 1/2'' E:6 1/4'' | 3.75 |  |  | 13.25 | 8.5 | Cap Nuts |  |  |  |  | 6.25 |  | No |  | No | [21 empty] | DP:3/4'' W:6'' H:4 1/2'' OB UP:6 1/4'' OB DOWN:2 1/4'' Rectangular |  |  |  | 6.5 | Black/White |  |  | Hardwired | 0 | 1 | 0 | 1 | 1 | 0 | 0 | 0 | 0 | 0 | 0 | 785652071652 | 14.5 | 13.25 | 8.25 | 4.8 | 0.917 | 175 | Yes | [9 empty] | cETL Damp | ELMWOOD PRK 2L LED BATH-782 | Two Light Bath |  | 4437302EN3-782.jpg | 4437302EN3.jpg
4437302EN3-962 | Two Light Bath | Elmwood Park by Sea Gull Collection has clear glass tube shades with an inner white glass element that softens the light and helps cast an even glow. A cylinder of etched glass is centered within a larger cylinder of clear glass which encircles each light bulb to create this stunning visual effect. The full assortment includes three-, five-and nine-light chandeliers, a four-light linear, one-light mini pendant, a three-light pendant, a two-light semi flush which is convertible into a pendant, and one-, two-, three- and four-light bath fixtures. All fixtures offered in either a Brushed Nickel or Brushed Oil Rubbed Bronze. Incandescent and ENERGY STAR-qualified LED lamping are available; all fixtures are California Title 24 compliant. | BATH | Elmwood Park | Wall / Bath Lighting | Brushed Nickel | 962 | Steel | Clear Glass | D:4.375" H:5.875" |  |  | 2 Medium A19 9.3w |  | 2 | Yes | [14 empty] | 0 | [12 empty] | 64.98 | 129.96 | 194.94 | W:13 1/4'' H:8 1/2'' E:6 1/4'' | 3.75 |  |  | 13.25 | 8.5 | Cap Nuts |  |  |  |  | 6.25 |  | No |  | No | [21 empty] | DP:3/4'' W:6'' H:4 1/2'' OB UP:6 1/4'' OB DOWN:2 1/4'' Rectangular |  |  |  | 6.5 | Black/White |  |  | Hardwired | 0 | 1 | 0 | 1 | 1 | 0 | 0 | 0 | 0 | 0 | 0 | 785652071669 | 14.25 | 8.25 | 13 | 4.9 | 0.884 | 175 | Yes | [9 empty] | cETL Damp | ELMWOOD PRK 2L LED BATH-962 | Two Light Bath |  | 4437302EN3-962.jpg | 4437302EN3.jpg
4437303-782 | Three Light Bath | Elmwood Park by Sea Gull Collection has clear glass tube shades with an inner white glass element that softens the light and helps cast an even glow. A cylinder of etched glass is centered within a larger cylinder of clear glass which encircles each light bulb to create this stunning visual effect. The full assortment includes three-, five-and nine-light chandeliers, a four-light linear, one-light mini pendant, a three-light pendant, a two-light semi flush which is convertible into a pendant, and one-, two-, three- and four-light bath fixtures. All fixtures offered in either a Brushed Nickel or Brushed Oil Rubbed Bronze. Incandescent and ENERGY STAR-qualified LED lamping are available; all fixtures are California Title 24 compliant. | BATH | Elmwood Park | Wall / Bath Lighting | Heirloom Bronze | 782 | Steel | Satin Etched Glass | D:3.125" H:5.5" |  |  | 3 Medium A19 75w |  | 3 | No | [14 empty] | 0 | [12 empty] | 74.98 | 149.96 | 224.94 | W:22 1/4'' H:8 1/2'' E:6 1/4'' | 5.6 |  |  | 22.25 | 8.5 | Cap Nuts |  |  |  |  | 6.25 |  | No |  | No | [21 empty] | DP:3/4'' W:6'' H:4 1/2'' OB UP:6 1/4'' OB DOWN:2 1/4'' Rectangular |  |  |  | 6.5 | Black/White |  |  | Hardwired | 0 | 1 | 0 | 0 | 1 | 0 | 0 | 1 | 0 | 0 | 0 | 785652069901 | 27.5 | 8.75 | 10.25 | 7 | 1.427 | 175 | Yes | [9 empty] | cETL Damp | ELMWOOD PARK 3L BATH-782 | Three Light Bath |  | 4437303-782.jpg | 4437303.jpg
4437303-962 | Three Light Bath | Elmwood Park by Sea Gull Collection has clear glass tube shades with an inner white glass element that softens the light and helps cast an even glow. A cylinder of etched glass is centered within a larger cylinder of clear glass which encircles each light bulb to create this stunning visual effect. The full assortment includes three-, five-and nine-light chandeliers, a four-light linear, one-light mini pendant, a three-light pendant, a two-light semi flush which is convertible into a pendant, and one-, two-, three- and four-light bath fixtures. All fixtures offered in either a Brushed Nickel or Brushed Oil Rubbed Bronze. Incandescent and ENERGY STAR-qualified LED lamping are available; all fixtures are California Title 24 compliant. | BATH | Elmwood Park | Wall / Bath Lighting | Brushed Nickel | 962 | Steel | Clear Glass | D:4.375" H:5.875" |  |  | 3 Medium A19 75w |  | 3 | No | [14 empty] | 0 | [12 empty] | 74.98 | 149.96 | 224.94 | W:22 1/4'' H:8 1/2'' E:6 1/4'' | 5.6 |  |  | 22.25 | 8.5 | Cap Nuts |  |  |  |  | 6.25 |  | No |  | No | [21 empty] | DP:3/4'' W:6'' H:4 1/2'' OB UP:6 1/4'' OB DOWN:2 1/4'' Rectangular |  |  |  | 6.5 | Black/White |  |  | Hardwired | 0 | 1 | 0 | 0 | 1 | 0 | 0 | 1 | 0 | 0 | 0 | 785652069918 | 27.5 | 9 | 10 | 6.7 | 1.432 | 175 | Yes | [9 empty] | cETL Damp | ELMWOOD PARK 3L BATH-962 | Three Light Bath |  | 4437303-962.jpg | 4437303.jpg
4437303EN3-782 | Three Light Bath | Elmwood Park by Sea Gull Collection has clear glass tube shades with an inner white glass element that softens the light and helps cast an even glow. A cylinder of etched glass is centered within a larger cylinder of clear glass which encircles each light bulb to create this stunning visual effect. The full assortment includes three-, five-and nine-light chandeliers, a four-light linear, one-light mini pendant, a three-light pendant, a two-light semi flush which is convertible into a pendant, and one-, two-, three- and four-light bath fixtures. All fixtures offered in either a Brushed Nickel or Brushed Oil Rubbed Bronze. Incandescent and ENERGY STAR-qualified LED lamping are available; all fixtures are California Title 24 compliant. | BATH | Elmwood Park | Wall / Bath Lighting | Heirloom Bronze | 782 | Steel | Satin Etched Glass | D:3.125" H:5.5" |  |  | 3 Medium A19 9.3w |  | 3 | Yes | [14 empty] | 0 | [12 empty] | 92.98 | 185.96 | 278.94 | W:22 1/4'' H:8 1/2'' E:6 1/4'' | 5.6 |  |  | 22.25 | 8.5 | Cap Nuts |  |  |  |  | 6.25 |  | No |  | No | [21 empty] | DP:3/4'' W:6'' H:4 1/2'' OB UP:6 1/4'' OB DOWN:2 1/4'' Rectangular |  |  |  | 6.5 | Black/White |  |  | Hardwired | 0 | 1 | 0 | 1 | 1 | 0 | 0 | 0 | 0 | 0 | 0 | 785652071676 | 27.5 | 8.75 | 10.25 | 7 | 1.427 | 175 | Yes | [9 empty] | cETL Damp | ELMWOOD PRK 3L LED BATH-782 | Three Light Bath |  | 4437303EN3-782.jpg | 4437303EN3.jpg
4437303EN3-962 | Three Light Bath | Elmwood Park by Sea Gull Collection has clear glass tube shades with an inner white glass element that softens the light and helps cast an even glow. A cylinder of etched glass is centered within a larger cylinder of clear glass which encircles each light bulb to create this stunning visual effect. The full assortment includes three-, five-and nine-light chandeliers, a four-light linear, one-light mini pendant, a three-light pendant, a two-light semi flush which is convertible into a pendant, and one-, two-, three- and four-light bath fixtures. All fixtures offered in either a Brushed Nickel or Brushed Oil Rubbed Bronze. Incandescent and ENERGY STAR-qualified LED lamping are available; all fixtures are California Title 24 compliant. | BATH | Elmwood Park | Wall / Bath Lighting | Brushed Nickel | 962 | Steel | Clear Glass | D:4.375" H:5.875" |  |  | 3 Medium A19 9.3w |  | 3 | Yes | [14 empty] | 0 | [12 empty] | 92.98 | 185.96 | 278.94 | W:22 1/4'' H:8 1/2'' E:6 1/4'' | 5.6 |  |  | 22.25 | 8.5 | Cap Nuts |  |  |  |  | 6.25 |  | No |  | No | [21 empty] | DP:3/4'' W:6'' H:4 1/2'' OB UP:6 1/4'' OB DOWN:2 1/4'' Rectangular |  |  |  | 6.5 | Black/White |  |  | Hardwired | 0 | 1 | 0 | 1 | 1 | 0 | 0 | 0 | 0 | 0 | 0 | 785652071683 | 27.5 | 9 | 10 | 6.7 | 1.432 | 175 | Yes | [9 empty] | cETL Damp | ELMWOOD PRK 3L LED BATH-962 | Three Light Bath |  | 4437303EN3-962.jpg | 4437303EN3.jpg
4437304-782 | Four Light Bath | Elmwood Park by Sea Gull Collection has clear glass tube shades with an inner white glass element that softens the light and helps cast an even glow. A cylinder of etched glass is centered within a larger cylinder of clear glass which encircles each light bulb to create this stunning visual effect. The full assortment includes three-, five-and nine-light chandeliers, a four-light linear, one-light mini pendant, a three-light pendant, a two-light semi flush which is convertible into a pendant, and one-, two-, three- and four-light bath fixtures. All fixtures offered in either a Brushed Nickel or Brushed Oil Rubbed Bronze. Incandescent and ENERGY STAR-qualified LED lamping are available; all fixtures are California Title 24 compliant. | BATH | Elmwood Park | Wall / Bath Lighting | Heirloom Bronze | 782 | Steel | Satin Etched Glass | D:3.125" H:5.5" |  |  | 4 Medium A19 75w |  | 4 | No | [14 empty] | 0 | [12 empty] | 99.98 | 199.96 | 299.94 | W:31 1/4'' H:8 1/2'' E:6 1/4'' | 6.9 |  |  | 31.25 | 8.5 | Cap Nuts |  |  |  |  | 6.25 |  | No |  | No | [21 empty] | DP:3/4'' W:6'' H:4 1/2'' OB UP:6 1/4'' OB DOWN:2 1/4'' Rectangular |  |  |  | 6.5 | Black/White |  |  | Hardwired | 0 | 1 | 0 | 0 | 1 | 0 | 0 | 1 | 0 | 0 | 0 | 785652069925 | 32.75 | 8.75 | 10.5 | 8.7 | 1.741 | 175 | Yes | [9 empty] | cETL Damp | ELMWOOD PARK 4L BATH-782 | Four Light Bath |  | 4437304-782.jpg | 4437304.jpg
4437304-962 | Four Light Bath | Elmwood Park by Sea Gull Collection has clear glass tube shades with an inner white glass element that softens the light and helps cast an even glow. A cylinder of etched glass is centered within a larger cylinder of clear glass which encircles each light bulb to create this stunning visual effect. The full assortment includes three-, five-and nine-light chandeliers, a four-light linear, one-light mini pendant, a three-light pendant, a two-light semi flush which is convertible into a pendant, and one-, two-, three- and four-light bath fixtures. All fixtures offered in either a Brushed Nickel or Brushed Oil Rubbed Bronze. Incandescent and ENERGY STAR-qualified LED lamping are available; all fixtures are California Title 24 compliant. | BATH | Elmwood Park | Wall / Bath Lighting | Brushed Nickel | 962 | Steel | Clear Glass | D:4.375" H:5.875" |  |  | 4 Medium A19 75w |  | 4 | No | [14 empty] | 0 | [12 empty] | 99.98 | 199.96 | 299.94 | W:31 1/4'' H:8 1/2'' E:6 1/4'' | 6.9 |  |  | 31.25 | 8.5 | Cap Nuts |  |  |  |  | 6.25 |  | No |  | No | [21 empty] | DP:3/4'' W:6'' H:4 1/2'' OB UP:6 1/4'' OB DOWN:2 1/4'' Rectangular |  |  |  | 6.5 | Black/White |  |  | Hardwired | 0 | 1 | 0 | 0 | 1 | 0 | 0 | 1 | 0 | 0 | 0 | 785652069932 | 32.75 | 9 | 10.5 | 8.8 | 1.791 | 175 | Yes | [9 empty] | cETL Damp | ELMWOOD PARK 4L BATH-962 | Four Light Bath |  | 4437304-962.jpg | 4437304.jpg
4437304EN3-782 | Four Light Bath | Elmwood Park by Sea Gull Collection has clear glass tube shades with an inner white glass element that softens the light and helps cast an even glow. A cylinder of etched glass is centered within a larger cylinder of clear glass which encircles each light bulb to create this stunning visual effect. The full assortment includes three-, five-and nine-light chandeliers, a four-light linear, one-light mini pendant, a three-light pendant, a two-light semi flush which is convertible into a pendant, and one-, two-, three- and four-light bath fixtures. All fixtures offered in either a Brushed Nickel or Brushed Oil Rubbed Bronze. Incandescent and ENERGY STAR-qualified LED lamping are available; all fixtures are California Title 24 compliant. | BATH | Elmwood Park | Wall / Bath Lighting | Heirloom Bronze | 782 | Steel | Satin Etched Glass | D:3.125" H:5.5" |  |  | 4 Medium A19 9.3w |  | 4 | Yes | [14 empty] | 0 | [12 empty] | 124.98 | 249.96 | 374.94 | W:31 1/4'' H:8 1/2'' E:6 1/4'' | 6.9 |  |  | 31.25 | 8.5 | Cap Nuts |  |  |  |  | 6.25 |  | No |  | No | [21 empty] | DP:3/4'' W:6'' H:4 1/2'' OB UP:6 1/4'' OB DOWN:2 1/4'' Rectangular |  |  |  | 6.5 | Black/White |  |  | Hardwired | 0 | 1 | 0 | 1 | 1 | 0 | 0 | 0 | 0 | 0 | 0 | 785652071690 | 32.75 | 8.75 | 10.5 | 8.7 | 1.741 | 175 | Yes | [9 empty] | cETL Damp | ELMWOOD PRK 4L LED BATH-782 | Four Light Bath |  | 4437304EN3-782.jpg | 4437304EN3.jpg
4437304EN3-962 | Four Light Bath | Elmwood Park by Sea Gull Collection has clear glass tube shades with an inner white glass element that softens the light and helps cast an even glow. A cylinder of etched glass is centered within a larger cylinder of clear glass which encircles each light bulb to create this stunning visual effect. The full assortment includes three-, five-and nine-light chandeliers, a four-light linear, one-light mini pendant, a three-light pendant, a two-light semi flush which is convertible into a pendant, and one-, two-, three- and four-light bath fixtures. All fixtures offered in either a Brushed Nickel or Brushed Oil Rubbed Bronze. Incandescent and ENERGY STAR-qualified LED lamping are available; all fixtures are California Title 24 compliant. | BATH | Elmwood Park | Wall / Bath Lighting | Brushed Nickel | 962 | Steel | Clear Glass | D:4.375" H:5.875" |  |  | 4 Medium A19 9.3w |  | 4 | Yes | [14 empty] | 0 | [12 empty] | 124.98 | 249.96 | 374.94 | W:31 1/4'' H:8 1/2'' E:6 1/4'' | 6.9 |  |  | 31.25 | 8.5 | Cap Nuts |  |  |  |  | 6.25 |  | No |  | No | [21 empty] | DP:3/4'' W:6'' H:4 1/2'' OB UP:6 1/4'' OB DOWN:2 1/4'' Rectangular |  |  |  | 6.5 | Black/White |  |  | Hardwired | 0 | 1 | 0 | 1 | 1 | 0 | 0 | 0 | 0 | 0 | 0 | 785652071706 | 32.75 | 9 | 10.5 | 8.8 | 1.791 | 175 | Yes | [9 empty] | cETL Damp | ELMWOOD PRK 4L LED BATH-962 | Four Light Bath |  | 4437304EN3-962.jpg | 4437304EN3.jpg
4439002-782 | Two Light Wall / Bath | The Emmons lighting collection by Sea Gull Lighting combines form and function in a traditional empire silhouette. Trumpeted Satin Etched glass shades and a circular finial further enhance the design. Cluster three sizes together in a multi-fixture installation to make a beautifully dramatic statement in the living room, foyer, entryway or family room. The Emmons collection comes in two finishes: Brushed Nickel and Heirloom Bronze. Its assortment includes three-, five- and nine-light chandeliers; one-light mini pendant, three-light pendant, two-light semi-flush mount; one-light wall sconce; and two-, three- and four- light bath vanity fixtures. Incandescent and ENERGY STAR-qualified LED lamping are available; all fixtures are California Title 24 compliant. | BATH | Emmons | Wall / Bath Lighting | Heirloom Bronze | 782 | Steel | Satin Etched Glass | D:5.875" H:5.125" |  |  | 2 Medium A19 100w |  | 2 | No | [14 empty] | 0 | [12 empty] | 41.48 | 82.96 | 124.44 | W:14 5/8'' H:6 1/4'' E:7 3/8'' | 3.5 |  |  | 14.625 | 6.25 | Cap Nuts |  |  |  |  | 7.375 |  | No |  | No | [21 empty] | D:5'' DP:7/8'' OB UP:3 3/4'' OB DOWN:2 1/2'' Round |  |  |  | 6.5 | Black/White |  |  | Hardwired | 0 | 1 | 0 | 0 | 1 | 0 | 0 | 1 | 0 | 0 | 0 | 785652002816 | 15.75 | 11.5 | 8.75 | 4.5 | 0.917 | 175 | Yes | [9 empty] | cETL Damp | EMMONS 2L BATH-782 | Two Light Wall / Bath |  | 4439002-782.jpg | 4439002.jpg
4439002-962 | Two Light Wall / Bath | The Emmons lighting collection by Sea Gull Lighting combines form and function in a traditional empire silhouette. Trumpeted Satin Etched glass shades and a circular finial further enhance the design. Cluster three sizes together in a multi-fixture installation to make a beautifully dramatic statement in the living room, foyer, entryway or family room. The Emmons collection comes in two finishes: Brushed Nickel and Heirloom Bronze. Its assortment includes three-, five- and nine-light chandeliers; one-light mini pendant, three-light pendant, two-light semi-flush mount; one-light wall sconce; and two-, three- and four- light bath vanity fixtures. Incandescent and ENERGY STAR-qualified LED lamping are available; all fixtures are California Title 24 compliant. | BATH | Emmons | Wall / Bath Lighting | Brushed Nickel | 962 | Steel | Satin Etched Glass | D:5.875" H:5.125" |  |  | 2 Medium A19 100w |  | 2 | No | [14 empty] | 0 | [12 empty] | 41.48 | 82.96 | 124.44 | W:14 5/8'' H:6 1/4'' E:7 3/8'' | 3.5 |  |  | 14.625 | 6.25 | Cap Nuts |  |  |  |  | 7.375 |  | No |  | No | [21 empty] | D:5'' DP:7/8'' OB UP:3 3/4'' OB DOWN:2 1/2'' Round |  |  |  | 6.5 | Black/White |  |  | Hardwired | 0 | 1 | 0 | 0 | 1 | 0 | 0 | 1 | 0 | 0 | 0 | 785652002823 | 15.75 | 11.5 | 8.75 | 4.5 | 0.917 | 175 | Yes | [9 empty] | cETL Damp | EMMONS 2L BATH-962 | Two Light Wall / Bath |  | 4439002-962.jpg | 4439002.jpg
4439002EN3-782 | Two Light Wall / Bath | The Emmons lighting collection by Sea Gull Lighting combines form and function in a traditional empire silhouette. Trumpeted Satin Etched glass shades and a circular finial further enhance the design. Cluster three sizes together in a multi-fixture installation to make a beautifully dramatic statement in the living room, foyer, entryway or family room. The Emmons collection comes in two finishes: Brushed Nickel and Heirloom Bronze. Its assortment includes three-, five- and nine-light chandeliers; one-light mini pendant, three-light pendant, two-light semi-flush mount; one-light wall sconce; and two-, three- and four- light bath vanity fixtures. Incandescent and ENERGY STAR-qualified LED lamping are available; all fixtures are California Title 24 compliant. | BATH | Emmons | Wall / Bath Lighting | Heirloom Bronze | 782 | Steel | Satin Etched Glass | D:5.875" H:5.125" |  |  | 2 Medium A19 9.3w |  | 2 | Yes | [14 empty] | 0 | [12 empty] | 52.98 | 105.96 | 158.94 | W:14 5/8'' H:6 1/4'' E:7 3/8'' | 3.5 |  |  | 14.625 | 6.25 | Cap Nuts |  |  |  |  | 7.375 |  | No |  | No | [21 empty] | D:5'' DP:7/8'' OB UP:3 3/4'' OB DOWN:2 1/2'' Round |  |  |  | 6.5 | Black/White |  |  | Hardwired | 0 | 1 | 0 | 1 | 1 | 0 | 0 | 0 | 0 | 0 | 0 | 785652049453 | 15.75 | 11.5 | 8.75 | 4.5 | 0.917 | 175 | Yes | [9 empty] | cETL Damp | EMMONS 2L BATH-782 | Two Light Wall / Bath |  | 4439002EN3-782.jpg | 4439002.jpg
4439002EN3-962 | Two Light Wall / Bath | The Emmons lighting collection by Sea Gull Lighting combines form and function in a traditional empire silhouette. Trumpeted Satin Etched glass shades and a circular finial further enhance the design. Cluster three sizes together in a multi-fixture installation to make a beautifully dramatic statement in the living room, foyer, entryway or family room. The Emmons collection comes in two finishes: Brushed Nickel and Heirloom Bronze. Its assortment includes three-, five- and nine-light chandeliers; one-light mini pendant, three-light pendant, two-light semi-flush mount; one-light wall sconce; and two-, three- and four- light bath vanity fixtures. Incandescent and ENERGY STAR-qualified LED lamping are available; all fixtures are California Title 24 compliant. | BATH | Emmons | Wall / Bath Lighting | Brushed Nickel | 962 | Steel | Satin Etched Glass | D:5.875" H:5.125" |  |  | 2 Medium A19 9.3w |  | 2 | Yes | [14 empty] | 0 | [12 empty] | 52.98 | 105.96 | 158.94 | W:14 5/8'' H:6 1/4'' E:7 3/8'' | 3.5 |  |  | 14.625 | 6.25 | Cap Nuts |  |  |  |  | 7.375 |  | No |  | No | [21 empty] | D:5'' DP:7/8'' OB UP:3 3/4'' OB DOWN:2 1/2'' Round |  |  |  | 6.5 | Black/White |  |  | Hardwired | 0 | 1 | 0 | 1 | 1 | 0 | 0 | 0 | 0 | 0 | 0 | 785652049460 | 15.75 | 11.5 | 8.75 | 4.5 | 0.917 | 175 | Yes | [9 empty] | cETL Damp | EMMONS 2L BATH-962 | Two Light Wall / Bath |  | 4439002EN3-962.jpg | 4439002.jpg
4439003-782 | Three Light Wall / Bath | The Emmons lighting collection by Sea Gull Lighting combines form and function in a traditional empire silhouette. Trumpeted Satin Etched glass shades and a circular finial further enhance the design. Cluster three sizes together in a multi-fixture installation to make a beautifully dramatic statement in the living room, foyer, entryway or family room. The Emmons collection comes in two finishes: Brushed Nickel and Heirloom Bronze. Its assortment includes three-, five- and nine-light chandeliers; one-light mini pendant, three-light pendant, two-light semi-flush mount; one-light wall sconce; and two-, three- and four- light bath vanity fixtures. Incandescent and ENERGY STAR-qualified LED lamping are available; all fixtures are California Title 24 compliant. | BATH | Emmons | Wall / Bath Lighting | Heirloom Bronze | 782 | Steel | Satin Etched Glass | D:5.875" H:5.125" |  |  | 3 Medium A19 100w |  | 3 | No | [14 empty] | 0 | [12 empty] | 57.48 | 114.96 | 172.44 | W:23 1/4'' H:6 1/4'' E:7 3/8'' | 5 |  |  | 23.25 | 6.25 | Cap Nuts |  |  |  |  | 7.375 |  | No |  | No | [21 empty] | D:5'' DP:7/8'' OB UP:3 3/4'' OB DOWN:2 1/2'' Round |  |  |  | 6.5 | Black/White |  |  | Hardwired | 0 | 1 | 0 | 0 | 1 | 0 | 0 | 1 | 0 | 0 | 0 | 785652002830 | 27.75 | 14.75 | 7.75 | 6.4 | 1.836 | 250 | Yes | [9 empty] | cETL Damp | EMMONS 3L BATH-782 | Three Light Wall / Bath |  | 4439003-782.jpg | 4439003.jpg
4439003-962 | Three Light Wall / Bath | The Emmons lighting collection by Sea Gull Lighting combines form and function in a traditional empire silhouette. Trumpeted Satin Etched glass shades and a circular finial further enhance the design. Cluster three sizes together in a multi-fixture installation to make a beautifully dramatic statement in the living room, foyer, entryway or family room. The Emmons collection comes in two finishes: Brushed Nickel and Heirloom Bronze. Its assortment includes three-, five- and nine-light chandeliers; one-light mini pendant, three-light pendant, two-light semi-flush mount; one-light wall sconce; and two-, three- and four- light bath vanity fixtures. Incandescent and ENERGY STAR-qualified LED lamping are available; all fixtures are California Title 24 compliant. | BATH | Emmons | Wall / Bath Lighting | Brushed Nickel | 962 | Steel | Satin Etched Glass | D:5.875" H:5.125" |  |  | 3 Medium A19 100w |  | 3 | No | [14 empty] | 0 | [12 empty] | 57.48 | 114.96 | 172.44 | W:23 1/4'' H:6 1/4'' E:7 3/8'' | 5 |  |  | 23.25 | 6.25 | Cap Nuts |  |  |  |  | 7.375 |  | No |  | No | [21 empty] | D:5'' DP:7/8'' OB UP:3 3/4'' OB DOWN:2 1/2'' Round |  |  |  | 6.5 | Black/White |  |  | Hardwired | 0 | 1 | 0 | 0 | 1 | 0 | 0 | 1 | 0 | 0 | 0 | 785652002847 | 27.75 | 14.75 | 7.75 | 6.4 | 1.836 | 250 | Yes | [9 empty] | cETL Damp | EMMONS 3L BATH-962 | Three Light Wall / Bath |  | 4439003-962.jpg | 4439003.jpg
4439003EN3-782 | Three Light Wall / Bath | The Emmons lighting collection by Sea Gull Lighting combines form and function in a traditional empire silhouette. Trumpeted Satin Etched glass shades and a circular finial further enhance the design. Cluster three sizes together in a multi-fixture installation to make a beautifully dramatic statement in the living room, foyer, entryway or family room. The Emmons collection comes in two finishes: Brushed Nickel and Heirloom Bronze. Its assortment includes three-, five- and nine-light chandeliers; one-light mini pendant, three-light pendant, two-light semi-flush mount; one-light wall sconce; and two-, three- and four- light bath vanity fixtures. Incandescent and ENERGY STAR-qualified LED lamping are available; all fixtures are California Title 24 compliant. | BATH | Emmons | Wall / Bath Lighting | Heirloom Bronze | 782 | Steel | Satin Etched Glass | D:5.875" H:5.125" |  |  | 3 Medium A19 9.3w |  | 3 | Yes | [14 empty] | 0 | [12 empty] | 74.98 | 149.96 | 224.94 | W:23 1/4'' H:6 1/4'' E:7 3/8'' | 5 |  |  | 23.25 | 6.25 | Cap Nuts |  |  |  |  | 7.375 |  | No |  | No | [21 empty] | D:5'' DP:7/8'' OB UP:3 3/4'' OB DOWN:2 1/2'' Round |  |  |  | 6.5 | Black/White |  |  | Hardwired | 0 | 1 | 0 | 1 | 1 | 0 | 0 | 0 | 0 | 0 | 0 | 785652049477 | 27.75 | 14.75 | 7.75 | 6.4 | 1.836 | 250 | Yes | [9 empty] | cETL Damp | EMMONS 3L BATH-782 | Three Light Wall / Bath |  | 4439003EN3-782.jpg | 4439003.jpg
4439003EN3-962 | Three Light Wall / Bath | The Emmons lighting collection by Sea Gull Lighting combines form and function in a traditional empire silhouette. Trumpeted Satin Etched glass shades and a circular finial further enhance the design. Cluster three sizes together in a multi-fixture installation to make a beautifully dramatic statement in the living room, foyer, entryway or family room. The Emmons collection comes in two finishes: Brushed Nickel and Heirloom Bronze. Its assortment includes three-, five- and nine-light chandeliers; one-light mini pendant, three-light pendant, two-light semi-flush mount; one-light wall sconce; and two-, three- and four- light bath vanity fixtures. Incandescent and ENERGY STAR-qualified LED lamping are available; all fixtures are California Title 24 compliant. | BATH | Emmons | Wall / Bath Lighting | Brushed Nickel | 962 | Steel | Satin Etched Glass | D:5.875" H:5.125" |  |  | 3 Medium A19 9.3w |  | 3 | Yes | [14 empty] | 0 | [12 empty] | 74.98 | 149.96 | 224.94 | W:23 1/4'' H:6 1/4'' E:7 3/8'' | 5 |  |  | 23.25 | 6.25 | Cap Nuts |  |  |  |  | 7.375 |  | No |  | No | [21 empty] | D:5'' DP:7/8'' OB UP:3 3/4'' OB DOWN:2 1/2'' Round |  |  |  | 6.5 | Black/White |  |  | Hardwired | 0 | 1 | 0 | 1 | 1 | 0 | 0 | 0 | 0 | 0 | 0 | 785652049484 | 27.75 | 6.4 | 7.75 | 6.4 | 0.797 | 100 | Yes | [9 empty] | cETL Damp | EMMONS 3L BATH-962 | Three Light Wall / Bath |  | 4439003EN3-962.jpg | 4439003.jpg
4439004-782 | Four Light Wall / Bath | The Emmons lighting collection by Sea Gull Lighting combines form and function in a traditional empire silhouette. Trumpeted Satin Etched glass shades and a circular finial further enhance the design. Cluster three sizes together in a multi-fixture installation to make a beautifully dramatic statement in the living room, foyer, entryway or family room. The Emmons collection comes in two finishes: Brushed Nickel and Heirloom Bronze. Its assortment includes three-, five- and nine-light chandeliers; one-light mini pendant, three-light pendant, two-light semi-flush mount; one-light wall sconce; and two-, three- and four- light bath vanity fixtures. Incandescent and ENERGY STAR-qualified LED lamping are available; all fixtures are California Title 24 compliant. | BATH | Emmons | Wall / Bath Lighting | Heirloom Bronze | 782 | Steel | Satin Etched Glass | D:5.875" H:5.125" |  |  | 4 Medium A19 100w |  | 4 | No | [14 empty] | 0 | [12 empty] | 73.48 | 146.96 | 220.44 | W:31 7/8'' H:6 1/4'' E:7 3/8'' | 6.4 |  |  | 31.875 | 6.25 | Cap Nuts |  |  |  |  | 7.375 |  | No |  | No | [21 empty] | D:5'' DP:7/8'' OB UP:3 3/4'' OB DOWN:2 1/2'' Round |  |  |  | 6.5 | Black/White |  |  | Hardwired | 0 | 1 | 0 | 0 | 1 | 0 | 0 | 1 | 0 | 0 | 0 | 785652002854 | 31.5 | 12 | 8.5 | 8 | 1.859 | 175 | Yes | [9 empty] | cETL Damp | EMMONS 4L BATH-782 | Four Light Wall / Bath |  | 4439004-782.jpg | 4439004.jpg
4439004-962 | Four Light Wall / Bath | The Emmons lighting collection by Sea Gull Lighting combines form and function in a traditional empire silhouette. Trumpeted Satin Etched glass shades and a circular finial further enhance the design. Cluster three sizes together in a multi-fixture installation to make a beautifully dramatic statement in the living room, foyer, entryway or family room. The Emmons collection comes in two finishes: Brushed Nickel and Heirloom Bronze. Its assortment includes three-, five- and nine-light chandeliers; one-light mini pendant, three-light pendant, two-light semi-flush mount; one-light wall sconce; and two-, three- and four- light bath vanity fixtures. Incandescent and ENERGY STAR-qualified LED lamping are available; all fixtures are California Title 24 compliant. | BATH | Emmons | Wall / Bath Lighting | Brushed Nickel | 962 | Steel | Satin Etched Glass | D:5.875" H:5.125" |  |  | 4 Medium A19 100w |  | 4 | No | [14 empty] | 0 | [12 empty] | 73.48 | 146.96 | 220.44 | W:31 7/8'' H:6 1/4'' E:7 3/8'' | 6.4 |  |  | 31.875 | 6.25 | Cap Nuts |  |  |  |  | 7.375 |  | No |  | No | [21 empty] | D:5'' DP:7/8'' OB UP:3 3/4'' OB DOWN:2 1/2'' Round |  |  |  | 6.5 | Black/White |  |  | Hardwired | 0 | 1 | 0 | 0 | 1 | 0 | 0 | 1 | 0 | 0 | 0 | 785652002878 | 31.5 | 12 | 8.5 | 8 | 1.859 | 175 | Yes | [9 empty] | cETL Damp | EMMONS 4L BATH-962 | Four Light Wall / Bath |  | 4439004-962.jpg | 4439004.jpg
4439004EN3-782 | Four Light Wall / Bath | The Emmons lighting collection by Sea Gull Lighting combines form and function in a traditional empire silhouette. Trumpeted Satin Etched glass shades and a circular finial further enhance the design. Cluster three sizes together in a multi-fixture installation to make a beautifully dramatic statement in the living room, foyer, entryway or family room. The Emmons collection comes in two finishes: Brushed Nickel and Heirloom Bronze. Its assortment includes three-, five- and nine-light chandeliers; one-light mini pendant, three-light pendant, two-light semi-flush mount; one-light wall sconce; and two-, three- and four- light bath vanity fixtures. Incandescent and ENERGY STAR-qualified LED lamping are available; all fixtures are California Title 24 compliant. | BATH | Emmons | Wall / Bath Lighting | Heirloom Bronze | 782 | Steel | Satin Etched Glass | D:5.875" H:5.125" |  |  | 4 Medium A19 9.3w |  | 4 | Yes | [14 empty] | 0 | [12 empty] | 97.98 | 195.96 | 293.94 | W:31 7/8'' H:6 1/4'' E:7 3/8'' | 6.4 |  |  | 31.875 | 6.25 | Cap Nuts |  |  |  |  | 7.375 |  | No |  | No | [21 empty] | D:5'' DP:7/8'' OB UP:3 3/4'' OB DOWN:2 1/2'' Round |  |  |  | 6.5 | Black/White |  |  | Hardwired | 0 | 1 | 0 | 1 | 1 | 0 | 0 | 0 | 0 | 0 | 0 | 785652049491 | 31.5 | 12 | 8.5 | 8 | 1.859 | 175 | Yes | [9 empty] | cETL Damp | EMMONS 4L BATH-782 | Four Light Wall / Bath |  | 4439004EN3-782.jpg | 4439004.jpg
4439004EN3-962 | Four Light Wall / Bath | The Emmons lighting collection by Sea Gull Lighting combines form and function in a traditional empire silhouette. Trumpeted Satin Etched glass shades and a circular finial further enhance the design. Cluster three sizes together in a multi-fixture installation to make a beautifully dramatic statement in the living room, foyer, entryway or family room. The Emmons collection comes in two finishes: Brushed Nickel and Heirloom Bronze. Its assortment includes three-, five- and nine-light chandeliers; one-light mini pendant, three-light pendant, two-light semi-flush mount; one-light wall sconce; and two-, three- and four- light bath vanity fixtures. Incandescent and ENERGY STAR-qualified LED lamping are available; all fixtures are California Title 24 compliant. | BATH | Emmons | Wall / Bath Lighting | Brushed Nickel | 962 | Steel | Satin Etched Glass | D:5.875" H:5.125" |  |  | 4 Medium A19 9.3w |  | 4 | Yes | [14 empty] | 0 | [12 empty] | 97.98 | 195.96 | 293.94 | W:31 7/8'' H:6 1/4'' E:7 3/8'' | 6.4 |  |  | 31.875 | 6.25 | Cap Nuts |  |  |  |  | 7.375 |  | No |  | No | [21 empty] | D:5'' DP:7/8'' OB UP:3 3/4'' OB DOWN:2 1/2'' Round |  |  |  | 6.5 | Black/White |  |  | Hardwired | 0 | 1 | 0 | 1 | 1 | 0 | 0 | 0 | 0 | 0 | 0 | 785652049507 | 31.5 | 12 | 8.5 | 8 | 1.859 | 175 | Yes | [9 empty] | cETL Damp | EMMONS 4L BATH-962 | Four Light Wall / Bath |  | 4439004EN3-962.jpg | 4439004.jpg
4439102-05 | Two Light Wall / Bath | The Hettinger lighting collection by Sea Gull Lighting combines a traditional look with chic, modern charm. The minimalism of the tubular glass shades balances with the unique, outward-curve of the semi-circular arm detail. It’s available in three finishes - Burnt Sienna and Brushed Nickel for the whole collection, and Chrome for the bath vanities. The assortment includes six- and nine-light chandeliers; a one-light wall sconce; two-, three- and four-light bath vanity fixtures; a three-light pendant and two- light semi-flush convertible pendant. Incandescent and ENERGY STAR-qualified LED lamping are available; all fixtures are California Title 24 compliant. | BATH | Hettinger | Wall / Bath Lighting | Chrome | 5 | Steel | Etched / White Inside Glass | D:3.5" H:6.125" |  |  | 2 Medium A19 100w |  | 2 | No | [14 empty] | 0 | [12 empty] | 46.48 | 92.96 | 139.44 | W:13 1/2'' H:7 7/8'' E:5 3/4'' | 3 |  |  | 13.5 | 7.875 | Cap Nuts |  |  |  |  | 5.75 |  | No |  | No | [21 empty] | DP:3/4'' W:5'' H:4 1/2'' OB UP:5 3/4'' OB DOWN:2 1/4'' Rectangular |  |  |  | 6.5 | Black/White |  |  | Hardwired | 0 | 1 | 0 | 0 | 1 | 0 | 0 | 1 | 0 | 0 | 0 | 785652002069 | 16 | 12 | 9.25 | 3.7 | 1.028 | 250 | Yes | [9 empty] | cETL Damp | HETTINGER 2L BATH-05 | Two Light Wall / Bath |  | 4439102-05.jpg | 4439102.jpg
4439102-710 | Two Light Wall / Bath | The Hettinger lighting collection by Sea Gull Lighting combines a traditional look with chic, modern charm. The minimalism of the tubular glass shades balances with the unique, outward-curve of the semi-circular arm detail. It’s available in three finishes - Burnt Sienna and Brushed Nickel for the whole collection, and Chrome for the bath vanities. The assortment includes six- and nine-light chandeliers; a one-light wall sconce; two-, three- and four-light bath vanity fixtures; a three-light pendant and two- light semi-flush convertible pendant. Incandescent and ENERGY STAR-qualified LED lamping are available; all fixtures are California Title 24 compliant. | BATH | Hettinger | Wall / Bath Lighting | Burnt Sienna | 710 | Steel | Etched / White Inside Glass | D:3.5" H:6.125" |  |  | 2 Medium A19 100w |  | 2 | No | [14 empty] | 0 | [12 empty] | 46.48 | 92.96 | 139.44 | W:13 1/2'' H:7 7/8'' E:5 3/4'' | 3 |  |  | 13.5 | 7.875 | Cap Nuts |  |  |  |  | 5.75 |  | No |  | No | [21 empty] | DP:3/4'' W:5'' H:4 1/2'' OB UP:5 3/4'' OB DOWN:2 1/4'' Rectangular |  |  |  | 6.5 | Black/White |  |  | Hardwired | 0 | 1 | 0 | 0 | 1 | 0 | 0 | 1 | 0 | 0 | 0 | 785652002076 | 16 | 12 | 9.25 | 3.7 | 1.028 | 250 | Yes | [9 empty] | cETL Damp | HETTINGER 2L BATH-710 | Two Light Wall / Bath |  | 4439102-710.jpg | 4439102.jpg
4439102-962 | Two Light Wall / Bath | The Hettinger lighting collection by Sea Gull Lighting combines a traditional look with chic, modern charm. The minimalism of the tubular glass shades balances with the unique, outward-curve of the semi-circular arm detail. It’s available in three finishes - Burnt Sienna and Brushed Nickel for the whole collection, and Chrome for the bath vanities. The assortment includes six- and nine-light chandeliers; a one-light wall sconce; two-, three- and four-light bath vanity fixtures; a three-light pendant and two- light semi-flush convertible pendant. Incandescent and ENERGY STAR-qualified LED lamping are available; all fixtures are California Title 24 compliant. | BATH | Hettinger | Wall / Bath Lighting | Brushed Nickel | 962 | Steel | Etched / White Inside Glass | D:3.5" H:6.125" |  |  | 2 Medium A19 100w |  | 2 | No | [14 empty] | 0 | [12 empty] | 46.48 | 92.96 | 139.44 | W:13 1/2'' H:7 7/8'' E:5 3/4'' | 3 |  |  | 13.5 | 7.875 | Cap Nuts |  |  |  |  | 5.75 |  | No |  | No | [21 empty] | DP:3/4'' W:5'' H:4 1/2'' OB UP:5 3/4'' OB DOWN:2 1/4'' Rectangular |  |  |  | 6.5 | Black/White |  |  | Hardwired | 0 | 1 | 0 | 0 | 1 | 0 | 0 | 1 | 0 | 0 | 0 | 785652002083 | 16 | 12 | 9.25 | 3.7 | 1.028 | 250 | Yes | [9 empty] | cETL Damp | HETTINGER 2L BATH-962 | Two Light Wall / Bath |  | 4439102-962.jpg | 4439102.jpg
4439102EN3-05 | Two Light Wall / Bath | The Hettinger lighting collection by Sea Gull Lighting combines a traditional look with chic, modern charm. The minimalism of the tubular glass shades balances with the unique, outward-curve of the semi-circular arm detail. It’s available in three finishes - Burnt Sienna and Brushed Nickel for the whole collection, and Chrome for the bath vanities. The assortment includes six- and nine-light chandeliers; a one-light wall sconce; two-, three- and four-light bath vanity fixtures; a three-light pendant and two- light semi-flush convertible pendant. Incandescent and ENERGY STAR-qualified LED lamping are available; all fixtures are California Title 24 compliant. | BATH | Hettinger | Wall / Bath Lighting | Chrome | 5 | Steel | Etched / White Inside Glass | D:3.5" H:6.125" |  |  | 2 Medium A19 9.3w |  | 2 | Yes | [14 empty] | 0 | [12 empty] | 57.48 | 114.96 | 172.44 | W:13 1/2'' H:7 7/8'' E:5 3/4'' | 3 |  |  | 13.5 | 7.875 | Cap Nuts |  |  |  |  | 5.75 |  | No |  | No | [21 empty] | DP:3/4'' W:5'' H:4 1/2'' OB UP:5 3/4'' OB DOWN:2 1/4'' Rectangular |  |  |  | 6.5 | Black/White |  |  | Hardwired | 0 | 1 | 0 | 1 | 1 | 0 | 0 | 0 | 0 | 0 | 0 | 785652049514 | 16 | 12 | 9.25 | 3.7 | 1.028 | 250 | Yes | [9 empty] | cETL Damp | HETTINGER 2L BATH-05 | Two Light Wall / Bath |  | 4439102EN3-05.jpg | 4439102.jpg
4439102EN3-710 | Two Light Wall / Bath | The Hettinger lighting collection by Sea Gull Lighting combines a traditional look with chic, modern charm. The minimalism of the tubular glass shades balances with the unique, outward-curve of the semi-circular arm detail. It’s available in three finishes - Burnt Sienna and Brushed Nickel for the whole collection, and Chrome for the bath vanities. The assortment includes six- and nine-light chandeliers; a one-light wall sconce; two-, three- and four-light bath vanity fixtures; a three-light pendant and two- light semi-flush convertible pendant. Incandescent and ENERGY STAR-qualified LED lamping are available; all fixtures are California Title 24 compliant. | BATH | Hettinger | Wall / Bath Lighting | Burnt Sienna | 710 | Steel | Etched / White Inside Glass | D:3.5" H:6.125" |  |  | 2 Medium A19 9.3w |  | 2 | Yes | [14 empty] | 0 | [12 empty] | 57.48 | 114.96 | 172.44 | W:13 1/2'' H:7 7/8'' E:5 3/4'' | 3 |  |  | 13.5 | 7.875 | Cap Nuts |  |  |  |  | 5.75 |  | No |  | No | [21 empty] | DP:3/4'' W:5'' H:4 1/2'' OB UP:5 3/4'' OB DOWN:2 1/4'' Rectangular |  |  |  | 6.5 | Black/White |  |  | Hardwired | 0 | 1 | 0 | 1 | 1 | 0 | 0 | 0 | 0 | 0 | 0 | 785652049521 | 16 | 12 | 9.25 | 3.7 | 1.028 | 250 | Yes | [9 empty] | cETL Damp | HETTINGER 2L BATH-710 | Two Light Wall / Bath |  | 4439102EN3-710.jpg | 4439102.jpg
4439102EN3-962 | Two Light Wall / Bath | The Hettinger lighting collection by Sea Gull Lighting combines a traditional look with chic, modern charm. The minimalism of the tubular glass shades balances with the unique, outward-curve of the semi-circular arm detail. It’s available in three finishes - Burnt Sienna and Brushed Nickel for the whole collection, and Chrome for the bath vanities. The assortment includes six- and nine-light chandeliers; a one-light wall sconce; two-, three- and four-light bath vanity fixtures; a three-light pendant and two- light semi-flush convertible pendant. Incandescent and ENERGY STAR-qualified LED lamping are available; all fixtures are California Title 24 compliant. | BATH | Hettinger | Wall / Bath Lighting | Brushed Nickel | 962 | Steel | Etched / White Inside Glass | D:3.5" H:6.125" |  |  | 2 Medium A19 9.3w |  | 2 | Yes | [14 empty] | 0 | [12 empty] | 57.48 | 114.96 | 172.44 | W:13 1/2'' H:7 7/8'' E:5 3/4'' | 3 |  |  | 13.5 | 7.875 | Cap Nuts |  |  |  |  | 5.75 |  | No |  | No | [21 empty] | DP:3/4'' W:5'' H:4 1/2'' OB UP:5 3/4'' OB DOWN:2 1/4'' Rectangular |  |  |  | 6.5 | Black/White |  |  | Hardwired | 0 | 1 | 0 | 1 | 1 | 0 | 0 | 0 | 0 | 0 | 0 | 785652049538 | 16 | 12 | 9.25 | 3.7 | 1.028 | 250 | Yes | [9 empty] | cETL Damp | HETTINGER 2L BATH-962 | Two Light Wall / Bath |  | 4439102EN3-962.jpg | 4439102.jpg
4439103-05 | Three Light Wall / Bath | The Hettinger lighting collection by Sea Gull Lighting combines a traditional look with chic, modern charm. The minimalism of the tubular glass shades balances with the unique, outward-curve of the semi-circular arm detail. It’s available in three finishes - Burnt Sienna and Brushed Nickel for the whole collection, and Chrome for the bath vanities. The assortment includes six- and nine-light chandeliers; a one-light wall sconce; two-, three- and four-light bath vanity fixtures; a three-light pendant and two- light semi-flush convertible pendant. Incandescent and ENERGY STAR-qualified LED lamping are available; all fixtures are California Title 24 compliant. | BATH | Hettinger | Wall / Bath Lighting | Chrome | 5 | Steel | Etched / White Inside Glass | D:3.5" H:6.125" |  |  | 3 Medium A19 100w |  | 3 | No | [14 empty] | 0 | [12 empty] | 64.98 | 129.96 | 194.94 | W:20 1/2'' H:7 7/8'' E:6 1/4'' | 4.3 |  |  | 20.5 | 7.875 | Cap Nuts |  |  |  |  | 6.25 |  | No |  | No | [21 empty] | DP:3/4'' W:6'' H:4 1/2'' OB UP:5 3/4'' OB DOWN:2 1/4'' Rectangular |  |  |  | 6.5 | Black/White |  |  | Hardwired | 0 | 1 | 0 | 0 | 1 | 0 | 0 | 1 | 0 | 0 | 0 | 785652002090 | 25.25 | 12 | 9.5 | 5.4 | 1.666 | 250 | Yes | [9 empty] | cETL Damp | HETTINGER 3L BATH-05 | Three Light Wall / Bath |  | 4439103-05.jpg | 4439103.jpg
4439103-710 | Three Light Wall / Bath | The Hettinger lighting collection by Sea Gull Lighting combines a traditional look with chic, modern charm. The minimalism of the tubular glass shades balances with the unique, outward-curve of the semi-circular arm detail. It’s available in three finishes - Burnt Sienna and Brushed Nickel for the whole collection, and Chrome for the bath vanities. The assortment includes six- and nine-light chandeliers; a one-light wall sconce; two-, three- and four-light bath vanity fixtures; a three-light pendant and two- light semi-flush convertible pendant. Incandescent and ENERGY STAR-qualified LED lamping are available; all fixtures are California Title 24 compliant. | BATH | Hettinger | Wall / Bath Lighting | Burnt Sienna | 710 | Steel | Etched / White Inside Glass | D:3.5" H:6.125" |  |  | 3 Medium A19 100w |  | 3 | No | [14 empty] | 0 | [12 empty] | 64.98 | 129.96 | 194.94 | W:20 1/2'' H:7 7/8'' E:6 1/4'' | 4.3 |  |  | 20.5 | 7.875 | Cap Nuts |  |  |  |  | 6.25 |  | No |  | No | [21 empty] | DP:3/4'' W:6'' H:4 1/2'' OB UP:5 3/4'' OB DOWN:2 1/4'' Rectangular |  |  |  | 6.5 | Black/White |  |  | Hardwired | 0 | 1 | 0 | 0 | 1 | 0 | 0 | 1 | 0 | 0 | 0 | 785652002106 | 25.25 | 12 | 9.5 | 5.4 | 1.666 | 250 | Yes | [9 empty] | cETL Damp | HETTINGER 3L BATH-710 | Three Light Wall / Bath |  | 4439103-710.jpg | 4439103.jpg
4439103-962 | Three Light Wall / Bath | The Hettinger lighting collection by Sea Gull Lighting combines a traditional look with chic, modern charm. The minimalism of the tubular glass shades balances with the unique, outward-curve of the semi-circular arm detail. It’s available in three finishes - Burnt Sienna and Brushed Nickel for the whole collection, and Chrome for the bath vanities. The assortment includes six- and nine-light chandeliers; a one-light wall sconce; two-, three- and four-light bath vanity fixtures; a three-light pendant and two- light semi-flush convertible pendant. Incandescent and ENERGY STAR-qualified LED lamping are available; all fixtures are California Title 24 compliant. | BATH | Hettinger | Wall / Bath Lighting | Brushed Nickel | 962 | Steel | Etched / White Inside Glass | D:3.5" H:6.125" |  |  | 3 Medium A19 100w |  | 3 | No | [14 empty] | 0 | [12 empty] | 64.98 | 129.96 | 194.94 | W:20 1/2'' H:7 7/8'' E:6 1/4'' | 4.3 |  |  | 20.5 | 7.875 | Cap Nuts |  |  |  |  | 6.25 |  | No |  | No | [21 empty] | DP:3/4'' W:6'' H:4 1/2'' OB UP:5 3/4'' OB DOWN:2 1/4'' Rectangular |  |  |  | 6.5 | Black/White |  |  | Hardwired | 0 | 1 | 0 | 0 | 1 | 0 | 0 | 1 | 0 | 0 | 0 | 785652001239 | 25.25 | 12 | 9.5 | 5.4 | 1.666 | 250 | Yes | [9 empty] | cETL Damp | HETTINGER 3L BATH-962 | Three Light Wall / Bath |  | 4439103-962.jpg | 4439103.jpg
4439103EN3-05 | Three Light Wall / Bath | The Hettinger lighting collection by Sea Gull Lighting combines a traditional look with chic, modern charm. The minimalism of the tubular glass shades balances with the unique, outward-curve of the semi-circular arm detail. It’s available in three finishes - Burnt Sienna and Brushed Nickel for the whole collection, and Chrome for the bath vanities. The assortment includes six- and nine-light chandeliers; a one-light wall sconce; two-, three- and four-light bath vanity fixtures; a three-light pendant and two- light semi-flush convertible pendant. Incandescent and ENERGY STAR-qualified LED lamping are available; all fixtures are California Title 24 compliant. | BATH | Hettinger | Wall / Bath Lighting | Chrome | 5 | Steel | Etched / White Inside Glass | D:3.5" H:6.125" |  |  | 3 Medium A19 9.3w |  | 3 | Yes | [14 empty] | 0 | [12 empty] | 82.48 | 164.96 | 247.44 | W:20 1/2'' H:7 7/8'' E:6 1/4'' | 4.3 |  |  | 20.5 | 7.875 | Cap Nuts |  |  |  |  | 6.25 |  | No |  | No | [21 empty] | DP:3/4'' W:6'' H:4 1/2'' OB UP:5 3/4'' OB DOWN:2 1/4'' Rectangular |  |  |  | 6.5 | Black/White |  |  | Hardwired | 0 | 1 | 0 | 1 | 1 | 0 | 0 | 0 | 0 | 0 | 0 | 785652049545 | 25.25 | 12 | 9.5 | 5.4 | 1.666 | 250 | Yes | [9 empty] | cETL Damp | HETTINGER 3L BATH-05 | Three Light Wall / Bath |  | 4439103EN3-05.jpg | 4439103.jpg
4439103EN3-710 | Three Light Wall / Bath | The Hettinger lighting collection by Sea Gull Lighting combines a traditional look with chic, modern charm. The minimalism of the tubular glass shades balances with the unique, outward-curve of the semi-circular arm detail. It’s available in three finishes - Burnt Sienna and Brushed Nickel for the whole collection, and Chrome for the bath vanities. The assortment includes six- and nine-light chandeliers; a one-light wall sconce; two-, three- and four-light bath vanity fixtures; a three-light pendant and two- light semi-flush convertible pendant. Incandescent and ENERGY STAR-qualified LED lamping are available; all fixtures are California Title 24 compliant. | BATH | Hettinger | Wall / Bath Lighting | Burnt Sienna | 710 | Steel | Etched / White Inside Glass | D:3.5" H:6.125" |  |  | 3 Medium A19 9.3w |  | 3 | Yes | [14 empty] | 0 | [12 empty] | 82.48 | 164.96 | 247.44 | W:20 1/2'' H:7 7/8'' E:6 1/4'' | 4.3 |  |  | 20.5 | 7.875 | Cap Nuts |  |  |  |  | 6.25 |  | No |  | No | [21 empty] | DP:3/4'' W:6'' H:4 1/2'' OB UP:5 3/4'' OB DOWN:2 1/4'' Rectangular |  |  |  | 6.5 | Black/White |  |  | Hardwired | 0 | 1 | 0 | 1 | 1 | 0 | 0 | 0 | 0 | 0 | 0 | 785652049552 | 25.25 | 12 | 9.5 | 5.4 | 1.666 | 250 | Yes | [9 empty] | cETL Damp | HETTINGER 3L BATH-710 | Three Light Wall / Bath |  | 4439103EN3-710.jpg | 4439103.jpg
4439103EN3-962 | Three Light Wall / Bath | The Hettinger lighting collection by Sea Gull Lighting combines a traditional look with chic, modern charm. The minimalism of the tubular glass shades balances with the unique, outward-curve of the semi-circular arm detail. It’s available in three finishes - Burnt Sienna and Brushed Nickel for the whole collection, and Chrome for the bath vanities. The assortment includes six- and nine-light chandeliers; a one-light wall sconce; two-, three- and four-light bath vanity fixtures; a three-light pendant and two- light semi-flush convertible pendant. Incandescent and ENERGY STAR-qualified LED lamping are available; all fixtures are California Title 24 compliant. | BATH | Hettinger | Wall / Bath Lighting | Brushed Nickel | 962 | Steel | Etched / White Inside Glass | D:3.5" H:6.125" |  |  | 3 Medium A19 9.3w |  | 3 | Yes | [14 empty] | 0 | [12 empty] | 82.48 | 164.96 | 247.44 | W:20 1/2'' H:7 7/8'' E:6 1/4'' | 4.3 |  |  | 20.5 | 7.875 | Cap Nuts |  |  |  |  | 6.25 |  | No |  | No | [21 empty] | DP:3/4'' W:6'' H:4 1/2'' OB UP:5 3/4'' OB DOWN:2 1/4'' Rectangular |  |  |  | 6.5 | Black/White |  |  | Hardwired | 0 | 1 | 0 | 1 | 1 | 0 | 0 | 0 | 0 | 0 | 0 | 785652049569 | 25.25 | 12 | 9.5 | 5.4 | 1.666 | 250 | Yes | [9 empty] | cETL Damp | HETTINGER 3L BATH-962 | Three Light Wall / Bath |  | 4439103EN3-962.jpg | 4439103.jpg
4439104-05 | Four Light Wall / Bath | The Hettinger lighting collection by Sea Gull Lighting combines a traditional look with chic, modern charm. The minimalism of the tubular glass shades balances with the unique, outward-curve of the semi-circular arm detail. It’s available in three finishes - Burnt Sienna and Brushed Nickel for the whole collection, and Chrome for the bath vanities. The assortment includes six- and nine-light chandeliers; a one-light wall sconce; two-, three- and four-light bath vanity fixtures; a three-light pendant and two- light semi-flush convertible pendant. Incandescent and ENERGY STAR-qualified LED lamping are available; all fixtures are California Title 24 compliant. | BATH | Hettinger | Wall / Bath Lighting | Chrome | 5 | Steel | Etched / White Inside Glass | D:3.5" H:6.125" |  |  | 4 Medium A19 100w |  | 4 | No | [14 empty] | 0 | [12 empty] | 88.48 | 176.96 | 265.44 | W:29'' H:7 7/8'' E:6 1/4'' | 5.5 |  |  | 29 | 7.875 | Cap Nuts |  |  |  |  | 6.25 |  | No |  | No | [21 empty] | DP:3/4'' W:6'' H:4 1/2'' OB UP:5 3/4'' OB DOWN:2 1/4'' Rectangular |  |  |  | 6.5 | Black/White |  |  | Hardwired | 0 | 1 | 0 | 0 | 1 | 0 | 0 | 1 | 0 | 0 | 0 | 785652002113 | 25.25 | 12 | 9.5 | 5.4 | 1.666 | 250 | Yes | [9 empty] | cETL Damp | HETTINGER 4L BATH-05 | Four Light Wall / Bath |  | 4439104-05.jpg | 4439104.jpg
4439104-710 | Four Light Wall / Bath | The Hettinger lighting collection by Sea Gull Lighting combines a traditional look with chic, modern charm. The minimalism of the tubular glass shades balances with the unique, outward-curve of the semi-circular arm detail. It’s available in three finishes - Burnt Sienna and Brushed Nickel for the whole collection, and Chrome for the bath vanities. The assortment includes six- and nine-light chandeliers; a one-light wall sconce; two-, three- and four-light bath vanity fixtures; a three-light pendant and two- light semi-flush convertible pendant. Incandescent and ENERGY STAR-qualified LED lamping are available; all fixtures are California Title 24 compliant. | BATH | Hettinger | Wall / Bath Lighting | Burnt Sienna | 710 | Steel | Etched / White Inside Glass | D:3.5" H:6.125" |  |  | 4 Medium A19 100w |  | 4 | No | [14 empty] | 0 | [12 empty] | 88.48 | 176.96 | 265.44 | W:29'' H:7 7/8'' E:6 1/4'' | 5.5 |  |  | 29 | 7.875 | Cap Nuts |  |  |  |  | 6.25 |  | No |  | No | [21 empty] | DP:3/4'' W:6'' H:4 1/2'' OB UP:5 3/4'' OB DOWN:2 1/4'' Rectangular |  |  |  | 6.5 | Black/White |  |  | Hardwired | 0 | 1 | 0 | 0 | 1 | 0 | 0 | 1 | 0 | 0 | 0 | 785652002120 | 31 | 12 | 9 | 6.9 | 1.938 | 250 | Yes | [9 empty] | cETL Damp | HETTINGER 4L BATH-710 | Four Light Wall / Bath |  | 4439104-710.jpg | 4439104.jpg
4439104-962 | Four Light Wall / Bath | The Hettinger lighting collection by Sea Gull Lighting combines a traditional look with chic, modern charm. The minimalism of the tubular glass shades balances with the unique, outward-curve of the semi-circular arm detail. It’s available in three finishes - Burnt Sienna and Brushed Nickel for the whole collection, and Chrome for the bath vanities. The assortment includes six- and nine-light chandeliers; a one-light wall sconce; two-, three- and four-light bath vanity fixtures; a three-light pendant and two- light semi-flush convertible pendant. Incandescent and ENERGY STAR-qualified LED lamping are available; all fixtures are California Title 24 compliant. | BATH | Hettinger | Wall / Bath Lighting | Brushed Nickel | 962 | Steel | Etched / White Inside Glass | D:3.5" H:6.125" |  |  | 4 Medium A19 100w |  | 4 | No | [14 empty] | 0 | [12 empty] | 88.48 | 176.96 | 265.44 | W:29'' H:7 7/8'' E:6 1/4'' | 5.5 |  |  | 29 | 7.875 | Cap Nuts |  |  |  |  | 6.25 |  | No |  | No | [21 empty] | DP:3/4'' W:6'' H:4 1/2'' OB UP:5 3/4'' OB DOWN:2 1/4'' Rectangular |  |  |  | 6.5 | Black/White |  |  | Hardwired | 0 | 1 | 0 | 0 | 1 | 0 | 0 | 1 | 0 | 0 | 0 | 785652002137 | 31 | 12 | 9 | 6.9 | 1.938 | 250 | Yes | [9 empty] | cETL Damp | HETTINGER 4L BATH-962 | Four Light Wall / Bath |  | 4439104-962.jpg | 4439104.jpg
4439104EN3-05 | Four Light Wall / Bath | The Hettinger lighting collection by Sea Gull Lighting combines a traditional look with chic, modern charm. The minimalism of the tubular glass shades balances with the unique, outward-curve of the semi-circular arm detail. It’s available in three finishes - Burnt Sienna and Brushed Nickel for the whole collection, and Chrome for the bath vanities. The assortment includes six- and nine-light chandeliers; a one-light wall sconce; two-, three- and four-light bath vanity fixtures; a three-light pendant and two- light semi-flush convertible pendant. Incandescent and ENERGY STAR-qualified LED lamping are available; all fixtures are California Title 24 compliant. | BATH | Hettinger | Wall / Bath Lighting | Chrome | 5 | Steel | Etched / White Inside Glass | D:3.5" H:6.125" |  |  | 4 Medium A19 9.3w |  | 4 | Yes | [14 empty] | 0 | [12 empty] | 111.98 | 223.96 | 335.94 | W:29'' H:7 7/8'' E:6 1/4'' | 5.5 |  |  | 29 | 7.875 | Cap Nuts |  |  |  |  | 6.25 |  | No |  | No | [21 empty] | DP:3/4'' W:6'' H:4 1/2'' OB UP:5 3/4'' OB DOWN:2 1/4'' Rectangular |  |  |  | 6.5 | Black/White |  |  | Hardwired | 0 | 1 | 0 | 1 | 1 | 0 | 0 | 0 | 0 | 0 | 0 | 785652049576 | 25.25 | 12 | 9.5 | 5.4 | 1.666 | 250 | Yes | [9 empty] | cETL Damp | HETTINGER 4L BATH-05 | Four Light Wall / Bath |  | 4439104EN3-05.jpg | 4439104.jpg
4439104EN3-710 | Four Light Wall / Bath | The Hettinger lighting collection by Sea Gull Lighting combines a traditional look with chic, modern charm. The minimalism of the tubular glass shades balances with the unique, outward-curve of the semi-circular arm detail. It’s available in three finishes - Burnt Sienna and Brushed Nickel for the whole collection, and Chrome for the bath vanities. The assortment includes six- and nine-light chandeliers; a one-light wall sconce; two-, three- and four-light bath vanity fixtures; a three-light pendant and two- light semi-flush convertible pendant. Incandescent and ENERGY STAR-qualified LED lamping are available; all fixtures are California Title 24 compliant. | BATH | Hettinger | Wall / Bath Lighting | Burnt Sienna | 710 | Steel | Etched / White Inside Glass | D:3.5" H:6.125" |  |  | 4 Medium A19 9.3w |  | 4 | Yes | [14 empty] | 0 | [12 empty] | 111.98 | 223.96 | 335.94 | W:29'' H:7 7/8'' E:6 1/4'' | 5.5 |  |  | 29 | 7.875 | Cap Nuts |  |  |  |  | 6.25 |  | No |  | No | [21 empty] | DP:3/4'' W:6'' H:4 1/2'' OB UP:5 3/4'' OB DOWN:2 1/4'' Rectangular |  |  |  | 6.5 | Black/White |  |  | Hardwired | 0 | 1 | 0 | 1 | 1 | 0 | 0 | 0 | 0 | 0 | 0 | 785652049583 | 31 | 12 | 9 | 6.9 | 1.938 | 250 | Yes | [9 empty] | cETL Damp | HETTINGER 4L BATH-710 | Four Light Wall / Bath |  | 4439104EN3-710.jpg | 4439104.jpg
4439104EN3-962 | Four Light Wall / Bath | The Hettinger lighting collection by Sea Gull Lighting combines a traditional look with chic, modern charm. The minimalism of the tubular glass shades balances with the unique, outward-curve of the semi-circular arm detail. It’s available in three finishes - Burnt Sienna and Brushed Nickel for the whole collection, and Chrome for the bath vanities. The assortment includes six- and nine-light chandeliers; a one-light wall sconce; two-, three- and four-light bath vanity fixtures; a three-light pendant and two- light semi-flush convertible pendant. Incandescent and ENERGY STAR-qualified LED lamping are available; all fixtures are California Title 24 compliant. | BATH | Hettinger | Wall / Bath Lighting | Brushed Nickel | 962 | Steel | Etched / White Inside Glass | D:3.5" H:6.125" |  |  | 4 Medium A19 9.3w |  | 4 | Yes | [14 empty] | 0 | [12 empty] | 111.98 | 223.96 | 335.94 | W:29'' H:7 7/8'' E:6 1/4'' | 5.5 |  |  | 29 | 7.875 | Cap Nuts |  |  |  |  | 6.25 |  | No |  | No | [21 empty] | DP:3/4'' W:6'' H:4 1/2'' OB UP:5 3/4'' OB DOWN:2 1/4'' Rectangular |  |  |  | 6.5 | Black/White |  |  | Hardwired | 0 | 1 | 0 | 1 | 1 | 0 | 0 | 0 | 0 | 0 | 0 | 785652049590 | 31 | 12 | 9 | 6.9 | 1.938 | 250 | Yes | [9 empty] | cETL Damp | HETTINGER 4L BATH-962 | Four Light Wall / Bath |  | 4439104EN3-962.jpg | 4439104.jpg
4439802-05 | Two Light Wall / Bath |  | BATH | Norwood | Wall / Bath Lighting | Chrome | 5 | Steel | Clear Highlighted Satin Etched Glass | D:4.375" H:5.25" |  |  | 2 Medium A19 75w |  | 2 | No | [14 empty] | 0 | [12 empty] | 59.5 | 119 | 178.5 | W:14 1/8'' H:7 7/8'' E:7 1/2'' |  |  |  | 14.125 | 7.875 | Cap Nuts |  |  |  |  | 7.5 |  | No |  | No | [21 empty] | DP:7/8'' W:7'' H:5'' OB UP:3 7/16'' OB DOWN:4 7/16'' Rectangular |  |  |  | 6.5 | Black/White |  |  | Hardwired | 0 | 1 | 0 | 0 | 1 | 0 | 0 | 1 | 0 | 0 | 0 | 785652076107 | [16 empty] | cETL Damp | NORWOOD 2L BATH-05 | Two Light Wall / Bath |  | 4439802-05.jpg | 4439802.jpg
4439802-710 | Two Light Wall / Bath |  | BATH | Norwood | Wall / Bath Lighting | Burnt Sienna | 710 | Steel | Clear Highlighted Satin Etched Glass | D:4.375" H:5.25" |  |  | 2 Medium A19 75w |  | 2 | No | [14 empty] | 0 | [12 empty] | 59.5 | 119 | 178.5 | W:14 1/8'' H:7 7/8'' E:7 1/2'' |  |  |  | 14.125 | 7.875 | Cap Nuts |  |  |  |  | 7.5 |  | No |  | No | [21 empty] | DP:7/8'' W:7'' H:5'' OB UP:3 7/16'' OB DOWN:4 7/16'' Rectangular |  |  |  | 6.5 | Black/White |  |  | Hardwired | 0 | 1 | 0 | 0 | 1 | 0 | 0 | 1 | 0 | 0 | 0 | 785652076121 | [16 empty] | cETL Damp | NORWOOD 2L BATH-710 | Two Light Wall / Bath |  | 4439802-710.jpg | 4439802.jpg
4439802-962 | Two Light Wall / Bath |  | BATH | Norwood | Wall / Bath Lighting | Brushed Nickel | 962 | Steel | Clear Highlighted Satin Etched Glass | D:4.375" H:5.25" |  |  | 2 Medium A19 75w |  | 2 | No | [14 empty] | 0 | [12 empty] | 59.5 | 119 | 178.5 | W:14 1/8'' H:7 7/8'' E:7 1/2'' |  |  |  | 14.125 | 7.875 | Cap Nuts |  |  |  |  | 7.5 |  | No |  | No | [21 empty] | DP:7/8'' W:7'' H:5'' OB UP:3 7/16'' OB DOWN:4 7/16'' Rectangular |  |  |  | 6.5 | Black/White |  |  | Hardwired | 0 | 1 | 0 | 0 | 1 | 0 | 0 | 1 | 0 | 0 | 0 | 785652076442 | [16 empty] | cETL Damp | NORWOOD 2L BATH-962 | Two Light Wall / Bath |  | 4439802-962.jpg | 4439802.jpg
4439802EN3-05 | Two Light Wall / Bath |  | BATH | Norwood | Wall / Bath Lighting | Chrome | 5 | Steel | Clear Highlighted Satin Etched Glass | D:4.375" H:5.25" |  |  | 2 Medium A19 9.3w |  | 2 | Yes | [14 empty] | 0 | [12 empty] | 69.5 | 139 | 208.5 | W:14 1/8'' H:7 7/8'' E:7 1/2'' |  |  |  | 14.125 | 7.875 | Cap Nuts |  |  |  |  | 7.5 |  | No |  | No | [21 empty] | DP:7/8'' W:7'' H:5'' OB UP:3 7/16'' OB DOWN:4 7/16'' Rectangular |  |  |  | 6.5 | Black/White |  |  | Hardwired | 0 | 1 | 0 | 1 | 1 | 0 | 0 | 0 | 0 | 0 | 0 | 785652080265 | [16 empty] | cETL Damp | NORWOOD 2L BATH-05 | Two Light Wall / Bath |  | 4439802EN3-05.jpg | 4439802EN3.jpg
4439802EN3-710 | Two Light Wall / Bath |  | BATH | Norwood | Wall / Bath Lighting | Burnt Sienna | 710 | Steel | Clear Highlighted Satin Etched Glass | D:4.375" H:5.25" |  |  | 2 Medium A19 9.3w |  | 2 | Yes | [14 empty] | 0 | [12 empty] | 69.5 | 139 | 208.5 | W:14 1/8'' H:7 7/8'' E:7 1/2'' |  |  |  | 14.125 | 7.875 | Cap Nuts |  |  |  |  | 7.5 |  | No |  | No | [21 empty] | DP:7/8'' W:7'' H:5'' OB UP:3 7/16'' OB DOWN:4 7/16'' Rectangular |  |  |  | 6.5 | Black/White |  |  | Hardwired | 0 | 1 | 0 | 1 | 1 | 0 | 0 | 0 | 0 | 0 | 0 | 785652080272 | [16 empty] | cETL Damp | NORWOOD 2L BATH-710 | Two Light Wall / Bath |  | 4439802EN3-710.jpg | 4439802EN3.jpg
4439802EN3-962 | Two Light Wall / Bath |  | BATH | Norwood | Wall / Bath Lighting | Brushed Nickel | 962 | Steel | Clear Highlighted Satin Etched Glass | D:4.375" H:5.25" |  |  | 2 Medium A19 9.3w |  | 2 | Yes | [14 empty] | 0 | [12 empty] | 69.5 | 139 | 208.5 | W:14 1/8'' H:7 7/8'' E:7 1/2'' |  |  |  | 14.125 | 7.875 | Cap Nuts |  |  |  |  | 7.5 |  | No |  | No | [21 empty] | DP:7/8'' W:7'' H:5'' OB UP:3 7/16'' OB DOWN:4 7/16'' Rectangular |  |  |  | 6.5 | Black/White |  |  | Hardwired | 0 | 1 | 0 | 1 | 1 | 0 | 0 | 0 | 0 | 0 | 0 | 785652080289 | [16 empty] | cETL Damp | NORWOOD 2L BATH-962 | Two Light Wall / Bath |  | 4439802EN3-962.jpg | 4439802EN3.jpg
4439803-05 | Three Light Wall / Bath |  | BATH | Norwood | Wall / Bath Lighting | Chrome | 5 | Steel | Clear Highlighted Satin Etched Glass | D:4.375" H:5.25" |  |  | 3 Medium A19 75w |  | 3 | No | [14 empty] | 0 | [12 empty] | 79.5 | 159 | 238.5 | W:24'' H:7 7/8'' E:7 1/2'' |  |  |  | 24 | 7.875 | Cap Nuts |  |  |  |  | 7.5 |  | No |  | No | [21 empty] | DP:7/8'' W:7'' H:5'' OB UP:3 7/16'' OB DOWN:4 7/16'' Rectangular |  |  |  | 6.5 | Black/White |  |  | Hardwired | 0 | 1 | 0 | 0 | 1 | 0 | 0 | 1 | 0 | 0 | 0 | 785652076459 | [16 empty] | cETL Damp | NORWOOD 3L BATH-05 | Three Light Wall / Bath |  | 4439803-05.jpg | 4439803.jpg
4439803-710 | Three Light Wall / Bath |  | BATH | Norwood | Wall / Bath Lighting | Burnt Sienna | 710 | Steel | Clear Highlighted Satin Etched Glass | D:4.375" H:5.25" |  |  | 3 Medium A19 75w |  | 3 | No | [14 empty] | 0 | [12 empty] | 79.5 | 159 | 238.5 | W:24'' H:7 7/8'' E:7 1/2'' |  |  |  | 24 | 7.875 | Cap Nuts |  |  |  |  | 7.5 |  | No |  | No | [21 empty] | DP:7/8'' W:7'' H:5'' OB UP:3 7/16'' OB DOWN:4 7/16'' Rectangular |  |  |  | 6.5 | Black/White |  |  | Hardwired | 0 | 1 | 0 | 0 | 1 | 0 | 0 | 1 | 0 | 0 | 0 | 785652076466 | 25.75 | 11.5 | 16.25 | 8.2 | 2.785 | 250 | Yes | [9 empty] | cETL Damp | NORWOOD 3L BATH-710 | Three Light Wall / Bath |  | 4439803-710.jpg | 4439803.jpg
4439803-962 | Three Light Wall / Bath |  | BATH | Norwood | Wall / Bath Lighting | Brushed Nickel | 962 | Steel | Clear Highlighted Satin Etched Glass | D:4.375" H:5.25" |  |  | 3 Medium A19 75w |  | 3 | No | [14 empty] | 0 | [12 empty] | 79.5 | 159 | 238.5 | W:24'' H:7 7/8'' E:7 1/2'' |  |  |  | 24 | 7.875 | Cap Nuts |  |  |  |  | 7.5 |  | No |  | No | [21 empty] | DP:7/8'' W:7'' H:5'' OB UP:3 7/16'' OB DOWN:4 7/16'' Rectangular |  |  |  | 6.5 | Black/White |  |  | Hardwired | 0 | 1 | 0 | 0 | 1 | 0 | 0 | 1 | 0 | 0 | 0 | 785652076473 | [16 empty] | cETL Damp | NORWOOD 3L BATH-962 | Three Light Wall / Bath |  | 4439803-962.jpg | 4439803.jpg
4439803EN3-05 | Three Light Wall / Bath |  | BATH | Norwood | Wall / Bath Lighting | Chrome | 5 | Steel | Clear Highlighted Satin Etched Glass | D:4.375" H:5.25" |  |  | 3 Medium A19 9.3w |  | 3 | Yes | [14 empty] | 0 | [12 empty] | 94.5 | 189 | 283.5 | W:24'' H:7 7/8'' E:7 1/2'' |  |  |  | 24 | 7.875 | Cap Nuts |  |  |  |  | 7.5 |  | No |  | No | [21 empty] | DP:7/8'' W:7'' H:5'' OB UP:3 7/16'' OB DOWN:4 7/16'' Rectangular |  |  |  | 6.5 | Black/White |  |  | Hardwired | 0 | 1 | 0 | 1 | 1 | 0 | 0 | 0 | 0 | 0 | 0 | 785652080296 | [16 empty] | cETL Damp | NORWOOD 3L BATH-05 | Three Light Wall / Bath |  | 4439803EN3-05.jpg | 4439803EN3.jpg
4439803EN3-710 | Three Light Wall / Bath |  | BATH | Norwood | Wall / Bath Lighting | Burnt Sienna | 710 | Steel | Clear Highlighted Satin Etched Glass | D:4.375" H:5.25" |  |  | 3 Medium A19 9.3w |  | 3 | Yes | [14 empty] | 0 | [12 empty] | 94.5 | 189 | 283.5 | W:24'' H:7 7/8'' E:7 1/2'' |  |  |  | 24 | 7.875 | Cap Nuts |  |  |  |  | 7.5 |  | No |  | No | [21 empty] | DP:7/8'' W:7'' H:5'' OB UP:3 7/16'' OB DOWN:4 7/16'' Rectangular |  |  |  | 6.5 | Black/White |  |  | Hardwired | 0 | 1 | 0 | 1 | 1 | 0 | 0 | 0 | 0 | 0 | 0 | 785652080302 | [16 empty] | cETL Damp | NORWOOD 3L BATH-710 | Three Light Wall / Bath |  | 4439803EN3-710.jpg | 4439803EN3.jpg
4439803EN3-962 | Three Light Wall / Bath |  | BATH | Norwood | Wall / Bath Lighting | Brushed Nickel | 962 | Steel | Clear Highlighted Satin Etched Glass | D:4.375" H:5.25" |  |  | 3 Medium A19 9.3w |  | 3 | Yes | [14 empty] | 0 | [12 empty] | 94.5 | 189 | 283.5 | W:24'' H:7 7/8'' E:7 1/2'' |  |  |  | 24 | 7.875 | Cap Nuts |  |  |  |  | 7.5 |  | No |  | No | [21 empty] | DP:7/8'' W:7'' H:5'' OB UP:3 7/16'' OB DOWN:4 7/16'' Rectangular |  |  |  | 6.5 | Black/White |  |  | Hardwired | 0 | 1 | 0 | 1 | 1 | 0 | 0 | 0 | 0 | 0 | 0 | 785652080319 | [16 empty] | cETL Damp | NORWOOD 3L BATH-962 | Three Light Wall / Bath |  | 4439803EN3-962.jpg | 4439803EN3.jpg
4439804-05 | Four Light Wall / Bath |  | BATH | Norwood | Wall / Bath Lighting | Chrome | 5 | Steel | Clear Highlighted Satin Etched Glass | D:4.375" H:5.25" |  |  | 4 Medium A19 75w |  | 4 | No | [14 empty] | 0 | [12 empty] | 99.5 | 199 | 298.5 | W:33 7/8'' H:7 7/8'' E:7 1/2'' |  |  |  | 33.875 | 7.875 | Cap Nuts |  |  |  |  | 7.5 |  | No |  | No | [21 empty] | DP:7/8'' W:7'' H:5'' OB UP:3 7/16'' OB DOWN:4 7/16'' Rectangular |  |  |  | 6.5 | Black/White |  |  | Hardwired | 0 | 1 | 0 | 0 | 1 | 0 | 0 | 1 | 0 | 0 | 0 | 785652076480 | [16 empty] | cETL Damp | NORWOOD 4L BATH-05 | Four Light Wall / Bath |  | 4439804-05.jpg | 4439804.jpg
4439804-710 | Four Light Wall / Bath |  | BATH | Norwood | Wall / Bath Lighting | Burnt Sienna | 710 | Steel | Clear Highlighted Satin Etched Glass | D:4.375" H:5.25" |  |  | 4 Medium A19 75w |  | 4 | No | [14 empty] | 0 | [12 empty] | 99.5 | 199 | 298.5 | W:33 7/8'' H:7 7/8'' E:7 1/2'' |  |  |  | 33.875 | 7.875 | Cap Nuts |  |  |  |  | 7.5 |  | No |  | No | [21 empty] | DP:7/8'' W:7'' H:5'' OB UP:3 7/16'' OB DOWN:4 7/16'' Rectangular |  |  |  | 6.5 | Black/White |  |  | Hardwired | 0 | 1 | 0 | 0 | 1 | 0 | 0 | 1 | 0 | 0 | 0 | 785652076688 | [16 empty] | cETL Damp | NORWOOD 4L BATH-710 | Four Light Wall / Bath |  | 4439804-710.jpg | 4439804.jpg
4439804-962 | Four Light Wall / Bath |  | BATH | Norwood | Wall / Bath Lighting | Brushed Nickel | 962 | Steel | Clear Highlighted Satin Etched Glass | D:4.375" H:5.25" |  |  | 4 Medium A19 75w |  | 4 | No | [14 empty] | 0 | [12 empty] | 99.5 | 199 | 298.5 | W:33 7/8'' H:7 7/8'' E:7 1/2'' |  |  |  | 33.875 | 7.875 | Cap Nuts |  |  |  |  | 7.5 |  | No |  | No | [21 empty] | DP:7/8'' W:7'' H:5'' OB UP:3 7/16'' OB DOWN:4 7/16'' Rectangular |  |  |  | 6.5 | Black/White |  |  | Hardwired | 0 | 1 | 0 | 0 | 1 | 0 | 0 | 1 | 0 | 0 | 0 | 785652076695 | [16 empty] | cETL Damp | NORWOOD 4L BATH-962 | Four Light Wall / Bath |  | 4439804-962.jpg | 4439804.jpg
4439804EN3-05 | Four Light Wall / Bath |  | BATH | Norwood | Wall / Bath Lighting | Chrome | 5 | Steel | Clear Highlighted Satin Etched Glass | D:4.375" H:5.25" |  |  | 4 Medium A19 9.3w |  | 4 | Yes | [14 empty] | 0 | [12 empty] | 119.5 | 239 | 358.5 | W:33 7/8'' H:7 7/8'' E:7 1/2'' |  |  |  | 33.875 | 7.875 | Cap Nuts |  |  |  |  | 7.5 |  | No |  | No | [21 empty] | DP:7/8'' W:7'' H:5'' OB UP:3 7/16'' OB DOWN:4 7/16'' Rectangular |  |  |  | 6.5 | Black/White |  |  | Hardwired | 0 | 1 | 0 | 1 | 1 | 0 | 0 | 0 | 0 | 0 | 0 | 785652080326 | [16 empty] | cETL Damp | NORWOOD 4L BATH-05 | Four Light Wall / Bath |  | 4439804EN3-05.jpg | 4439804EN3.jpg
4439804EN3-710 | Four Light Wall / Bath |  | BATH | Norwood | Wall / Bath Lighting | Burnt Sienna | 710 | Steel | Clear Highlighted Satin Etched Glass | D:4.375" H:5.25" |  |  | 4 Medium A19 9.3w |  | 4 | Yes | [14 empty] | 0 | [12 empty] | 119.5 | 239 | 358.5 | W:33 7/8'' H:7 7/8'' E:7 1/2'' |  |  |  | 33.875 | 7.875 | Cap Nuts |  |  |  |  | 7.5 |  | No |  | No | [21 empty] | DP:7/8'' W:7'' H:5'' OB UP:3 7/16'' OB DOWN:4 7/16'' Rectangular |  |  |  | 6.5 | Black/White |  |  | Hardwired | 0 | 1 | 0 | 1 | 1 | 0 | 0 | 0 | 0 | 0 | 0 | 785652080333 | [16 empty] | cETL Damp | NORWOOD 4L BATH-710 | Four Light Wall / Bath |  | 4439804EN3-710.jpg | 4439804EN3.jpg
4439804EN3-962 | Four Light Wall / Bath |  | BATH | Norwood | Wall / Bath Lighting | Brushed Nickel | 962 | Steel | Clear Highlighted Satin Etched Glass | D:4.375" H:5.25" |  |  | 4 Medium A19 9.3w |  | 4 | Yes | [14 empty] | 0 | [12 empty] | 119.5 | 239 | 358.5 | W:33 7/8'' H:7 7/8'' E:7 1/2'' |  |  |  | 33.875 | 7.875 | Cap Nuts |  |  |  |  | 7.5 |  | No |  | No | [21 empty] | DP:7/8'' W:7'' H:5'' OB UP:3 7/16'' OB DOWN:4 7/16'' Rectangular |  |  |  | 6.5 | Black/White |  |  | Hardwired | 0 | 1 | 0 | 1 | 1 | 0 | 0 | 0 | 0 | 0 | 0 | 785652080340 | [16 empty] | cETL Damp | NORWOOD 4L BATH-962 | Four Light Wall / Bath |  | 4439804EN3-962.jpg | 4439804EN3.jpg
4440402-05 | Two Light Wall / Bath | The 1960’s-inspired Driscoll collection by Sea Gull Lighting features the clean lines of tapered stems and glass shades. Simplicity combined with sophistication creates this strikingly modern look. Offered in a Brushed Nickel finish in addition to the Chrome finish also offered for wall/bath fixtures – all of which feature Etched White glass shades. The assortment includes nine-light, five-light and three-light chandeliers, a mini pendant, as well as one-light, two-light, three-light and four-light wall/bath fixtures. Both incandescent lamping and ENERGY STAR-qualified LED lamping are available; all fixtures are California Title 24 compliant. | BATH | Driscoll | Wall / Bath Lighting | Chrome | 5 | Steel | Cased Opal Etched Glass | D:5.0625" H:6.5" | D:3.6875" |  | 2 Medium A19 100w |  | 2 | No | [14 empty] | 0 | [12 empty] | 71.48 | 142.96 | 214.44 | W:15 1/2'' H:12'' E:7'' | 4.3 |  |  | 15.5 | 12 | Wall / Bath |  |  |  |  | 7 |  | No |  | No | [21 empty] | D:5'' DP:1'' OB UP:3 1/4'' OB DOWN:8 3/4'' Round |  |  |  | 6.5 |  |  |  | Hardwired | 0 | 1 | 0 | 0 | 1 | 0 | 0 | 1 | 0 | 0 | 0 | 785652239700 | 19 | 12 | 9.25 | 5.7 | 1.22 | 175 | Yes | [8 empty] | ETL Damp |  | DRISCOLL 2L BATH-05 | Two Light Wall / Bath |  | 4440402-05.jpg | 4440402.jpg
4440402-848 | Two Light Wall / Bath | The 1960’s-inspired Driscoll collection by Sea Gull Lighting features the clean lines of tapered stems and glass shades. Simplicity combined with sophistication creates this strikingly modern look. Offered in a Brushed Nickel finish in addition to the Chrome finish also offered for wall/bath fixtures – all of which feature Etched White glass shades. The assortment includes nine-light, five-light and three-light chandeliers, a mini pendant, as well as one-light, two-light, three-light and four-light wall/bath fixtures. Both incandescent lamping and ENERGY STAR-qualified LED lamping are available; all fixtures are California Title 24 compliant. | BATH | Driscoll | Wall / Bath Lighting | Satin Bronze | 848 | Steel | Cased Opal Etched Glass | D:5.0625" H:6.5" | D:3.6875" |  | 2 Medium A19 100w |  | 2 | No | [14 empty] | 0 | [12 empty] | 71.48 | 142.96 | 214.44 | W:15 1/2'' H:12'' E:7'' | 4.3 |  |  | 15.5 | 12 | Wall / Bath |  |  |  |  | 7 |  | No |  | No | [21 empty] | D:5'' DP:1'' OB UP:3 1/4'' OB DOWN:8 3/4'' Round |  |  |  | 6.5 |  |  |  | Hardwired | 0 | 1 | 0 | 0 | 1 | 0 | 0 | 1 | 0 | 0 | 0 | 785652239779 | 19 | 12 | 9.25 | 5.7 | 1.22 | 175 | Yes | [8 empty] | ETL Damp |  | DRISCOLL 2L BATH-848 | Two Light Wall / Bath |  | 4440402-848.jpg | 4440402.jpg
4440402-962 | Two Light Wall / Bath | The 1960’s-inspired Driscoll collection by Sea Gull Lighting features the clean lines of tapered stems and glass shades. Simplicity combined with sophistication creates this strikingly modern look. Offered in a Brushed Nickel finish in addition to the Chrome finish also offered for wall/bath fixtures – all of which feature Etched White glass shades. The assortment includes nine-light, five-light and three-light chandeliers, a mini pendant, as well as one-light, two-light, three-light and four-light wall/bath fixtures. Both incandescent lamping and ENERGY STAR-qualified LED lamping are available; all fixtures are California Title 24 compliant. | BATH | Driscoll | Wall / Bath Lighting | Brushed Nickel | 962 | Steel | Cased Opal Etched Glass | D:5.0625" H:6.5" | D:3.6875" |  | 2 Medium A19 100w |  | 2 | No | [14 empty] | 0 | [12 empty] | 71.48 | 142.96 | 214.44 | W:15 1/2'' H:12'' E:7'' | 4.3 |  |  | 15.5 | 12 | Wall / Bath |  |  |  |  | 7 |  | No |  | No | [21 empty] | D:5'' DP:1'' OB UP:3 1/4'' OB DOWN:8 3/4'' Round |  |  |  | 6.5 |  |  |  | Hardwired | 0 | 1 | 0 | 0 | 1 | 0 | 0 | 1 | 0 | 0 | 0 | 785652244032 | 19 | 12 | 9.25 | 5.7 | 1.22 | 175 | Yes | [8 empty] | ETL Damp |  | DRISCOLL 2L BATH-962 | Two Light Wall / Bath |  | 4440402-962.jpg | 4440402.jpg
4440402EN3-05 | Two Light Wall / Bath | The 1960’s-inspired Driscoll collection by Sea Gull Lighting features the clean lines of tapered stems and glass shades. Simplicity combined with sophistication creates this strikingly modern look. Offered in a Brushed Nickel finish in addition to the Chrome finish also offered for wall/bath fixtures – all of which feature Etched White glass shades. The assortment includes nine-light, five-light and three-light chandeliers, a mini pendant, as well as one-light, two-light, three-light and four-light wall/bath fixtures. Both incandescent lamping and ENERGY STAR-qualified LED lamping are available; all fixtures are California Title 24 compliant. | BATH | Driscoll | Wall / Bath Lighting | Chrome | 5 | Steel | Cased Opal Etched Glass | D:5.0625" H:6.5" | D:3.6875" |  | 2 Medium A19 9.3w |  | 2 | Yes | [14 empty] | 0 | [12 empty] | 83.48 | 166.96 | 250.44 | W:15 1/2'' H:12'' E:7'' | 4.3 |  |  | 15.5 | 12 | Wall / Bath |  |  |  |  | 7 |  | No |  | No | [21 empty] | D:5'' DP:1'' OB UP:3 1/4'' OB DOWN:8 3/4'' Round |  |  |  | 6.5 | Black/White |  |  | Hardwired | 0 | 1 | 0 | 1 | 1 | 0 | 0 | 0 | 0 | 0 | 0 | 785652045370 | 19 | 12 | 9.25 | 5.7 | 1.22 | 175 | Yes | [8 empty] | ETL Damp |  | DRISCOLL 2L BATH-05 | Two Light Wall / Bath |  | 4440402EN3-05.jpg | 4440402.jpg
4440402EN3-848 | Two Light Wall / Bath | The 1960’s-inspired Driscoll collection by Sea Gull Lighting features the clean lines of tapered stems and glass shades. Simplicity combined with sophistication creates this strikingly modern look. Offered in a Brushed Nickel finish in addition to the Chrome finish also offered for wall/bath fixtures – all of which feature Etched White glass shades. The assortment includes nine-light, five-light and three-light chandeliers, a mini pendant, as well as one-light, two-light, three-light and four-light wall/bath fixtures. Both incandescent lamping and ENERGY STAR-qualified LED lamping are available; all fixtures are California Title 24 compliant. | BATH | Driscoll | Wall / Bath Lighting | Satin Bronze | 848 | Steel | Cased Opal Etched Glass | D:5.0625" H:6.5" | D:3.6875" |  | 2 Medium A19 9.3w |  | 2 | Yes | [14 empty] | 0 | [12 empty] | 83.48 | 166.96 | 250.44 | W:15 1/2'' H:12'' E:7'' | 4.3 |  |  | 15.5 | 12 | Wall / Bath |  |  |  |  | 7 |  | No |  | No | [21 empty] | D:5'' DP:1'' OB UP:3 1/4'' OB DOWN:8 3/4'' Round |  |  |  | 6.5 | Black/White |  |  | Hardwired | 0 | 1 | 0 | 1 | 1 | 0 | 0 | 0 | 0 | 0 | 0 | 785652045387 | 19 | 12 | 9.25 | 5.7 | 1.22 | 175 | Yes | [8 empty] | ETL Damp |  | DRISCOLL 2L BATH-848 | Two Light Wall / Bath |  | 4440402EN3-848.jpg | 4440402.jpg
4440402EN3-962 | Two Light Wall / Bath | The 1960’s-inspired Driscoll collection by Sea Gull Lighting features the clean lines of tapered stems and glass shades. Simplicity combined with sophistication creates this strikingly modern look. Offered in a Brushed Nickel finish in addition to the Chrome finish also offered for wall/bath fixtures – all of which feature Etched White glass shades. The assortment includes nine-light, five-light and three-light chandeliers, a mini pendant, as well as one-light, two-light, three-light and four-light wall/bath fixtures. Both incandescent lamping and ENERGY STAR-qualified LED lamping are available; all fixtures are California Title 24 compliant. | BATH | Driscoll | Wall / Bath Lighting | Brushed Nickel | 962 | Steel | Cased Opal Etched Glass | D:5.0625" H:6.5" | D:3.6875" |  | 2 Medium A19 9.3w |  | 2 | Yes | [14 empty] | 0 | [12 empty] | 83.48 | 166.96 | 250.44 | W:15 1/2'' H:12'' E:7'' | 4.3 |  |  | 15.5 | 12 | Wall / Bath |  |  |  |  | 7 |  | No |  | No | [21 empty] | D:5'' DP:1'' OB UP:3 1/4'' OB DOWN:8 3/4'' Round |  |  |  | 6.5 | Black/White |  |  | Hardwired | 0 | 1 | 0 | 1 | 1 | 0 | 0 | 0 | 0 | 0 | 0 | 785652045394 | 19 | 12 | 9.25 | 5.7 | 1.22 | 175 | Yes | [8 empty] | ETL Damp |  | DRISCOLL 2L BATH-962 | Two Light Wall / Bath |  | 4440402EN3-962.jpg | 4440402.jpg
4440403-05 | Three Light Wall / Bath | The 1960’s-inspired Driscoll collection by Sea Gull Lighting features the clean lines of tapered stems and glass shades. Simplicity combined with sophistication creates this strikingly modern look. Offered in a Brushed Nickel finish in addition to the Chrome finish also offered for wall/bath fixtures – all of which feature Etched White glass shades. The assortment includes nine-light, five-light and three-light chandeliers, a mini pendant, as well as one-light, two-light, three-light and four-light wall/bath fixtures. Both incandescent lamping and ENERGY STAR-qualified LED lamping are available; all fixtures are California Title 24 compliant. | BATH | Driscoll | Wall / Bath Lighting | Chrome | 5 | Steel | Cased Opal Etched Glass | D:5.0625" H:6.5" | D:3.6875" |  | 3 Medium A19 100w |  | 3 | No | [14 empty] | 0 | [12 empty] | 110.98 | 221.96 | 332.94 | W:24 1/2'' H:12'' E:7'' | 6.2 |  |  | 24.5 | 12 | Wall / Bath |  |  |  |  | 7 |  | No |  | No | [21 empty] | D:5'' DP:1'' OB UP:3 1/4'' OB DOWN:8 3/4'' Round |  |  |  | 6.5 |  |  |  | Hardwired | 0 | 1 | 0 | 0 | 1 | 0 | 0 | 1 | 0 | 0 | 0 | 785652239786 | 27 | 13.75 | 10 | 8.2 | 2.148 | 250 | Yes | [8 empty] | ETL Damp |  | DRISCOLL 3L BATH-05 | Three Light Wall / Bath |  | 4440403-05.jpg | 4440403.jpg
4440403-848 | Three Light Wall / Bath | The 1960’s-inspired Driscoll collection by Sea Gull Lighting features the clean lines of tapered stems and glass shades. Simplicity combined with sophistication creates this strikingly modern look. Offered in a Brushed Nickel finish in addition to the Chrome finish also offered for wall/bath fixtures – all of which feature Etched White glass shades. The assortment includes nine-light, five-light and three-light chandeliers, a mini pendant, as well as one-light, two-light, three-light and four-light wall/bath fixtures. Both incandescent lamping and ENERGY STAR-qualified LED lamping are available; all fixtures are California Title 24 compliant. | BATH | Driscoll | Wall / Bath Lighting | Satin Bronze | 848 | Steel | Cased Opal Etched Glass | D:5.0625" H:6.5" | D:3.6875" |  | 3 Medium A19 100w |  | 3 | No | [14 empty] | 0 | [12 empty] | 110.98 | 221.96 | 332.94 | W:24 1/2'' H:12'' E:7'' | 6.2 |  |  | 24.5 | 12 | Wall / Bath |  |  |  |  | 7 |  | No |  | No | [21 empty] | D:5'' DP:1'' OB UP:3 1/4'' OB DOWN:8 3/4'' Round |  |  |  | 6.5 |  |  |  | Hardwired | 0 | 1 | 0 | 0 | 1 | 0 | 0 | 1 | 0 | 0 | 0 | 785652239793 | 27 | 13.75 | 10 | 8.2 | 2.148 | 250 | Yes | [8 empty] | ETL Damp |  | DRISCOLL 3L BATH-848 | Three Light Wall / Bath |  | 4440403-848.jpg | 4440403.jpg
4440403-962 | Three Light Wall / Bath | The 1960’s-inspired Driscoll collection by Sea Gull Lighting features the clean lines of tapered stems and glass shades. Simplicity combined with sophistication creates this strikingly modern look. Offered in a Brushed Nickel finish in addition to the Chrome finish also offered for wall/bath fixtures – all of which feature Etched White glass shades. The assortment includes nine-light, five-light and three-light chandeliers, a mini pendant, as well as one-light, two-light, three-light and four-light wall/bath fixtures. Both incandescent lamping and ENERGY STAR-qualified LED lamping are available; all fixtures are California Title 24 compliant. | BATH | Driscoll | Wall / Bath Lighting | Brushed Nickel | 962 | Steel | Cased Opal Etched Glass | D:5.0625" H:6.5" | D:3.6875" |  | 3 Medium A19 100w |  | 3 | No | [14 empty] | 0 | [12 empty] | 110.98 | 221.96 | 332.94 | W:24 1/2'' H:12'' E:7'' | 6.2 |  |  | 24.5 | 12 | Wall / Bath |  |  |  |  | 7 |  | No |  | No | [21 empty] | D:5'' DP:1'' OB UP:3 1/4'' OB DOWN:8 3/4'' Round |  |  |  | 6.5 |  |  |  | Hardwired | 0 | 1 | 0 | 0 | 1 | 0 | 0 | 1 | 0 | 0 | 0 | 785652243035 | 27 | 13.75 | 10 | 8.2 | 2.148 | 250 | Yes | [8 empty] | ETL Damp |  | DRISCOLL 3L BATH-962 | Three Light Wall / Bath |  | 4440403-962.jpg | 4440403.jpg
4440403EN3-05 | Three Light Wall / Bath | The 1960’s-inspired Driscoll collection by Sea Gull Lighting features the clean lines of tapered stems and glass shades. Simplicity combined with sophistication creates this strikingly modern look. Offered in a Brushed Nickel finish in addition to the Chrome finish also offered for wall/bath fixtures – all of which feature Etched White glass shades. The assortment includes nine-light, five-light and three-light chandeliers, a mini pendant, as well as one-light, two-light, three-light and four-light wall/bath fixtures. Both incandescent lamping and ENERGY STAR-qualified LED lamping are available; all fixtures are California Title 24 compliant. | BATH | Driscoll | Wall / Bath Lighting | Chrome | 5 | Steel | Cased Opal Etched Glass | D:5.0625" H:6.5" | D:3.6875" |  | 3 Medium A19 9.3w |  | 3 | Yes | [14 empty] | 0 | [12 empty] | 124.98 | 249.96 | 374.94 | W:24 1/2'' H:12'' E:7'' | 6.2 |  |  | 24.5 | 12 | Wall / Bath |  |  |  |  | 7 |  | No |  | No | [21 empty] | D:5'' DP:1'' OB UP:3 1/4'' OB DOWN:8 3/4'' Round |  |  |  | 6.5 | Black/White |  |  | Hardwired | 0 | 1 | 0 | 1 | 1 | 0 | 0 | 0 | 0 | 0 | 0 | 785652045400 | 27 | 13.75 | 10 | 8.2 | 2.148 | 250 | Yes | [8 empty] | ETL Damp |  | DRISCOLL 3L BATH-05 | Three Light Wall / Bath |  | 4440403EN3-05.jpg | 4440403.jpg
4440403EN3-848 | Three Light Wall / Bath | The 1960’s-inspired Driscoll collection by Sea Gull Lighting features the clean lines of tapered stems and glass shades. Simplicity combined with sophistication creates this strikingly modern look. Offered in a Brushed Nickel finish in addition to the Chrome finish also offered for wall/bath fixtures – all of which feature Etched White glass shades. The assortment includes nine-light, five-light and three-light chandeliers, a mini pendant, as well as one-light, two-light, three-light and four-light wall/bath fixtures. Both incandescent lamping and ENERGY STAR-qualified LED lamping are available; all fixtures are California Title 24 compliant. | BATH | Driscoll | Wall / Bath Lighting | Satin Bronze | 848 | Steel | Cased Opal Etched Glass | D:5.0625" H:6.5" | D:3.6875" |  | 3 Medium A19 9.3w |  | 3 | Yes | [14 empty] | 0 | [12 empty] | 124.98 | 249.96 | 374.94 | W:24 1/2'' H:12'' E:7'' | 6.2 |  |  | 24.5 | 12 | Wall / Bath |  |  |  |  | 7 |  | No |  | No | [21 empty] | D:5'' DP:1'' OB UP:3 1/4'' OB DOWN:8 3/4'' Round |  |  |  | 6.5 | Black/White |  |  | Hardwired | 0 | 1 | 0 | 1 | 1 | 0 | 0 | 0 | 0 | 0 | 0 | 785652045417 | 27 | 13.75 | 10 | 8.2 | 2.148 | 250 | Yes | [8 empty] | ETL Damp |  | DRISCOLL 3L BATH-848 | Three Light Wall / Bath |  | 4440403EN3-848.jpg | 4440403.jpg
4440403EN3-962 | Three Light Wall / Bath | The 1960’s-inspired Driscoll collection by Sea Gull Lighting features the clean lines of tapered stems and glass shades. Simplicity combined with sophistication creates this strikingly modern look. Offered in a Brushed Nickel finish in addition to the Chrome finish also offered for wall/bath fixtures – all of which feature Etched White glass shades. The assortment includes nine-light, five-light and three-light chandeliers, a mini pendant, as well as one-light, two-light, three-light and four-light wall/bath fixtures. Both incandescent lamping and ENERGY STAR-qualified LED lamping are available; all fixtures are California Title 24 compliant. | BATH | Driscoll | Wall / Bath Lighting | Brushed Nickel | 962 | Steel | Cased Opal Etched Glass | D:5.0625" H:6.5" | D:3.6875" |  | 3 Medium A19 9.3w |  | 3 | Yes | [14 empty] | 0 | [12 empty] | 124.98 | 249.96 | 374.94 | W:24 1/2'' H:12'' E:7'' | 6.2 |  |  | 24.5 | 12 | Wall / Bath |  |  |  |  | 7 |  | No |  | No | [21 empty] | D:5'' DP:1'' OB UP:3 1/4'' OB DOWN:8 3/4'' Round |  |  |  | 6.5 | Black/White |  |  | Hardwired | 0 | 1 | 0 | 1 | 1 | 0 | 0 | 0 | 0 | 0 | 0 | 785652045424 | 27 | 13.75 | 10 | 8.2 | 2.148 | 250 | Yes | [8 empty] | ETL Damp |  | DRISCOLL 3L BATH-962 | Three Light Wall / Bath |  | 4440403EN3-962.jpg | 4440403.jpg
4440404-05 | Four Light Wall / Bath | The 1960’s-inspired Driscoll collection by Sea Gull Lighting features the clean lines of tapered stems and glass shades. Simplicity combined with sophistication creates this strikingly modern look. Offered in a Brushed Nickel finish in addition to the Chrome finish also offered for wall/bath fixtures – all of which feature Etched White glass shades. The assortment includes nine-light, five-light and three-light chandeliers, a mini pendant, as well as one-light, two-light, three-light and four-light wall/bath fixtures. Both incandescent lamping and ENERGY STAR-qualified LED lamping are available; all fixtures are California Title 24 compliant. | BATH | Driscoll | Wall / Bath Lighting | Chrome | 5 | Steel | Cased Opal Etched Glass | D:5.0625" H:6.5" | D:3.6875" |  | 4 Medium A19 100w |  | 4 | No | [14 empty] | 0 | [12 empty] | 137.48 | 274.96 | 412.44 | W:30 3/4'' H:12'' E:7'' | 8 |  |  | 30.75 | 12 | Wall / Bath |  |  |  |  | 7 |  | No |  | No | [21 empty] | D:5'' DP:1'' OB UP:3'' OB DOWN:8 3/4'' Round |  |  |  | 6.5 |  |  |  | Hardwired | 0 | 1 | 0 | 0 | 1 | 0 | 0 | 1 | 0 | 0 | 0 | 785652239809 | 32.5 | 12.4 | 9.5 | 10.6 | 2.216 | 175 | Yes | [8 empty] | ETL Damp |  | DRISCOLL 4L BATH-05 | Four Light Wall / Bath |  | 4440404-05.jpg | 4440404.jpg
4440404-848 | Four Light Wall / Bath | The 1960’s-inspired Driscoll collection by Sea Gull Lighting features the clean lines of tapered stems and glass shades. Simplicity combined with sophistication creates this strikingly modern look. Offered in a Brushed Nickel finish in addition to the Chrome finish also offered for wall/bath fixtures – all of which feature Etched White glass shades. The assortment includes nine-light, five-light and three-light chandeliers, a mini pendant, as well as one-light, two-light, three-light and four-light wall/bath fixtures. Both incandescent lamping and ENERGY STAR-qualified LED lamping are available; all fixtures are California Title 24 compliant. | BATH | Driscoll | Wall / Bath Lighting | Satin Bronze | 848 | Steel | Cased Opal Etched Glass | D:5.0625" H:6.5" | D:3.6875" |  | 4 Medium A19 100w |  | 4 | No | [14 empty] | 0 | [12 empty] | 137.48 | 274.96 | 412.44 | W:30 3/4'' H:12'' E:7'' | 8 |  |  | 30.75 | 12 | Wall / Bath |  |  |  |  | 7 |  | No |  | No | [21 empty] | D:5'' DP:1'' OB UP:3'' OB DOWN:8 3/4'' Round |  |  |  | 6.5 |  |  |  | Hardwired | 0 | 1 | 0 | 0 | 1 | 0 | 0 | 1 | 0 | 0 | 0 | 785652239816 | 32.5 | 12.25 | 9.25 | 10.7 | 2.131 | 175 | Yes | [8 empty] | ETL Damp |  | DRISCOLL 4L BATH-848 | Four Light Wall / Bath |  | 4440404-848.jpg | 4440404.jpg
4440404-962 | Four Light Wall / Bath | The 1960’s-inspired Driscoll collection by Sea Gull Lighting features the clean lines of tapered stems and glass shades. Simplicity combined with sophistication creates this strikingly modern look. Offered in a Brushed Nickel finish in addition to the Chrome finish also offered for wall/bath fixtures – all of which feature Etched White glass shades. The assortment includes nine-light, five-light and three-light chandeliers, a mini pendant, as well as one-light, two-light, three-light and four-light wall/bath fixtures. Both incandescent lamping and ENERGY STAR-qualified LED lamping are available; all fixtures are California Title 24 compliant. | BATH | Driscoll | Wall / Bath Lighting | Brushed Nickel | 962 | Steel | Cased Opal Etched Glass | D:5.0625" H:6.5" | D:3.6875" |  | 4 Medium A19 100w |  | 4 | No | [14 empty] | 0 | [12 empty] | 137.48 | 274.96 | 412.44 | W:30 3/4'' H:12'' E:7'' | 8 |  |  | 30.75 | 12 | Wall / Bath |  |  |  |  | 7 |  | No |  | No | [21 empty] | D:5'' DP:1'' OB UP:3'' OB DOWN:8 3/4'' Round |  |  |  | 6.5 |  |  |  | Hardwired | 0 | 1 | 0 | 0 | 1 | 0 | 0 | 1 | 0 | 0 | 0 | 785652243042 | 32.5 | 12.38 | 9.5 | 10 | 2.212 | 175 | Yes | [8 empty] | ETL Damp |  | DRISCOLL 4L BATH-962 | Four Light Wall / Bath |  | 4440404-962.jpg | 4440404.jpg
4440404EN3-05 | Four Light Wall / Bath | The 1960’s-inspired Driscoll collection by Sea Gull Lighting features the clean lines of tapered stems and glass shades. Simplicity combined with sophistication creates this strikingly modern look. Offered in a Brushed Nickel finish in addition to the Chrome finish also offered for wall/bath fixtures – all of which feature Etched White glass shades. The assortment includes nine-light, five-light and three-light chandeliers, a mini pendant, as well as one-light, two-light, three-light and four-light wall/bath fixtures. Both incandescent lamping and ENERGY STAR-qualified LED lamping are available; all fixtures are California Title 24 compliant. | BATH | Driscoll | Wall / Bath Lighting | Chrome | 5 | Steel | Cased Opal Etched Glass | D:5.0625" H:6.5" | D:3.6875" |  | 4 Medium A19 9.3w |  | 4 | Yes | [14 empty] | 0 | [12 empty] | 158.98 | 317.96 | 476.94 | W:30 3/4'' H:12'' E:7'' | 8 |  |  | 30.75 | 12 | Wall / Bath |  |  |  |  | 7 |  | No |  | No | [21 empty] | D:5'' DP:1'' OB UP:3'' OB DOWN:8 3/4'' Round |  |  |  | 6.5 | Black/White |  |  | Hardwired | 0 | 1 | 0 | 1 | 1 | 0 | 0 | 0 | 0 | 0 | 0 | 785652045448 | 32.5 | 12.4 | 9.5 | 10.6 | 2.216 | 175 | Yes | [8 empty] | ETL Damp |  | DRISCOLL 4L BATH-05 | Four Light Wall / Bath |  | 4440404EN3-05.jpg | 4440404.jpg
4440404EN3-848 | Four Light Wall / Bath | The 1960’s-inspired Driscoll collection by Sea Gull Lighting features the clean lines of tapered stems and glass shades. Simplicity combined with sophistication creates this strikingly modern look. Offered in a Brushed Nickel finish in addition to the Chrome finish also offered for wall/bath fixtures – all of which feature Etched White glass shades. The assortment includes nine-light, five-light and three-light chandeliers, a mini pendant, as well as one-light, two-light, three-light and four-light wall/bath fixtures. Both incandescent lamping and ENERGY STAR-qualified LED lamping are available; all fixtures are California Title 24 compliant. | BATH | Driscoll | Wall / Bath Lighting | Satin Bronze | 848 | Steel | Cased Opal Etched Glass | D:5.0625" H:6.5" | D:3.6875" |  | 4 Medium A19 9.3w |  | 4 | Yes | [14 empty] | 0 | [12 empty] | 158.98 | 317.96 | 476.94 | W:30 3/4'' H:12'' E:7'' | 8 |  |  | 30.75 | 12 | Wall / Bath |  |  |  |  | 7 |  | No |  | No | [21 empty] | D:5'' DP:1'' OB UP:3'' OB DOWN:8 3/4'' Round |  |  |  | 6.5 | Black/White |  |  | Hardwired | 0 | 1 | 0 | 1 | 1 | 0 | 0 | 0 | 0 | 0 | 0 | 785652049606 | 32.5 | 12.25 | 9.25 | 10.7 | 2.131 | 175 | Yes | [8 empty] | ETL Damp |  | DRISCOLL 4L BATH-848 | Four Light Wall / Bath |  | 4440404EN3-848.jpg | 4440404.jpg
4440404EN3-962 | Four Light Wall / Bath | The 1960’s-inspired Driscoll collection by Sea Gull Lighting features the clean lines of tapered stems and glass shades. Simplicity combined with sophistication creates this strikingly modern look. Offered in a Brushed Nickel finish in addition to the Chrome finish also offered for wall/bath fixtures – all of which feature Etched White glass shades. The assortment includes nine-light, five-light and three-light chandeliers, a mini pendant, as well as one-light, two-light, three-light and four-light wall/bath fixtures. Both incandescent lamping and ENERGY STAR-qualified LED lamping are available; all fixtures are California Title 24 compliant. | BATH | Driscoll | Wall / Bath Lighting | Brushed Nickel | 962 | Steel | Cased Opal Etched Glass | D:5.0625" H:6.5" | D:3.6875" |  | 4 Medium A19 9.3w |  | 4 | Yes | [14 empty] | 0 | [12 empty] | 158.98 | 317.96 | 476.94 | W:30 3/4'' H:12'' E:7'' | 8 |  |  | 30.75 | 12 | Wall / Bath |  |  |  |  | 7 |  | No |  | No | [21 empty] | D:5'' DP:1'' OB UP:3'' OB DOWN:8 3/4'' Round |  |  |  | 6.5 | Black/White |  |  | Hardwired | 0 | 1 | 0 | 1 | 1 | 0 | 0 | 0 | 0 | 0 | 0 | 785652045455 | 32.5 | 12.38 | 9.5 | 10 | 2.212 | 175 | Yes | [8 empty] | ETL Damp |  | DRISCOLL 4L BATH-962 | Four Light Wall / Bath |  | 4440404EN3-962.jpg | 4440404.jpg
4441302-848 | Two Light Wall / Bath | The Towner lighting collection by Sea Gull Lighting brings mid-century, retro style to the traditional circular silhouette, creating a bold statement that would accent any space in your home. The conical light shades deliver a fun design statement along with the textured cloth cords, which are adjustable for leveling. These fixtures are ideal for dining room lighting, living room lighting and kitchen lighting. The assortment includes three-, five- and seven-light chandeliers, three- and five-light cluster pendants, eight-light island pendants, one-light mini pendants, and one-light wall sconces. The Towner Collection is available in two finishes, Satin Bronze and Brushed Nickel to complete the look. All fixtures are available as ENERGY STAR®-qualified and California Title 24 compliant. | BATH | Towner | Wall / Bath Lighting | Black / Satin Bronze | 12 / 848 | Steel | Black Steel | D:6" H:6.875" |  |  | 2 Medium A19 60w |  | 2 | No | [14 empty] | 0 | [12 empty] | 49.5 | 99 | 148.5 | W:15 3/4'' H:7 1/4'' E:7 1/2'' |  |  |  | 15.75 | 7.25 | Cap Nuts |  |  |  |  | 7.5 |  | No |  | No | [21 empty] | DP:3/4'' W:7'' H:5'' OB UP:4 3/4'' OB DOWN:2 1/2'' Rectangular |  |  |  | 6.5 | Black/White |  |  | Hardwired | 0 | 1 | 0 | 0 | 1 | 0 | 0 | 1 | 0 | 0 | 0 | 785652077692 | [16 empty] | cETL Damp | TOWNER 2L BATH-848 | Two Light Wall / Bath |  | 4441302-848.jpg | 4441302.jpg
4441302-962 | Two Light Wall / Bath | The Towner lighting collection by Sea Gull Lighting brings mid-century, retro style to the traditional circular silhouette, creating a bold statement that would accent any space in your home. The conical light shades deliver a fun design statement along with the textured cloth cords, which are adjustable for leveling. These fixtures are ideal for dining room lighting, living room lighting and kitchen lighting. The assortment includes three-, five- and seven-light chandeliers, three- and five-light cluster pendants, eight-light island pendants, one-light mini pendants, and one-light wall sconces. The Towner Collection is available in two finishes, Satin Bronze and Brushed Nickel to complete the look. All fixtures are available as ENERGY STAR®-qualified and California Title 24 compliant. | BATH | Towner | Wall / Bath Lighting | Black / Brushed Nickel | 12 / 962 | Steel | Black Steel | D:6" H:6.875" |  |  | 2 Medium A19 60w |  | 2 | No | [14 empty] | 0 | [12 empty] | 49.5 | 99 | 148.5 | W:15 3/4'' H:7 1/4'' E:7 1/2'' |  |  |  | 15.75 | 7.25 | Cap Nuts |  |  |  |  | 7.5 |  | No |  | No | [21 empty] | DP:3/4'' W:7'' H:5'' OB UP:4 3/4'' OB DOWN:2 1/2'' Rectangular |  |  |  | 6.5 | Black/White |  |  | Hardwired | 0 | 1 | 0 | 0 | 1 | 0 | 0 | 1 | 0 | 0 | 0 | 785652077708 | 18.25 | 15.25 | 13.25 | 3.5 | 2.134 | 300 | Yes | [9 empty] | cETL Damp | TOWNER 2L BATH-962 | Two Light Wall / Bath |  | 4441302-962.jpg | 4441302.jpg
4441302EN3-848 | Two Light Wall / Bath | The Towner lighting collection by Sea Gull Lighting brings mid-century, retro style to the traditional circular silhouette, creating a bold statement that would accent any space in your home. The conical light shades deliver a fun design statement along with the textured cloth cords, which are adjustable for leveling. These fixtures are ideal for dining room lighting, living room lighting and kitchen lighting. The assortment includes three-, five- and seven-light chandeliers, three- and five-light cluster pendants, eight-light island pendants, one-light mini pendants, and one-light wall sconces. The Towner Collection is available in two finishes, Satin Bronze and Brushed Nickel to complete the look. All fixtures are available as ENERGY STAR®-qualified and California Title 24 compliant. | BATH | Towner | Wall / Bath Lighting | Black / Satin Bronze | 12 / 848 | Steel | Black Steel | D:6" H:6.875" |  |  | 2 Medium A19 9.2w |  | 2 | Yes | [14 empty] | 0 | [12 empty] | 59.5 | 119 | 178.5 | W:15 3/4'' H:7 1/4'' E:7 1/2'' |  |  |  | 15.75 | 7.25 | Cap Nuts |  |  |  |  | 7.5 |  | No |  | No | [21 empty] | DP:3/4'' W:7'' H:5'' OB UP:4 3/4'' OB DOWN:2 1/2'' Rectangular |  |  |  | 6.5 | Black/White |  |  | Hardwired | 0 | 1 | 0 | 1 | 1 | 0 | 0 | 0 | 0 | 0 | 0 | 785652081163 | [16 empty] | cETL Damp | TOWNER 2L BATH-848 | Two Light Wall / Bath |  | 4441302EN3-848.jpg | 4441302EN3.jpg
4441302EN3-962 | Two Light Wall / Bath | The Towner lighting collection by Sea Gull Lighting brings mid-century, retro style to the traditional circular silhouette, creating a bold statement that would accent any space in your home. The conical light shades deliver a fun design statement along with the textured cloth cords, which are adjustable for leveling. These fixtures are ideal for dining room lighting, living room lighting and kitchen lighting. The assortment includes three-, five- and seven-light chandeliers, three- and five-light cluster pendants, eight-light island pendants, one-light mini pendants, and one-light wall sconces. The Towner Collection is available in two finishes, Satin Bronze and Brushed Nickel to complete the look. All fixtures are available as ENERGY STAR®-qualified and California Title 24 compliant. | BATH | Towner | Wall / Bath Lighting | Black / Brushed Nickel | 12 / 962 | Steel | Black Steel | D:6" H:6.875" |  |  | 2 Medium A19 9.2w |  | 2 | Yes | [14 empty] | 0 | [12 empty] | 59.5 | 119 | 178.5 | W:15 3/4'' H:7 1/4'' E:7 1/2'' |  |  |  | 15.75 | 7.25 | Cap Nuts |  |  |  |  | 7.5 |  | No |  | No | [21 empty] | DP:3/4'' W:7'' H:5'' OB UP:4 3/4'' OB DOWN:2 1/2'' Rectangular |  |  |  | 6.5 | Black/White |  |  | Hardwired | 0 | 1 | 0 | 1 | 1 | 0 | 0 | 0 | 0 | 0 | 0 | 785652081170 | [16 empty] | cETL Damp | TOWNER 2L BATH-962 | Two Light Wall / Bath |  | 4441302EN3-962.jpg | 4441302EN3.jpg
4441303-848 | Three Light Wall / Bath | The Towner lighting collection by Sea Gull Lighting brings mid-century, retro style to the traditional circular silhouette, creating a bold statement that would accent any space in your home. The conical light shades deliver a fun design statement along with the textured cloth cords, which are adjustable for leveling. These fixtures are ideal for dining room lighting, living room lighting and kitchen lighting. The assortment includes three-, five- and seven-light chandeliers, three- and five-light cluster pendants, eight-light island pendants, one-light mini pendants, and one-light wall sconces. The Towner Collection is available in two finishes, Satin Bronze and Brushed Nickel to complete the look. All fixtures are available as ENERGY STAR®-qualified and California Title 24 compliant. | BATH | Towner | Wall / Bath Lighting | Black / Satin Bronze | 12 / 848 | Steel | Black Steel | D:6" H:6.875" |  |  | 3 Medium A19 60w |  | 3 | No | [14 empty] | 0 | [12 empty] | 64.5 | 129 | 193.5 | W:25 5/8'' H:7 1/4'' E:7 1/2'' |  |  |  | 25.625 | 7.25 | Cap Nuts |  |  |  |  | 7.5 |  | No |  | No | [21 empty] | DP:3/4'' W:7'' H:5'' OB UP:4 3/4'' OB DOWN:2 1/2'' Rectangular |  |  |  | 6.5 | Black/White |  |  | Hardwired | 0 | 1 | 0 | 0 | 1 | 0 | 0 | 1 | 0 | 0 | 0 | 785652077715 | 28.5 | 9.25 | 9.5 | 4.8 | 1.449 | 250 | Yes | [9 empty] | cETL Damp | TOWNER 3L BATH-848 | Three Light Wall / Bath |  | 4441303-848.jpg | 4441303.jpg
4441303-962 | Three Light Wall / Bath | The Towner lighting collection by Sea Gull Lighting brings mid-century, retro style to the traditional circular silhouette, creating a bold statement that would accent any space in your home. The conical light shades deliver a fun design statement along with the textured cloth cords, which are adjustable for leveling. These fixtures are ideal for dining room lighting, living room lighting and kitchen lighting. The assortment includes three-, five- and seven-light chandeliers, three- and five-light cluster pendants, eight-light island pendants, one-light mini pendants, and one-light wall sconces. The Towner Collection is available in two finishes, Satin Bronze and Brushed Nickel to complete the look. All fixtures are available as ENERGY STAR®-qualified and California Title 24 compliant. | BATH | Towner | Wall / Bath Lighting | Black / Brushed Nickel | 12 / 962 | Steel | Black Steel | D:6" H:6.875" |  |  | 3 Medium A19 60w |  | 3 | No | [14 empty] | 0 | [12 empty] | 64.5 | 129 | 193.5 | W:25 5/8'' H:7 1/4'' E:7 1/2'' |  |  |  | 25.625 | 7.25 | Cap Nuts |  |  |  |  | 7.5 |  | No |  | No | [21 empty] | DP:3/4'' W:7'' H:5'' OB UP:4 3/4'' OB DOWN:2 1/2'' Rectangular |  |  |  | 6.5 | Black/White |  |  | Hardwired | 0 | 1 | 0 | 0 | 1 | 0 | 0 | 1 | 0 | 0 | 0 | 785652077722 | [16 empty] | cETL Damp | TOWNER 3L BATH-962 | Three Light Wall / Bath |  | 4441303-962.jpg | 4441303.jpg
4441303EN3-848 | Three Light Wall / Bath | The Towner lighting collection by Sea Gull Lighting brings mid-century, retro style to the traditional circular silhouette, creating a bold statement that would accent any space in your home. The conical light shades deliver a fun design statement along with the textured cloth cords, which are adjustable for leveling. These fixtures are ideal for dining room lighting, living room lighting and kitchen lighting. The assortment includes three-, five- and seven-light chandeliers, three- and five-light cluster pendants, eight-light island pendants, one-light mini pendants, and one-light wall sconces. The Towner Collection is available in two finishes, Satin Bronze and Brushed Nickel to complete the look. All fixtures are available as ENERGY STAR®-qualified and California Title 24 compliant. | BATH | Towner | Wall / Bath Lighting | Black / Satin Bronze | 12 / 848 | Steel | Black Steel | D:6" H:6.875" |  |  | 3 Medium A19 9.3w |  | 3 | Yes | [14 empty] | 0 | [12 empty] | 79.5 | 159 | 238.5 | W:25 5/8'' H:7 1/4'' E:7 1/2'' |  |  |  | 25.625 | 7.25 | Cap Nuts |  |  |  |  | 7.5 |  | No |  | No | [21 empty] | DP:3/4'' W:7'' H:5'' OB UP:4 3/4'' OB DOWN:2 1/2'' Rectangular |  |  |  | 6.5 | Black/White |  |  | Hardwired | 0 | 1 | 0 | 1 | 1 | 0 | 0 | 0 | 0 | 0 | 0 | 785652081187 | [16 empty] | cETL Damp | TOWNER 3L BATH-848 | Three Light Wall / Bath |  | 4441303EN3-848.jpg | 4441303EN3.jpg
4441303EN3-962 | Three Light Wall / Bath | The Towner lighting collection by Sea Gull Lighting brings mid-century, retro style to the traditional circular silhouette, creating a bold statement that would accent any space in your home. The conical light shades deliver a fun design statement along with the textured cloth cords, which are adjustable for leveling. These fixtures are ideal for dining room lighting, living room lighting and kitchen lighting. The assortment includes three-, five- and seven-light chandeliers, three- and five-light cluster pendants, eight-light island pendants, one-light mini pendants, and one-light wall sconces. The Towner Collection is available in two finishes, Satin Bronze and Brushed Nickel to complete the look. All fixtures are available as ENERGY STAR®-qualified and California Title 24 compliant. | BATH | Towner | Wall / Bath Lighting | Black / Brushed Nickel | 12 / 962 | Steel | Black Steel | D:6" H:6.875" |  |  | 3 Medium A19 9.3w |  | 3 | Yes | [14 empty] | 0 | [12 empty] | 79.5 | 159 | 238.5 | W:25 5/8'' H:7 1/4'' E:7 1/2'' |  |  |  | 25.625 | 7.25 | Cap Nuts |  |  |  |  | 7.5 |  | No |  | No | [21 empty] | DP:3/4'' W:7'' H:5'' OB UP:4 3/4'' OB DOWN:2 1/2'' Rectangular |  |  |  | 6.5 | Black/White |  |  | Hardwired | 0 | 1 | 0 | 1 | 1 | 0 | 0 | 0 | 0 | 0 | 0 | 785652081194 | [16 empty] | cETL Damp | TOWNER 3L BATH-962 | Three Light Wall / Bath |  | 4441303EN3-962.jpg | 4441303EN3.jpg
4441304-848 | Four Light Wall / Bath | The Towner lighting collection by Sea Gull Lighting brings mid-century, retro style to the traditional circular silhouette, creating a bold statement that would accent any space in your home. The conical light shades deliver a fun design statement along with the textured cloth cords, which are adjustable for leveling. These fixtures are ideal for dining room lighting, living room lighting and kitchen lighting. The assortment includes three-, five- and seven-light chandeliers, three- and five-light cluster pendants, eight-light island pendants, one-light mini pendants, and one-light wall sconces. The Towner Collection is available in two finishes, Satin Bronze and Brushed Nickel to complete the look. All fixtures are available as ENERGY STAR®-qualified and California Title 24 compliant. | BATH | Towner | Wall / Bath Lighting | Black / Satin Bronze | 12 / 848 | Steel | Black Steel | D:6" H:6.875" |  |  | 4 Medium A19 60w |  | 4 | No | [14 empty] | 0 | [12 empty] | 74.5 | 149 | 223.5 | W:35 3/8'' H:7 1/4'' E:7 1/2'' |  |  |  | 35.375 | 7.25 | Cap Nuts |  |  |  |  | 7.5 |  | No |  | No | [21 empty] | DP:3/4'' W:7'' H:5'' OB UP:4 3/4'' OB DOWN:2 1/2'' Rectangular |  |  |  | 6.5 | Black/White |  |  | Hardwired | 0 | 1 | 0 | 0 | 1 | 0 | 0 | 1 | 0 | 0 | 0 | 785652077739 | [16 empty] | cETL Damp | TOWNER 4L BATH-848 | Four Light Wall / Bath |  | 4441304-848.jpg | 4441304.jpg
4441304-962 | Four Light Wall / Bath | The Towner lighting collection by Sea Gull Lighting brings mid-century, retro style to the traditional circular silhouette, creating a bold statement that would accent any space in your home. The conical light shades deliver a fun design statement along with the textured cloth cords, which are adjustable for leveling. These fixtures are ideal for dining room lighting, living room lighting and kitchen lighting. The assortment includes three-, five- and seven-light chandeliers, three- and five-light cluster pendants, eight-light island pendants, one-light mini pendants, and one-light wall sconces. The Towner Collection is available in two finishes, Satin Bronze and Brushed Nickel to complete the look. All fixtures are available as ENERGY STAR®-qualified and California Title 24 compliant. | BATH | Towner | Wall / Bath Lighting | Black / Brushed Nickel | 12 / 962 | Steel | Black Steel | D:6" H:6.875" |  |  | 4 Medium A19 60w |  | 4 | No | [14 empty] | 0 | [12 empty] | 74.5 | 149 | 223.5 | W:35 3/8'' H:7 1/4'' E:7 1/2'' |  |  |  | 35.375 | 7.25 | Cap Nuts |  |  |  |  | 7.5 |  | No |  | No | [21 empty] | DP:3/4'' W:7'' H:5'' OB UP:4 3/4'' OB DOWN:2 1/2'' Rectangular |  |  |  | 6.5 | Black/White |  |  | Hardwired | 0 | 1 | 0 | 0 | 1 | 0 | 0 | 1 | 0 | 0 | 0 | 785652077746 | 38.5 | 9.25 | 9.25 | 6.5 | 1.906 | 250 | Yes | [9 empty] | cETL Damp | TOWNER 4L BATH-962 | Four Light Wall / Bath |  | 4441304-962.jpg | 4441304.jpg
4441304EN3-848 | Four Light Wall / Bath | The Towner lighting collection by Sea Gull Lighting brings mid-century, retro style to the traditional circular silhouette, creating a bold statement that would accent any space in your home. The conical light shades deliver a fun design statement along with the textured cloth cords, which are adjustable for leveling. These fixtures are ideal for dining room lighting, living room lighting and kitchen lighting. The assortment includes three-, five- and seven-light chandeliers, three- and five-light cluster pendants, eight-light island pendants, one-light mini pendants, and one-light wall sconces. The Towner Collection is available in two finishes, Satin Bronze and Brushed Nickel to complete the look. All fixtures are available as ENERGY STAR®-qualified and California Title 24 compliant. | BATH | Towner | Wall / Bath Lighting | Black / Satin Bronze | 12 / 848 | Steel | Black Steel | D:6" H:6.875" |  |  | 4 Medium A19 9.3w |  | 4 | Yes | [14 empty] | 0 | [12 empty] | 94.5 | 189 | 283.5 | W:35 3/8'' H:7 1/4'' E:7 1/2'' |  |  |  | 35.375 | 7.25 | Cap Nuts |  |  |  |  | 7.5 |  | No |  | No | [21 empty] | DP:3/4'' W:7'' H:5'' OB UP:4 3/4'' OB DOWN:2 1/2'' Rectangular |  |  |  | 6.5 | Black/White |  |  | Hardwired | 0 | 1 | 0 | 1 | 1 | 0 | 0 | 0 | 0 | 0 | 0 | 785652081200 | [16 empty] | cETL Damp | TOWNER 4L BATH-848 | Four Light Wall / Bath |  | 4441304EN3-848.jpg | 4441304EN3.jpg
4441304EN3-962 | Four Light Wall / Bath | The Towner lighting collection by Sea Gull Lighting brings mid-century, retro style to the traditional circular silhouette, creating a bold statement that would accent any space in your home. The conical light shades deliver a fun design statement along with the textured cloth cords, which are adjustable for leveling. These fixtures are ideal for dining room lighting, living room lighting and kitchen lighting. The assortment includes three-, five- and seven-light chandeliers, three- and five-light cluster pendants, eight-light island pendants, one-light mini pendants, and one-light wall sconces. The Towner Collection is available in two finishes, Satin Bronze and Brushed Nickel to complete the look. All fixtures are available as ENERGY STAR®-qualified and California Title 24 compliant. | BATH | Towner | Wall / Bath Lighting | Black / Brushed Nickel | 12 / 962 | Steel | Black Steel | D:6" H:6.875" |  |  | 4 Medium A19 9.3w |  | 4 | Yes | [14 empty] | 0 | [12 empty] | 94.5 | 189 | 283.5 | W:35 3/8'' H:7 1/4'' E:7 1/2'' |  |  |  | 35.375 | 7.25 | Cap Nuts |  |  |  |  | 7.5 |  | No |  | No | [21 empty] | DP:3/4'' W:7'' H:5'' OB UP:4 3/4'' OB DOWN:2 1/2'' Rectangular |  |  |  | 6.5 | Black/White |  |  | Hardwired | 0 | 1 | 0 | 1 | 1 | 0 | 0 | 0 | 0 | 0 | 0 | 785652081217 | [16 empty] | cETL Damp | TOWNER 4L BATH-962 | Four Light Wall / Bath |  | 4441304EN3-962.jpg | 4441304EN3.jpg
44436-05 | One Light Wall / Bath | The classic schoolhouse light fixture has been an American icon for almost 90 years. The Academy collection from Sea Gull Lighting is today’s interpretation of these utilitarian lights which have enjoyed resurgence in popularity given their clean, versatile design. Today, top designers regularly select this ubiquitous look for applications in almost every room of the house. Available in Chrome, Brushed Nickel and Heirloom Bronze finishes. Many of the fixtures are available with incandescent lamping or ENERGY STAR-qualified LED lamping. The Academy collection includes pendants in four sizes, semi-flush ceiling fixtures in two sizes, and one-light, two-light, three-light and four-light wall/bath fixtures. Damp Listed. Most of these fixtures easily convert to LED by purchasing LED replacement lamps sold separately. | WALL SCONCE | Academy | Wall / Bath Lighting | Chrome | 5 | Steel | Satin White Glass | D:6.75" H:5" | D:6.75" |  | 1 Medium A19 60w |  | 1 | No | [14 empty] | 0 | [12 empty] | 41.48 | 82.96 | 124.44 | W:6 3/4'' H:10'' E:10'' | 1.8 |  |  | 6.75 | 10 | Wall / Bath |  |  |  |  | 10 |  | No |  | No | [21 empty] | D:6 3/4'' OB DOWN:3'' Round |  |  |  | 6.5 | Black/White |  |  | Hardwired | 0 | 0 | 0 | 0 | 1 | 0 | 0 | 1 | 0 | 0 | 0 | 785652227677 | 16.5 | 9.5 | 11.5 | 5.1 | 1.043 | 175 | Yes | [9 empty] | cETL Damp | ACADEMY 1L SCONCE-05 | One Light Wall / Bath |  | 44436-05.jpg | 44436.jpg
44436-782 | One Light Wall / Bath | The classic schoolhouse light fixture has been an American icon for almost 90 years. The Academy collection from Sea Gull Lighting is today’s interpretation of these utilitarian lights which have enjoyed resurgence in popularity given their clean, versatile design. Today, top designers regularly select this ubiquitous look for applications in almost every room of the house. Available in Chrome, Brushed Nickel and Heirloom Bronze finishes. Many of the fixtures are available with incandescent lamping or ENERGY STAR-qualified LED lamping. The Academy collection includes pendants in four sizes, semi-flush ceiling fixtures in two sizes, and one-light, two-light, three-light and four-light wall/bath fixtures. Damp Listed. Most of these fixtures easily convert to LED by purchasing LED replacement lamps sold separately. | WALL SCONCE | Academy | Wall / Bath Lighting | Heirloom Bronze | 782 | Steel | Satin White Glass | D:6.75" H:5" | D:6.75" |  | 1 Medium A19 60w |  | 1 | No | [14 empty] | 0 | [12 empty] | 41.48 | 82.96 | 124.44 | W:6 3/4'' H:10'' E:10'' | 1.8 |  |  | 6.75 | 10 | Wall / Bath |  |  |  |  | 10 |  | No |  | No | [21 empty] | D:6 3/4'' OB DOWN:3'' Round |  |  |  | 6.5 |  |  |  | Hardwired | 0 | 0 | 0 | 0 | 1 | 0 | 0 | 1 | 0 | 0 | 0 | 785652217111 | 9.58 | 9.78 | 12.5 | 2.7 | 0.678 | 175 | Yes | [9 empty] | cETL Damp | ACADEMY 1L SCONCE-782 | One Light Wall / Bath |  | 44436-782.jpg | 44436.jpg
44436-962 | One Light Wall / Bath | The classic schoolhouse light fixture has been an American icon for almost 90 years. The Academy collection from Sea Gull Lighting is today’s interpretation of these utilitarian lights which have enjoyed resurgence in popularity given their clean, versatile design. Today, top designers regularly select this ubiquitous look for applications in almost every room of the house. Available in Chrome, Brushed Nickel and Heirloom Bronze finishes. Many of the fixtures are available with incandescent lamping or ENERGY STAR-qualified LED lamping. The Academy collection includes pendants in four sizes, semi-flush ceiling fixtures in two sizes, and one-light, two-light, three-light and four-light wall/bath fixtures. Damp Listed. Most of these fixtures easily convert to LED by purchasing LED replacement lamps sold separately. | WALL SCONCE | Academy | Wall / Bath Lighting | Brushed Nickel | 962 | Steel | Satin White Glass | D:6.75" H:5" | D:6.75" |  | 1 Medium A19 60w |  | 1 | No | [14 empty] | 0 | [12 empty] | 41.48 | 82.96 | 124.44 | W:6 3/4'' H:10'' E:10'' | 1.8 |  |  | 6.75 | 10 | Wall / Bath |  |  |  |  | 10 |  | No |  | No | [21 empty] | D:6 3/4'' OB DOWN:3'' Round |  |  |  | 6.5 |  |  |  | Hardwired | 0 | 0 | 0 | 0 | 1 | 0 | 0 | 1 | 0 | 0 | 0 | 785652217128 | 9.5 | 9 | 12 | 2.7 | 0.594 | 175 | Yes | [9 empty] | cETL Damp | ACADEMY 1L SCONCE-962 | One Light Wall / Bath |  | 44436-962.jpg | 44436.jpg
44436EN3-05 | One Light Wall / Bath Sconce | The classic schoolhouse light fixture has been an American icon for almost 90 years. The Academy collection from Sea Gull Lighting is today’s interpretation of these utilitarian lights which have enjoyed resurgence in popularity given their clean, versatile design. Today, top designers regularly select this ubiquitous look for applications in almost every room of the house. Available in Chrome, Brushed Nickel and Heirloom Bronze finishes. Many of the fixtures are available with incandescent lamping or ENERGY STAR-qualified LED lamping. The Academy collection includes pendants in four sizes, semi-flush ceiling fixtures in two sizes, and one-light, two-light, three-light and four-light wall/bath fixtures. Damp Listed. Most of these fixtures easily convert to LED by purchasing LED replacement lamps sold separately. | WALL SCONCE | Academy | Wall / Bath Lighting | Chrome | 5 | Steel | Satin White Glass | D:6.75" H:5" | D:6.75" |  | 1 Medium A19 9.3w |  | 1 | Yes | [14 empty] | 0 | [12 empty] | 45.98 | 91.96 | 137.94 | W:6 3/4'' H:10'' E:10'' | 1.8 |  |  | 6.75 | 10 | Wall / Bath |  |  |  |  | 10 |  | No |  | No | [21 empty] | D:6 5/8'' OB DOWN:3'' Round |  |  |  | 6.5 | Black/White |  |  | Hardwired | 0 | 0 | 0 | 1 | 1 | 0 | 0 | 0 | 0 | 0 | 0 | 785652049613 | 16.5 | 9.5 | 11.5 | 5.1 | 1.043 | 175 | Yes | [9 empty] | cETL Damp | ACADEMY 1L SCONCE-05 | One Light Wall / Bath Sconce |  | 44436EN3-05.jpg | 44436.jpg
44436EN3-782 | One Light Wall / Bath Sconce | The classic schoolhouse light fixture has been an American icon for almost 90 years. The Academy collection from Sea Gull Lighting is today’s interpretation of these utilitarian lights which have enjoyed resurgence in popularity given their clean, versatile design. Today, top designers regularly select this ubiquitous look for applications in almost every room of the house. Available in Chrome, Brushed Nickel and Heirloom Bronze finishes. Many of the fixtures are available with incandescent lamping or ENERGY STAR-qualified LED lamping. The Academy collection includes pendants in four sizes, semi-flush ceiling fixtures in two sizes, and one-light, two-light, three-light and four-light wall/bath fixtures. Damp Listed. Most of these fixtures easily convert to LED by purchasing LED replacement lamps sold separately. | WALL SCONCE | Academy | Wall / Bath Lighting | Heirloom Bronze | 782 | Steel | Satin White Glass | D:6.75" H:5" | D:6.75" |  | 1 Medium A19 9.3w |  | 1 | Yes | [14 empty] | 0 | [12 empty] | 45.98 | 91.96 | 137.94 | W:6 3/4'' H:10'' E:10'' | 1.8 |  |  | 6.75 | 10 | Wall / Bath |  |  |  |  | 10 |  | No |  | No | [21 empty] | D:6 5/8'' OB DOWN:3'' Round |  |  |  | 6.5 | Black/White |  |  | Hardwired | 0 | 0 | 0 | 1 | 1 | 0 | 0 | 0 | 0 | 0 | 0 | 785652049620 | 9.58 | 9.78 | 12.5 | 2.7 | 0.678 | 175 | Yes | [9 empty] | cETL Damp | ACADEMY 1L SCONCE-782 | One Light Wall / Bath Sconce |  | 44436EN3-782.jpg | 44436.jpg
44436EN3-962 | One Light Wall / Bath Sconce | The classic schoolhouse light fixture has been an American icon for almost 90 years. The Academy collection from Sea Gull Lighting is today’s interpretation of these utilitarian lights which have enjoyed resurgence in popularity given their clean, versatile design. Today, top designers regularly select this ubiquitous look for applications in almost every room of the house. Available in Chrome, Brushed Nickel and Heirloom Bronze finishes. Many of the fixtures are available with incandescent lamping or ENERGY STAR-qualified LED lamping. The Academy collection includes pendants in four sizes, semi-flush ceiling fixtures in two sizes, and one-light, two-light, three-light and four-light wall/bath fixtures. Damp Listed. Most of these fixtures easily convert to LED by purchasing LED replacement lamps sold separately. | WALL SCONCE | Academy | Wall / Bath Lighting | Brushed Nickel | 962 | Steel | Satin White Glass | D:6.75" H:5" | D:6.75" |  | 1 Medium A19 9.3w |  | 1 | Yes | [14 empty] | 0 | [12 empty] | 45.98 | 91.96 | 137.94 | W:6 3/4'' H:10'' E:10'' | 1.8 |  |  | 6.75 | 10 | Wall / Bath |  |  |  |  | 10 |  | No |  | No | [21 empty] | D:6 5/8'' OB DOWN:3'' Round |  |  |  | 6.5 | Black/White |  |  | Hardwired | 0 | 0 | 0 | 1 | 1 | 0 | 0 | 0 | 0 | 0 | 0 | 785652049637 | 12 | 9 | 9.5 | 2.7 | 0.594 | 175 | Yes | [9 empty] | cETL Damp | ACADEMY 1L SCONCE-962 | One Light Wall / Bath Sconce |  | 44436EN3-962.jpg | 44436.jpg
44437-05 | Two Light Wall / Bath | The classic schoolhouse light fixture has been an American icon for almost 90 years. The Academy collection from Sea Gull Lighting is today’s interpretation of these utilitarian lights which have enjoyed resurgence in popularity given their clean, versatile design. Today, top designers regularly select this ubiquitous look for applications in almost every room of the house. Available in Chrome, Brushed Nickel and Heirloom Bronze finishes. Many of the fixtures are available with incandescent lamping or ENERGY STAR-qualified LED lamping. The Academy collection includes pendants in four sizes, semi-flush ceiling fixtures in two sizes, and one-light, two-light, three-light and four-light wall/bath fixtures. Damp Listed. Most of these fixtures easily convert to LED by purchasing LED replacement lamps sold separately. | BATH | Academy | Wall / Bath Lighting | Chrome | 5 | Steel | Satin White Glass | D:6.75" H:5" | D:6.75" |  | 2 Medium A19 60w |  | 2 | No | [14 empty] | 0 | [12 empty] | 59.48 | 118.96 | 178.44 | W:17 1/4'' H:10'' E:10'' | 3.1 |  |  | 17.25 | 10 | Wall / Bath |  |  |  |  | 10 |  | No |  | No | [21 empty] | D:6 5/8'' OB DOWN:3'' Round |  |  |  | 6.5 |  |  |  | Hardwired | 0 | 0 | 0 | 0 | 1 | 0 | 0 | 1 | 0 | 0 | 0 | 785652227646 | 16.5 | 9.5 | 11.5 | 5.1 | 1.043 | 175 | Yes | [9 empty] | cETL Damp | ACADEMY 2L BATH-05 | Two Light Wall / Bath |  | 44437-05.jpg | 44437.jpg
44437-782 | Two Light Wall / Bath | The classic schoolhouse light fixture has been an American icon for almost 90 years. The Academy collection from Sea Gull Lighting is today’s interpretation of these utilitarian lights which have enjoyed resurgence in popularity given their clean, versatile design. Today, top designers regularly select this ubiquitous look for applications in almost every room of the house. Available in Chrome, Brushed Nickel and Heirloom Bronze finishes. Many of the fixtures are available with incandescent lamping or ENERGY STAR-qualified LED lamping. The Academy collection includes pendants in four sizes, semi-flush ceiling fixtures in two sizes, and one-light, two-light, three-light and four-light wall/bath fixtures. Damp Listed. Most of these fixtures easily convert to LED by purchasing LED replacement lamps sold separately. | BATH | Academy | Wall / Bath Lighting | Heirloom Bronze | 782 | Steel | Satin White Glass | D:6.75" H:5" | D:6.75" |  | 2 Medium A19 60w |  | 2 | No | [14 empty] | 0 | [12 empty] | 57.98 | 115.96 | 173.94 | W:17 1/4'' H:10'' | 3.1 |  |  | 17.25 | 10 | Wall / Bath | [6 empty] | No |  | No | [21 empty] | D:6 5/8'' OB DOWN:3'' Round |  |  |  | 6.5 |  |  |  | Hardwired | 0 | 0 | 0 | 0 | 1 | 0 | 0 | 1 | 0 | 0 | 0 | 785652217135 | 16.25 | 9.75 | 12 | 4.8 | 1.1 | 175 | Yes | [9 empty] | cETL Damp | ACADEMY 2L BATH-782 | Two Light Wall / Bath |  | 44437-782.jpg | 44437.jpg
44437-962 | Two Light Wall / Bath | The classic schoolhouse light fixture has been an American icon for almost 90 years. The Academy collection from Sea Gull Lighting is today’s interpretation of these utilitarian lights which have enjoyed resurgence in popularity given their clean, versatile design. Today, top designers regularly select this ubiquitous look for applications in almost every room of the house. Available in Chrome, Brushed Nickel and Heirloom Bronze finishes. Many of the fixtures are available with incandescent lamping or ENERGY STAR-qualified LED lamping. The Academy collection includes pendants in four sizes, semi-flush ceiling fixtures in two sizes, and one-light, two-light, three-light and four-light wall/bath fixtures. Damp Listed. Most of these fixtures easily convert to LED by purchasing LED replacement lamps sold separately. | BATH | Academy | Wall / Bath Lighting | Brushed Nickel | 962 | Steel | Satin White Glass | D:6.75" H:5" | D:6.75" |  | 2 Medium A19 60w |  | 2 | No | [14 empty] | 0 | [12 empty] | 61.48 | 122.96 | 184.44 | W:17 1/4'' H:10'' E:10'' | 3.1 |  |  | 17.25 | 10 | Wall / Bath |  |  |  |  | 10 |  | No |  | No | [21 empty] | D:6 5/8'' OB DOWN:3'' Round |  |  |  | 6.5 |  |  |  | Hardwired | 0 | 0 | 0 | 0 | 1 | 0 | 0 | 1 | 0 | 0 | 0 | 785652217142 | 16.5 | 9.5 | 11.5 | 5.1 | 1.043 | 175 | Yes | [9 empty] | cETL Damp | ACADEMY 2L BATH-962 | Two Light Wall / Bath |  | 44437-962.jpg | 44437.jpg
44437EN3-05 | Two Light Wall / Bath | The classic schoolhouse light fixture has been an American icon for almost 90 years. The Academy collection from Sea Gull Lighting is today’s interpretation of these utilitarian lights which have enjoyed resurgence in popularity given their clean, versatile design. Today, top designers regularly select this ubiquitous look for applications in almost every room of the house. Available in Chrome, Brushed Nickel and Heirloom Bronze finishes. Many of the fixtures are available with incandescent lamping or ENERGY STAR-qualified LED lamping. The Academy collection includes pendants in four sizes, semi-flush ceiling fixtures in two sizes, and one-light, two-light, three-light and four-light wall/bath fixtures. Damp Listed. Most of these fixtures easily convert to LED by purchasing LED replacement lamps sold separately. | BATH | Academy | Wall / Bath Lighting | Chrome | 5 | Steel | Satin White Glass | D:6.75" H:5" | D:6.75" |  | 2 Medium A19 9.3w |  | 2 | Yes | [14 empty] | 0 | [12 empty] | 71.48 | 142.96 | 214.44 | W:17 1/4'' H:10'' E:10'' | 3.5 |  |  | 17.25 | 10 | Wall / Bath |  |  |  |  | 10 |  | No |  | No | [21 empty] | D:6 5/8'' OB DOWN:3'' Round |  |  |  | 6.5 | Black/White |  |  | Hardwired | 0 | 0 | 0 | 1 | 1 | 0 | 0 | 0 | 0 | 0 | 0 | 785652049644 | 16.5 | 9.5 | 11.5 | 5.1 | 1.043 | 175 | Yes | [9 empty] | cETL Damp | ACADEMY 2L BATH-05 | Two Light Wall / Bath |  | 44437EN3-05.jpg | 44437.jpg
44437EN3-782 | Two Light Wall / Bath | The classic schoolhouse light fixture has been an American icon for almost 90 years. The Academy collection from Sea Gull Lighting is today’s interpretation of these utilitarian lights which have enjoyed resurgence in popularity given their clean, versatile design. Today, top designers regularly select this ubiquitous look for applications in almost every room of the house. Available in Chrome, Brushed Nickel and Heirloom Bronze finishes. Many of the fixtures are available with incandescent lamping or ENERGY STAR-qualified LED lamping. The Academy collection includes pendants in four sizes, semi-flush ceiling fixtures in two sizes, and one-light, two-light, three-light and four-light wall/bath fixtures. Damp Listed. Most of these fixtures easily convert to LED by purchasing LED replacement lamps sold separately. | BATH | Academy | Wall / Bath Lighting | Heirloom Bronze | 782 | Steel | Satin White Glass | D:6.75" H:5" | D:6.75" |  | 2 Medium A19 9.3w |  | 2 | Yes | [14 empty] | 0 | [12 empty] | 70.48 | 140.96 | 211.44 | W:17 1/4'' H:10'' E:10'' | 3.5 |  |  | 17.25 | 10 | Wall / Bath |  |  |  |  | 10 |  | No |  | No | [21 empty] | D:6 5/8'' OB DOWN:3'' Round |  |  |  | 6.5 | Black/White |  |  | Hardwired | 0 | 0 | 0 | 1 | 1 | 0 | 0 | 0 | 0 | 0 | 0 | 785652049651 | 16.5 | 9.5 | 11.5 | 5.1 | 1.043 | 175 | Yes | [9 empty] | cETL Damp | ACADEMY 2L BATH-782 | Two Light Wall / Bath |  | 44437EN3-782.jpg | 44437.jpg
44437EN3-962 | Two Light Wall / Bath | The classic schoolhouse light fixture has been an American icon for almost 90 years. The Academy collection from Sea Gull Lighting is today’s interpretation of these utilitarian lights which have enjoyed resurgence in popularity given their clean, versatile design. Today, top designers regularly select this ubiquitous look for applications in almost every room of the house. Available in Chrome, Brushed Nickel and Heirloom Bronze finishes. Many of the fixtures are available with incandescent lamping or ENERGY STAR-qualified LED lamping. The Academy collection includes pendants in four sizes, semi-flush ceiling fixtures in two sizes, and one-light, two-light, three-light and four-light wall/bath fixtures. Damp Listed. Most of these fixtures easily convert to LED by purchasing LED replacement lamps sold separately. | BATH | Academy | Wall / Bath Lighting | Brushed Nickel | 962 | Steel | Satin White Glass | D:6.75" H:5" | D:6.75" |  | 2 Medium A19 9.3w |  | 2 | Yes | [14 empty] | 0 | [12 empty] | 72.98 | 145.96 | 218.94 | W:17 1/4'' H:10'' E:10'' | 3.1 |  |  | 17.25 | 10 | Wall / Bath |  |  |  |  | 10 |  | No |  | No | [21 empty] | D:6 5/8'' OB DOWN:3'' Round |  |  |  | 6.5 | Black/White |  |  | Hardwired | 0 | 0 | 0 | 1 | 1 | 0 | 0 | 0 | 0 | 0 | 0 | 785652049675 | 16.5 | 9.5 | 11.5 | 5.1 | 1.043 | 175 | Yes | [9 empty] | cETL Damp | ACADEMY 2L BATH-962 | Two Light Wall / Bath |  | 44437EN3-962.jpg | 44437.jpg
44438-05 | Three Light Wall / Bath | The classic schoolhouse light fixture has been an American icon for almost 90 years. The Academy collection from Sea Gull Lighting is today’s interpretation of these utilitarian lights which have enjoyed resurgence in popularity given their clean, versatile design. Today, top designers regularly select this ubiquitous look for applications in almost every room of the house. Available in Chrome, Brushed Nickel and Heirloom Bronze finishes. Many of the fixtures are available with incandescent lamping or ENERGY STAR-qualified LED lamping. The Academy collection includes pendants in four sizes, semi-flush ceiling fixtures in two sizes, and one-light, two-light, three-light and four-light wall/bath fixtures. Damp Listed. Most of these fixtures easily convert to LED by purchasing LED replacement lamps sold separately. | BATH | Academy | Wall / Bath Lighting | Chrome | 5 | Steel | Satin White Glass | D:6.75" H:5" | D:6.75" |  | 3 Medium A19 60w |  | 3 | No | [14 empty] | 0 | [12 empty] | 81.48 | 162.96 | 244.44 | W:23 1/4'' H:10'' E:10'' | 5.1 |  |  | 23.25 | 10 | Wall / Bath |  |  |  |  | 10 |  | No |  | No | [21 empty] | D:6 5/8'' OB DOWN:3'' Round |  |  |  | 6.5 |  |  |  | Hardwired | 0 | 0 | 0 | 0 | 1 | 0 | 0 | 1 | 0 | 0 | 0 | 785652227691 | 23.5 | 9.5 | 11.5 | 7 | 1.486 | 175 | Yes | [9 empty] | cETL Damp | ACADEMY 3L BATH-05 | Three Light Wall / Bath |  | 44438-05.jpg | 44438.jpg
44438-782 | Three Light Wall / Bath | The classic schoolhouse light fixture has been an American icon for almost 90 years. The Academy collection from Sea Gull Lighting is today’s interpretation of these utilitarian lights which have enjoyed resurgence in popularity given their clean, versatile design. Today, top designers regularly select this ubiquitous look for applications in almost every room of the house. Available in Chrome, Brushed Nickel and Heirloom Bronze finishes. Many of the fixtures are available with incandescent lamping or ENERGY STAR-qualified LED lamping. The Academy collection includes pendants in four sizes, semi-flush ceiling fixtures in two sizes, and one-light, two-light, three-light and four-light wall/bath fixtures. Damp Listed. Most of these fixtures easily convert to LED by purchasing LED replacement lamps sold separately. | BATH | Academy | Wall / Bath Lighting | Heirloom Bronze | 782 | Steel | Satin White Glass | D:6.75" H:5" | D:6.75" |  | 3 Medium A19 60w |  | 3 | No | [14 empty] | 0 | [12 empty] | 74.95 | 149.9 | 224.85 | W:23 1/4'' H:10'' E:10'' | 5.1 |  |  | 23.25 | 10 | Wall / Bath |  |  |  |  | 10 |  | No |  | No | [21 empty] | D:6 5/8'' OB DOWN:3'' Round |  |  |  | 6.5 |  |  |  | Hardwired | 0 | 0 | 0 | 0 | 1 | 0 | 0 | 1 | 0 | 0 | 0 | 785652217159 | 23.75 | 9.75 | 12 | 6.3 | 1.608 | 250 | Yes | [9 empty] | cETL Damp | ACADEMY 3L BATH-782 | Three Light Wall / Bath |  | 44438-782.jpg | 44438.jpg
44438-962 | Three Light Wall / Bath | The classic schoolhouse light fixture has been an American icon for almost 90 years. The Academy collection from Sea Gull Lighting is today’s interpretation of these utilitarian lights which have enjoyed resurgence in popularity given their clean, versatile design. Today, top designers regularly select this ubiquitous look for applications in almost every room of the house. Available in Chrome, Brushed Nickel and Heirloom Bronze finishes. Many of the fixtures are available with incandescent lamping or ENERGY STAR-qualified LED lamping. The Academy collection includes pendants in four sizes, semi-flush ceiling fixtures in two sizes, and one-light, two-light, three-light and four-light wall/bath fixtures. Damp Listed. Most of these fixtures easily convert to LED by purchasing LED replacement lamps sold separately. | BATH | Academy | Wall / Bath Lighting | Brushed Nickel | 962 | Steel | Satin White Glass | D:6.75" H:5" | D:6.75" |  | 3 Medium A19 60w |  | 3 | No | [14 empty] | 0 | [12 empty] | 81.48 | 162.96 | 244.44 | W:23 1/4'' H:10'' E:10'' | 5.1 |  |  | 23.25 | 10 | Wall / Bath |  |  |  |  | 10 |  | No |  | No | [21 empty] | D:6 5/8'' OB DOWN:3'' Round |  |  |  | 6.5 |  |  |  | Hardwired | 0 | 0 | 0 | 0 | 1 | 0 | 0 | 1 | 0 | 0 | 0 | 785652217166 | 23.5 | 9.5 | 11.5 | 7 | 1.486 | 175 | Yes | [9 empty] | cETL Damp | ACADEMY 3L BATH-962 | Three Light Wall / Bath |  | 44438-962.jpg | 44438.jpg
44438EN3-05 | Three Light Wall / Bath | The classic schoolhouse light fixture has been an American icon for almost 90 years. The Academy collection from Sea Gull Lighting is today’s interpretation of these utilitarian lights which have enjoyed resurgence in popularity given their clean, versatile design. Today, top designers regularly select this ubiquitous look for applications in almost every room of the house. Available in Chrome, Brushed Nickel and Heirloom Bronze finishes. Many of the fixtures are available with incandescent lamping or ENERGY STAR-qualified LED lamping. The Academy collection includes pendants in four sizes, semi-flush ceiling fixtures in two sizes, and one-light, two-light, three-light and four-light wall/bath fixtures. Damp Listed. Most of these fixtures easily convert to LED by purchasing LED replacement lamps sold separately. | BATH | Academy | Wall / Bath Lighting | Chrome | 5 | Steel | Satin White Glass | D:6.75" H:5" | D:6.75" |  | 3 Medium A19 9.3w |  | 3 | Yes | [14 empty] | 0 | [12 empty] | 97.98 | 195.96 | 293.94 | W:23 1/4'' H:10'' E:10'' | 5.1 |  |  | 23.25 | 10 | Wall / Bath |  |  |  |  | 10 |  | No |  | No | [21 empty] | D:6 5/8'' OB DOWN:3'' Round |  |  |  | 6.5 | Black/White |  |  | Hardwired | 0 | 0 | 0 | 1 | 1 | 0 | 0 | 0 | 0 | 0 | 0 | 785652049682 | 23.5 | 9.5 | 11.5 | 7 | 1.486 | 175 | Yes | [9 empty] | cETL Damp | ACADEMY 3L BATH-05 | Three Light Wall / Bath |  | 44438EN3-05.jpg | 44438.jpg
44438EN3-782 | Three Light Wall / Bath | The classic schoolhouse light fixture has been an American icon for almost 90 years. The Academy collection from Sea Gull Lighting is today’s interpretation of these utilitarian lights which have enjoyed resurgence in popularity given their clean, versatile design. Today, top designers regularly select this ubiquitous look for applications in almost every room of the house. Available in Chrome, Brushed Nickel and Heirloom Bronze finishes. Many of the fixtures are available with incandescent lamping or ENERGY STAR-qualified LED lamping. The Academy collection includes pendants in four sizes, semi-flush ceiling fixtures in two sizes, and one-light, two-light, three-light and four-light wall/bath fixtures. Damp Listed. Most of these fixtures easily convert to LED by purchasing LED replacement lamps sold separately. | BATH | Academy | Wall / Bath Lighting | Heirloom Bronze | 782 | Steel | Satin White Glass | D:6.75" H:5" | D:6.75" |  | 3 Medium A19 9.3w |  | 3 | Yes | [14 empty] | 0 | [12 empty] | 95.48 | 190.96 | 286.44 | W:23 1/4'' H:10'' E:10'' | 5.1 |  |  | 23.25 | 10 | Wall / Bath |  |  |  |  | 10 |  | No |  | No | [21 empty] | D:6 5/8'' OB DOWN:3'' Round |  |  |  | 6.5 | Black/White |  |  | Hardwired | 0 | 0 | 0 | 1 | 1 | 0 | 0 | 0 | 0 | 0 | 0 | 785652049699 | 23.75 | 9.75 | 12 | 6.3 | 1.608 | 250 | Yes | [9 empty] | cETL Damp | ACADEMY 3L BATH-782 | Three Light Wall / Bath |  | 44438EN3-782.jpg | 44438.jpg
44438EN3-962 | Three Light Wall / Bath | The classic schoolhouse light fixture has been an American icon for almost 90 years. The Academy collection from Sea Gull Lighting is today’s interpretation of these utilitarian lights which have enjoyed resurgence in popularity given their clean, versatile design. Today, top designers regularly select this ubiquitous look for applications in almost every room of the house. Available in Chrome, Brushed Nickel and Heirloom Bronze finishes. Many of the fixtures are available with incandescent lamping or ENERGY STAR-qualified LED lamping. The Academy collection includes pendants in four sizes, semi-flush ceiling fixtures in two sizes, and one-light, two-light, three-light and four-light wall/bath fixtures. Damp Listed. Most of these fixtures easily convert to LED by purchasing LED replacement lamps sold separately. | BATH | Academy | Wall / Bath Lighting | Brushed Nickel | 962 | Steel | Satin White Glass | D:6.75" H:5" | D:6.75" |  | 3 Medium A19 9.3w |  | 3 | Yes | [14 empty] | 0 | [12 empty] | 97.98 | 195.96 | 293.94 | W:23 1/4'' H:10'' E:10'' | 5.1 |  |  | 23.25 | 10 | Wall / Bath |  |  |  |  | 10 |  | No |  | No | [21 empty] | D:6 5/8'' OB DOWN:3'' Round |  |  |  | 6.5 | Black/White |  |  | Hardwired | 0 | 0 | 0 | 1 | 1 | 0 | 0 | 0 | 0 | 0 | 0 | 785652049705 | 23.5 | 9.5 | 11.5 | 7 | 1.486 | 175 | Yes | [9 empty] | cETL Damp | ACADEMY 3L BATH-962 | Three Light Wall / Bath |  | 44438EN3-962.jpg | 44438.jpg
44439-05 | Four Light Wall / Bath | The classic schoolhouse light fixture has been an American icon for almost 90 years. The Academy collection from Sea Gull Lighting is today’s interpretation of these utilitarian lights which have enjoyed resurgence in popularity given their clean, versatile design. Today, top designers regularly select this ubiquitous look for applications in almost every room of the house. Available in Chrome, Brushed Nickel and Heirloom Bronze finishes. Many of the fixtures are available with incandescent lamping or ENERGY STAR-qualified LED lamping. The Academy collection includes pendants in four sizes, semi-flush ceiling fixtures in two sizes, and one-light, two-light, three-light and four-light wall/bath fixtures. Damp Listed. Most of these fixtures easily convert to LED by purchasing LED replacement lamps sold separately. | BATH | Academy | Wall / Bath Lighting | Chrome | 5 | Steel | Satin White Glass | D:6.75" H:5" | D:6.75" |  | 4 Medium A19 60w |  | 4 | No | [14 empty] | 0 | [12 empty] | 110.98 | 221.96 | 332.94 | W:31 1/2'' H:10'' E:10'' | 6.45 |  |  | 31.5 | 10 | Wall / Bath |  |  |  |  | 10 |  | No |  | No | [21 empty] | D:6 5/8'' OB DOWN:3'' Round |  |  |  | 6.5 |  |  |  | Hardwired | 0 | 0 | 0 | 0 | 1 | 0 | 0 | 1 | 0 | 0 | 0 | 785652227714 | 31 | 9.5 | 11.75 | 8.6 | 2.003 | 175 | Yes | [9 empty] | cETL Damp | ACADEMY 4L BATH-05 | Four Light Wall / Bath |  | 44439-05.jpg | 44439.jpg
44439-782 | Four Light Wall / Bath | The classic schoolhouse light fixture has been an American icon for almost 90 years. The Academy collection from Sea Gull Lighting is today’s interpretation of these utilitarian lights which have enjoyed resurgence in popularity given their clean, versatile design. Today, top designers regularly select this ubiquitous look for applications in almost every room of the house. Available in Chrome, Brushed Nickel and Heirloom Bronze finishes. Many of the fixtures are available with incandescent lamping or ENERGY STAR-qualified LED lamping. The Academy collection includes pendants in four sizes, semi-flush ceiling fixtures in two sizes, and one-light, two-light, three-light and four-light wall/bath fixtures. Damp Listed. Most of these fixtures easily convert to LED by purchasing LED replacement lamps sold separately. | BATH | Academy | Wall / Bath Lighting | Heirloom Bronze | 782 | Steel | Satin White Glass | D:6.75" H:5" | D:6.75" |  | 4 Medium A19 60w |  | 4 | No | [14 empty] | 0 | [12 empty] | 110.98 | 221.96 | 332.94 | W:31 1/2'' H:10'' E:10'' | 6.45 |  |  | 31.5 | 10 | Wall / Bath |  |  |  |  | 10 |  | No |  | No | [21 empty] | D:6 5/8'' OB DOWN:3'' Round |  |  |  | 6.5 |  |  |  | Hardwired | 0 | 0 | 0 | 0 | 1 | 0 | 0 | 1 | 0 | 0 | 0 | 785652217173 | 31.25 | 9.75 | 11.5 | 8.6 | 2.028 | 175 | Yes | [9 empty] | cETL Damp | ACADEMY 3L BATH-782 | Four Light Wall / Bath |  | 44439-782.jpg | 44439.jpg
44439-962 | Four Light Wall / Bath | The classic schoolhouse light fixture has been an American icon for almost 90 years. The Academy collection from Sea Gull Lighting is today’s interpretation of these utilitarian lights which have enjoyed resurgence in popularity given their clean, versatile design. Today, top designers regularly select this ubiquitous look for applications in almost every room of the house. Available in Chrome, Brushed Nickel and Heirloom Bronze finishes. Many of the fixtures are available with incandescent lamping or ENERGY STAR-qualified LED lamping. The Academy collection includes pendants in four sizes, semi-flush ceiling fixtures in two sizes, and one-light, two-light, three-light and four-light wall/bath fixtures. Damp Listed. Most of these fixtures easily convert to LED by purchasing LED replacement lamps sold separately. | BATH | Academy | Wall / Bath Lighting | Brushed Nickel | 962 | Steel | Satin White Glass | D:6.75" H:5" | D:6.75" |  | 4 Medium A19 60w |  | 4 | No | [14 empty] | 0 | [12 empty] | 110.98 | 221.96 | 332.94 | W:31 1/2'' H:10'' E:10'' | 6.45 |  |  | 31.5 | 10 | Wall / Bath |  |  |  |  | 10 |  | No |  | No | [21 empty] | D:6 5/8'' OB DOWN:3'' Round |  |  |  | 6.5 |  |  |  | Hardwired | 0 | 0 | 0 | 0 | 1 | 0 | 0 | 1 | 0 | 0 | 0 | 785652217180 | 31 | 9.5 | 11.75 | 8.6 | 2.003 | 175 | Yes | [9 empty] | cETL Damp | ACADEMY 3L BATH-962 | Four Light Wall / Bath |  | 44439-962.jpg | 44439.jpg
44439EN3-05 | Four Light Wall / Bath | The classic schoolhouse light fixture has been an American icon for almost 90 years. The Academy collection from Sea Gull Lighting is today’s interpretation of these utilitarian lights which have enjoyed resurgence in popularity given their clean, versatile design. Today, top designers regularly select this ubiquitous look for applications in almost every room of the house. Available in Chrome, Brushed Nickel and Heirloom Bronze finishes. Many of the fixtures are available with incandescent lamping or ENERGY STAR-qualified LED lamping. The Academy collection includes pendants in four sizes, semi-flush ceiling fixtures in two sizes, and one-light, two-light, three-light and four-light wall/bath fixtures. Damp Listed. Most of these fixtures easily convert to LED by purchasing LED replacement lamps sold separately. | BATH | Academy | Wall / Bath Lighting | Chrome | 5 | Steel | Satin White Glass | D:6.75" H:5" | D:6.75" |  | 4 Medium A19 9.3w |  | 4 | Yes | [14 empty] | 0 | [12 empty] | 133.48 | 266.96 | 400.44 | W:31 1/2'' H:10'' E:10'' | 6.45 |  |  | 31.5 | 10 | Wall / Bath |  |  |  |  | 10 |  | No |  | No | [21 empty] | D:6 5/8'' OB DOWN:3'' Round |  |  |  | 6.5 | Black/White |  |  | Hardwired | 0 | 0 | 0 | 1 | 1 | 0 | 0 | 0 | 0 | 0 | 0 | 785652049712 | 31 | 9.5 | 11.75 | 8.6 | 2.003 | 175 | Yes | [9 empty] | cETL Damp | ACADEMY 3L BATH-05 | Four Light Wall / Bath |  | 44439EN3-05.jpg | 44439.jpg
44439EN3-782 | Four Light Wall / Bath | The classic schoolhouse light fixture has been an American icon for almost 90 years. The Academy collection from Sea Gull Lighting is today’s interpretation of these utilitarian lights which have enjoyed resurgence in popularity given their clean, versatile design. Today, top designers regularly select this ubiquitous look for applications in almost every room of the house. Available in Chrome, Brushed Nickel and Heirloom Bronze finishes. Many of the fixtures are available with incandescent lamping or ENERGY STAR-qualified LED lamping. The Academy collection includes pendants in four sizes, semi-flush ceiling fixtures in two sizes, and one-light, two-light, three-light and four-light wall/bath fixtures. Damp Listed. Most of these fixtures easily convert to LED by purchasing LED replacement lamps sold separately. | BATH | Academy | Wall / Bath Lighting | Heirloom Bronze | 782 | Steel | Satin White Glass | D:6.75" H:5" | D:6.75" |  | 4 Medium A19 9.3w |  | 4 | Yes | [14 empty] | 0 | [12 empty] | 133.48 | 266.96 | 400.44 | W:31 1/2'' H:10'' E:10'' | 6.45 |  |  | 31.5 | 10 | Wall / Bath |  |  |  |  | 10 |  | No |  | No | [21 empty] | D:6 5/8'' OB DOWN:3'' Round |  |  |  | 6.5 | Black/White |  |  | Hardwired | 0 | 0 | 0 | 1 | 1 | 0 | 0 | 0 | 0 | 0 | 0 | 785652049729 | 31 | 9.5 | 11.75 | 8.6 | 2.003 | 175 | Yes | [9 empty] | cETL Damp | ACADEMY 3L BATH-782 | Four Light Wall / Bath |  | 44439EN3-782.jpg | 44439.jpg
44439EN3-962 | Four Light Wall / Bath | The classic schoolhouse light fixture has been an American icon for almost 90 years. The Academy collection from Sea Gull Lighting is today’s interpretation of these utilitarian lights which have enjoyed resurgence in popularity given their clean, versatile design. Today, top designers regularly select this ubiquitous look for applications in almost every room of the house. Available in Chrome, Brushed Nickel and Heirloom Bronze finishes. Many of the fixtures are available with incandescent lamping or ENERGY STAR-qualified LED lamping. The Academy collection includes pendants in four sizes, semi-flush ceiling fixtures in two sizes, and one-light, two-light, three-light and four-light wall/bath fixtures. Damp Listed. Most of these fixtures easily convert to LED by purchasing LED replacement lamps sold separately. | BATH | Academy | Wall / Bath Lighting | Brushed Nickel | 962 | Steel | Satin White Glass | D:6.75" H:5" | D:6.75" |  | 4 Medium A19 9.3w |  | 4 | Yes | [14 empty] | 0 | [12 empty] | 133.48 | 266.96 | 400.44 | W:31 1/2'' H:10'' E:10'' | 6.45 |  |  | 31.5 | 10 | Wall / Bath |  |  |  |  | 10 |  | No |  | No | [21 empty] | D:6 5/8'' OB DOWN:3'' Round |  |  |  | 6.5 | Black/White |  |  | Hardwired | 0 | 0 | 0 | 1 | 1 | 0 | 0 | 0 | 0 | 0 | 0 | 785652049736 | 31 | 9.5 | 11.75 | 8.6 | 2.003 | 175 | Yes | [9 empty] | cETL Damp | ACADEMY 3L BATH-962 | Four Light Wall / Bath |  | 44439EN3-962.jpg | 44439.jpg
4450402-05 | Two Light Wall / Bath | Inspired by the Craftsman style, the Denhelm collection by Sea Gull Lighting has a strong presence with its robust, angular design and substantial, die-cast zinc construction. Available in Brushed Nickel and Burnt Sienna finishes, in addition to a Chrome finish also offered for wall fixtures – all of which feature Etched White glass shades. The assortment includes a one-light mini-pendant, and one-light, two-light, three-light and four-light wall/bath fixtures. Both incandescent lamping and ENERGY STAR-qualified LED lamping are available; all fixtures are California Title 24 compliant. | BATH | Denhelm | Wall / Bath Lighting | Chrome | 5 | Steel / Zinc | Etched / White Inside Glass | L:5.75" W:5.75" H:5.5" | L:5.75" W:5.75" |  | 2 Medium A19 100w |  | 2 | No | [14 empty] | 0 | [12 empty] | 72.98 | 145.96 | 218.94 | W:16 1/2'' H:10'' E:7 1/2'' | 5.8 |  |  | 16.5 | 10 | Wall / Bath |  |  |  |  | 7.5 |  | No |  | No | [21 empty] | DP:2 1/4'' W:4 3/4'' H:4 3/4'' OB UP:7 1/2'' OB DOWN:2 1/2'' Square |  |  |  | 6.5 |  |  |  | Hardwired | 0 | 1 | 0 | 0 | 1 | 0 | 0 | 1 | 0 | 0 | 0 | 785652242120 | 16 | 10.25 | 12.5 | 7.8 | 1.186 | 125 | Yes | [8 empty] | ETL Damp |  | DENHELM 2L BATH-05 | Two Light Wall / Bath |  | 4450402-05.jpg | 4450402.jpg
4450402-710 | Two Light Wall / Bath | Inspired by the Craftsman style, the Denhelm collection by Sea Gull Lighting has a strong presence with its robust, angular design and substantial, die-cast zinc construction. Available in Brushed Nickel and Burnt Sienna finishes, in addition to a Chrome finish also offered for wall fixtures – all of which feature Etched White glass shades. The assortment includes a one-light mini-pendant, and one-light, two-light, three-light and four-light wall/bath fixtures. Both incandescent lamping and ENERGY STAR-qualified LED lamping are available; all fixtures are California Title 24 compliant. | BATH | Denhelm | Wall / Bath Lighting | Burnt Sienna | 710 | Steel / Zinc | Etched / White Inside Glass | L:5.75" W:5.75" H:5.5" | L:5.75" W:5.75" |  | 2 Medium A19 100w |  | 2 | No | [14 empty] | 0 | [12 empty] | 69.45 | 138.9 | 208.35 | W:16 1/2'' H:10'' E:7 1/2'' | 5.8 |  |  | 16.5 | 10 | Wall / Bath |  |  |  |  | 7.5 |  | No |  | No | [21 empty] | DP:2 1/4'' W:4 3/4'' H:4 3/4'' OB UP:7 1/2'' OB DOWN:2 1/2'' Square |  |  |  | 6.5 |  |  |  | Hardwired | 0 | 1 | 0 | 0 | 1 | 0 | 0 | 1 | 0 | 0 | 0 | 785652242113 | 16 | 10.25 | 12.5 | 7.8 | 1.186 | 125 | Yes | [8 empty] | ETL Damp |  | DENHELM 2L BATH-710 | Two Light Wall / Bath |  | 4450402-710.jpg | 4450402.jpg
4450402-962 | Two Light Wall / Bath | Inspired by the Craftsman style, the Denhelm collection by Sea Gull Lighting has a strong presence with its robust, angular design and substantial, die-cast zinc construction. Available in Brushed Nickel and Burnt Sienna finishes, in addition to a Chrome finish also offered for wall fixtures – all of which feature Etched White glass shades. The assortment includes a one-light mini-pendant, and one-light, two-light, three-light and four-light wall/bath fixtures. Both incandescent lamping and ENERGY STAR-qualified LED lamping are available; all fixtures are California Title 24 compliant. | BATH | Denhelm | Wall / Bath Lighting | Brushed Nickel | 962 | Steel / Zinc | Etched / White Inside Glass | L:5.75" W:5.75" H:5.5" | L:5.75" W:5.75" |  | 2 Medium A19 100w |  | 2 | No | [14 empty] | 0 | [12 empty] | 72.98 | 145.96 | 218.94 | W:16 1/2'' H:10'' E:7 1/2'' | 5.8 |  |  | 16.5 | 10 | Wall / Bath |  |  |  |  | 7.5 |  | No |  | No | [21 empty] | DP:2 1/4'' W:4 3/4'' H:4 3/4'' OB UP:7 1/2'' OB DOWN:2 1/2'' Square |  |  |  | 6.5 |  |  |  | Hardwired | 0 | 1 | 0 | 0 | 1 | 0 | 0 | 1 | 0 | 0 | 0 | 785652242106 | 16 | 10.25 | 12.5 | 7.8 | 1.186 | 125 | Yes | [8 empty] | ETL Damp |  | DENHELM 2L BATH-962 | Two Light Wall / Bath |  | 4450402-962.jpg | 4450402.jpg
4450402EN3-05 | Two Light Wall / Bath | Inspired by the Craftsman style, the Denhelm collection by Sea Gull Lighting has a strong presence with its robust, angular design and substantial, die-cast zinc construction. Available in Brushed Nickel and Burnt Sienna finishes, in addition to a Chrome finish also offered for wall fixtures – all of which feature Etched White glass shades. The assortment includes a one-light mini-pendant, and one-light, two-light, three-light and four-light wall/bath fixtures. Both incandescent lamping and ENERGY STAR-qualified LED lamping are available; all fixtures are California Title 24 compliant. | BATH | Denhelm | Wall / Bath Lighting | Chrome | 5 | Steel / Zinc | Etched / White Inside Glass | L:5.75" W:5.75" H:5.5" | L:5.75" W:5.75" |  | 2 Medium A19 9.3w |  | 2 | Yes | [14 empty] | 0 | [12 empty] | 83.48 | 166.96 | 250.44 | W:16 1/2'' H:10'' E:7 1/2'' | 5.8 |  |  | 16.5 | 10 | Wall / Bath |  |  |  |  | 7.5 |  | No |  | No | [21 empty] | DP:2 1/4'' W:4 3/4'' H:4 3/4'' OB UP:7 1/2'' OB DOWN:2 1/2'' Square |  |  |  | 6.5 | Black/White |  |  | Hardwired | 0 | 1 | 0 | 1 | 1 | 0 | 0 | 0 | 0 | 0 | 0 | 785652045219 | 20 | 10 | 8.25 | 7.1 | 0.955 | 125 | Yes | [8 empty] | ETL Damp |  | DENHELM 2L BATH-05 | Two Light Wall / Bath |  | 4450402EN3-05.jpg | 4450402.jpg
4450402EN3-710 | Two Light Wall / Bath | Inspired by the Craftsman style, the Denhelm collection by Sea Gull Lighting has a strong presence with its robust, angular design and substantial, die-cast zinc construction. Available in Brushed Nickel and Burnt Sienna finishes, in addition to a Chrome finish also offered for wall fixtures – all of which feature Etched White glass shades. The assortment includes a one-light mini-pendant, and one-light, two-light, three-light and four-light wall/bath fixtures. Both incandescent lamping and ENERGY STAR-qualified LED lamping are available; all fixtures are California Title 24 compliant. | BATH | Denhelm | Wall / Bath Lighting | Burnt Sienna | 710 | Steel / Zinc | Etched / White Inside Glass | L:5.75" W:5.75" H:5.5" | L:5.75" W:5.75" |  | 2 Medium A19 9.3w |  | 2 | Yes | [14 empty] | 0 | [12 empty] | 79.95 | 159.9 | 239.85 | W:16 1/2'' H:10'' E:7 1/2'' | 5.8 |  |  | 16.5 | 10 | Wall / Bath |  |  |  |  | 7.5 |  | No |  | No | [21 empty] | DP:2 1/4'' W:4 3/4'' H:4 3/4'' OB UP:7 1/2'' OB DOWN:2 1/2'' Square |  |  |  | 6.5 | Black/White |  |  | Hardwired | 0 | 1 | 0 | 1 | 1 | 0 | 0 | 0 | 0 | 0 | 0 | 785652045226 | 16 | 10.25 | 12.5 | 7.8 | 1.186 | 125 | Yes | [8 empty] | ETL Damp |  | DENHELM 2L BATH-710 | Two Light Wall / Bath |  | 4450402EN3-710.jpg | 4450402.jpg
4450402EN3-962 | Two Light Wall / Bath | Inspired by the Craftsman style, the Denhelm collection by Sea Gull Lighting has a strong presence with its robust, angular design and substantial, die-cast zinc construction. Available in Brushed Nickel and Burnt Sienna finishes, in addition to a Chrome finish also offered for wall fixtures – all of which feature Etched White glass shades. The assortment includes a one-light mini-pendant, and one-light, two-light, three-light and four-light wall/bath fixtures. Both incandescent lamping and ENERGY STAR-qualified LED lamping are available; all fixtures are California Title 24 compliant. | BATH | Denhelm | Wall / Bath Lighting | Brushed Nickel | 962 | Steel / Zinc | Etched / White Inside Glass | L:5.75" W:5.75" H:5.5" | L:5.75" W:5.75" |  | 2 Medium A19 9.3w |  | 2 | Yes | [14 empty] | 0 | [12 empty] | 83.48 | 166.96 | 250.44 | W:16 1/2'' H:10'' E:7 1/2'' | 5.8 |  |  | 16.5 | 10 | Wall / Bath |  |  |  |  | 7.5 |  | No |  | No | [21 empty] | DP:2 1/4'' W:4 3/4'' H:4 3/4'' OB UP:7 1/2'' OB DOWN:2 1/2'' Square |  |  |  | 6.5 | Black/White |  |  | Hardwired | 0 | 1 | 0 | 1 | 1 | 0 | 0 | 0 | 0 | 0 | 0 | 785652045233 | 16 | 10.25 | 12.5 | 7.8 | 1.186 | 125 | Yes | [8 empty] | ETL Damp |  | DENHELM 2L BATH-962 | Two Light Wall / Bath |  | 4450402EN3-962.jpg | 4450402.jpg
4450403-05 | Three Light Wall / Bath | Inspired by the Craftsman style, the Denhelm collection by Sea Gull Lighting has a strong presence with its robust, angular design and substantial, die-cast zinc construction. Available in Brushed Nickel and Burnt Sienna finishes, in addition to a Chrome finish also offered for wall fixtures – all of which feature Etched White glass shades. The assortment includes a one-light mini-pendant, and one-light, two-light, three-light and four-light wall/bath fixtures. Both incandescent lamping and ENERGY STAR-qualified LED lamping are available; all fixtures are California Title 24 compliant. | BATH | Denhelm | Wall / Bath Lighting | Chrome | 5 | Steel / Zinc | Etched / White Inside Glass | L:5.75" W:5.75" H:5.5" | L:5.75" W:5.75" |  | 3 Medium A19 100w |  | 3 | No | [14 empty] | 0 | [12 empty] | 90.48 | 180.96 | 271.44 | W:24 1/4'' H:10'' E:7 1/2'' | 5.8 |  |  | 24.25 | 10 | Wall / Bath |  |  |  |  | 7.5 |  | No |  | No | [21 empty] | DP:2 1/4'' W:4 3/4'' H:4 3/4'' OB UP:7 1/2'' OB DOWN:2 1/2'' Square |  |  |  | 6.5 |  |  |  | Hardwired | 0 | 1 | 0 | 0 | 1 | 0 | 0 | 1 | 0 | 0 | 0 | 785652242151 | 24.5 | 10.6 | 9.25 | 10.1 | 1.39 | 125 | Yes | [8 empty] | ETL Damp |  | DENHELM 3L BATH-05 | Three Light Wall / Bath |  | 4450403-05.jpg | 4450403.jpg
4450403-710 | Three Light Wall / Bath | Inspired by the Craftsman style, the Denhelm collection by Sea Gull Lighting has a strong presence with its robust, angular design and substantial, die-cast zinc construction. Available in Brushed Nickel and Burnt Sienna finishes, in addition to a Chrome finish also offered for wall fixtures – all of which feature Etched White glass shades. The assortment includes a one-light mini-pendant, and one-light, two-light, three-light and four-light wall/bath fixtures. Both incandescent lamping and ENERGY STAR-qualified LED lamping are available; all fixtures are California Title 24 compliant. | BATH | Denhelm | Wall / Bath Lighting | Burnt Sienna | 710 | Steel / Zinc | Etched / White Inside Glass | L:5.75" W:5.75" H:5.5" | L:5.75" W:5.75" |  | 3 Medium A19 100w |  | 3 | No | [14 empty] | 0 | [12 empty] | 86.95 | 173.9 | 260.85 | W:24 1/4'' H:10'' E:7 1/2'' | 7.8 |  |  | 24.25 | 10 | Wall / Bath |  |  |  |  | 7.5 |  | No |  | No | [21 empty] | DP:2 1/4'' W:4 3/4'' H:4 3/4'' OB UP:7 1/2'' OB DOWN:2 1/2'' Square |  |  |  | 6.5 |  |  |  | Hardwired | 0 | 1 | 0 | 0 | 1 | 0 | 0 | 1 | 0 | 0 | 0 | 785652242144 | 24.5 | 10.5 | 9.25 | 10.4 | 1.377 | 125 | Yes | [8 empty] | ETL Damp |  | DENHELM 3L BATH-710 | Three Light Wall / Bath |  | 4450403-710.jpg | 4450403.jpg
4450403-962 | Three Light Wall / Bath | Inspired by the Craftsman style, the Denhelm collection by Sea Gull Lighting has a strong presence with its robust, angular design and substantial, die-cast zinc construction. Available in Brushed Nickel and Burnt Sienna finishes, in addition to a Chrome finish also offered for wall fixtures – all of which feature Etched White glass shades. The assortment includes a one-light mini-pendant, and one-light, two-light, three-light and four-light wall/bath fixtures. Both incandescent lamping and ENERGY STAR-qualified LED lamping are available; all fixtures are California Title 24 compliant. | BATH | Denhelm | Wall / Bath Lighting | Brushed Nickel | 962 | Steel / Zinc | Etched / White Inside Glass | L:5.75" W:5.75" H:5.5" | L:5.75" W:5.75" |  | 3 Medium A19 100w |  | 3 | No | [14 empty] | 0 | [12 empty] | 90.48 | 180.96 | 271.44 | W:24 1/4'' H:10'' E:7 1/2'' | 7.8 |  |  | 24.25 | 10 | Wall / Bath |  |  |  |  | 7.5 |  | No |  | No | [21 empty] | DP:2 1/4'' W:4 3/4'' H:4 3/4'' OB UP:7 1/2'' OB DOWN:2 1/2'' Square |  |  |  | 6.5 |  |  |  | Hardwired | 0 | 1 | 0 | 0 | 1 | 0 | 0 | 1 | 0 | 0 | 0 | 785652242137 | 22.5 | 9.75 | 9.5 | 9.2 | 1.206 | 125 | Yes | [8 empty] | ETL Damp |  | DENHELM 3L BATH-962 | Three Light Wall / Bath |  | 4450403-962.jpg | 4450403.jpg
4450403EN3-05 | Three Light Wall / Bath | Inspired by the Craftsman style, the Denhelm collection by Sea Gull Lighting has a strong presence with its robust, angular design and substantial, die-cast zinc construction. Available in Brushed Nickel and Burnt Sienna finishes, in addition to a Chrome finish also offered for wall fixtures – all of which feature Etched White glass shades. The assortment includes a one-light mini-pendant, and one-light, two-light, three-light and four-light wall/bath fixtures. Both incandescent lamping and ENERGY STAR-qualified LED lamping are available; all fixtures are California Title 24 compliant. | BATH | Denhelm | Wall / Bath Lighting | Chrome | 5 | Steel / Zinc | Etched / White Inside Glass | L:5.75" W:5.75" H:5.5" | L:5.75" W:5.75" |  | 3 Medium A19 9.3w |  | 3 | Yes | [14 empty] | 0 | [12 empty] | 107.48 | 214.96 | 322.44 | W:24 1/4'' H:10'' E:7 1/2'' | 7.8 |  |  | 24.25 | 10 | Wall / Bath |  |  |  |  | 7.5 |  | No |  | No | [21 empty] | DP:2 1/4'' W:4 3/4'' H:4 3/4'' OB UP:7 1/2'' OB DOWN:2 1/2'' Square |  |  |  | 6.5 | Black/White |  |  | Hardwired | 0 | 1 | 0 | 1 | 1 | 0 | 0 | 0 | 0 | 0 | 0 | 785652045240 | 24.5 | 10.6 | 9.25 | 10.1 | 1.39 | 125 | Yes | [8 empty] | ETL Damp |  | DENHELM 3L BATH-05 | Three Light Wall / Bath |  | 4450403EN3-05.jpg | 4450403.jpg
4450403EN3-710 | Three Light Wall / Bath | Inspired by the Craftsman style, the Denhelm collection by Sea Gull Lighting has a strong presence with its robust, angular design and substantial, die-cast zinc construction. Available in Brushed Nickel and Burnt Sienna finishes, in addition to a Chrome finish also offered for wall fixtures – all of which feature Etched White glass shades. The assortment includes a one-light mini-pendant, and one-light, two-light, three-light and four-light wall/bath fixtures. Both incandescent lamping and ENERGY STAR-qualified LED lamping are available; all fixtures are California Title 24 compliant. | BATH | Denhelm | Wall / Bath Lighting | Burnt Sienna | 710 | Steel / Zinc | Etched / White Inside Glass | L:5.75" W:5.75" H:5.5" | L:5.75" W:5.75" |  | 3 Medium A19 9.3w |  | 3 | Yes | [14 empty] | 0 | [12 empty] | 102.95 | 205.9 | 308.85 | W:24 1/4'' H:10'' E:7 1/2'' | 7.8 |  |  | 24.25 | 10 | Wall / Bath |  |  |  |  | 7.5 |  | No |  | No | [21 empty] | DP:2 1/4'' W:4 3/4'' H:4 3/4'' OB UP:7 1/2'' OB DOWN:2 1/2'' Square |  |  |  | 6.5 | Black/White |  |  | Hardwired | 0 | 1 | 0 | 1 | 1 | 0 | 0 | 0 | 0 | 0 | 0 | 785652045257 | 24.5 | 10.5 | 9.25 | 10.4 | 1.377 | 125 | Yes | [8 empty] | ETL Damp |  | DENHELM 3L BATH-710 | Three Light Wall / Bath |  | 4450403EN3-710.jpg | 4450403.jpg
4450403EN3-962 | Three Light Wall / Bath | Inspired by the Craftsman style, the Denhelm collection by Sea Gull Lighting has a strong presence with its robust, angular design and substantial, die-cast zinc construction. Available in Brushed Nickel and Burnt Sienna finishes, in addition to a Chrome finish also offered for wall fixtures – all of which feature Etched White glass shades. The assortment includes a one-light mini-pendant, and one-light, two-light, three-light and four-light wall/bath fixtures. Both incandescent lamping and ENERGY STAR-qualified LED lamping are available; all fixtures are California Title 24 compliant. | BATH | Denhelm | Wall / Bath Lighting | Brushed Nickel | 962 | Steel / Zinc | Etched / White Inside Glass | L:5.75" W:5.75" H:5.5" | L:5.75" W:5.75" |  | 3 Medium A19 9.3w |  | 3 | Yes | [14 empty] | 0 | [12 empty] | 107.48 | 214.96 | 322.44 | W:24 1/4'' H:10'' E:7 1/2'' | 7.8 |  |  | 24.25 | 10 | Wall / Bath |  |  |  |  | 7.5 |  | No |  | No | [21 empty] | DP:2 1/4'' W:4 3/4'' H:4 3/4'' OB UP:7 1/2'' OB DOWN:2 1/2'' Square |  |  |  | 6.5 | Black/White |  |  | Hardwired | 0 | 1 | 0 | 1 | 1 | 0 | 0 | 0 | 0 | 0 | 0 | 785652045264 | 24.5 | 10.6 | 9.25 | 10.1 | 1.39 | 125 | Yes | [8 empty] | ETL Damp |  | DENHELM 3L BATH-962 | Three Light Wall / Bath |  | 4450403EN3-962.jpg | 4450403.jpg
4450404-05 | Four Light Wall / Bath | Inspired by the Craftsman style, the Denhelm collection by Sea Gull Lighting has a strong presence with its robust, angular design and substantial, die-cast zinc construction. Available in Brushed Nickel and Burnt Sienna finishes, in addition to a Chrome finish also offered for wall fixtures – all of which feature Etched White glass shades. The assortment includes a one-light mini-pendant, and one-light, two-light, three-light and four-light wall/bath fixtures. Both incandescent lamping and ENERGY STAR-qualified LED lamping are available; all fixtures are California Title 24 compliant. | BATH | Denhelm | Wall / Bath Lighting | Chrome | 5 | Steel / Zinc | Etched / White Inside Glass | L:5.75" W:5.75" H:5.5" | L:5.75" W:5.75" |  | 4 Medium A19 100w |  | 4 | No | [14 empty] | 0 | [12 empty] | 124.98 | 249.96 | 374.94 | W:31 3/4'' H:10'' E:7 1/2'' | 7.8 |  |  | 31.75 | 10 | Wall / Bath |  |  |  |  | 7.5 |  | No |  | No | [21 empty] | DP:2 1/4'' W:4 3/4'' H:4 3/4'' OB UP:7 1/2'' OB DOWN:2 1/2'' Square |  |  |  | 6.5 |  |  |  | Hardwired | 0 | 1 | 0 | 0 | 1 | 0 | 0 | 1 | 0 | 0 | 0 | 785652242182 | 31.5 | 10.6 | 9.2 | 13.2 | 1.778 | 125 | Yes | [8 empty] | ETL Damp |  | DENHELM 4L BATH-05 | Four Light Wall / Bath |  | 4450404-05.jpg | 4450404.jpg
4450404-710 | Four Light Wall / Bath | Inspired by the Craftsman style, the Denhelm collection by Sea Gull Lighting has a strong presence with its robust, angular design and substantial, die-cast zinc construction. Available in Brushed Nickel and Burnt Sienna finishes, in addition to a Chrome finish also offered for wall fixtures – all of which feature Etched White glass shades. The assortment includes a one-light mini-pendant, and one-light, two-light, three-light and four-light wall/bath fixtures. Both incandescent lamping and ENERGY STAR-qualified LED lamping are available; all fixtures are California Title 24 compliant. | BATH | Denhelm | Wall / Bath Lighting | Burnt Sienna | 710 | Steel / Zinc | Etched / White Inside Glass | L:5.75" W:5.75" H:5.5" | L:5.75" W:5.75" |  | 4 Medium A19 100w |  | 4 | No | [14 empty] | 0 | [12 empty] | 124.45 | 248.9 | 373.35 | W:31 3/4'' H:10'' E:7 1/2'' | 9.9 |  |  | 31.75 | 10 | Wall / Bath |  |  |  |  | 7.5 |  | No |  | No | [21 empty] | DP:2 1/4'' W:4 3/4'' H:4 3/4'' OB UP:7 1/2'' OB DOWN:2 1/2'' Square |  |  |  | 6.5 |  |  |  | Hardwired | 0 | 1 | 0 | 0 | 1 | 0 | 0 | 1 | 0 | 0 | 0 | 785652242175 | 32 | 10.75 | 10 | 13.2 | 1.991 | 125 | Yes | [8 empty] | ETL Damp |  | DENHELM 4L BATH-710 | Four Light Wall / Bath |  | 4450404-710.jpg | 4450404.jpg
4450404-962 | Four Light Wall / Bath | Inspired by the Craftsman style, the Denhelm collection by Sea Gull Lighting has a strong presence with its robust, angular design and substantial, die-cast zinc construction. Available in Brushed Nickel and Burnt Sienna finishes, in addition to a Chrome finish also offered for wall fixtures – all of which feature Etched White glass shades. The assortment includes a one-light mini-pendant, and one-light, two-light, three-light and four-light wall/bath fixtures. Both incandescent lamping and ENERGY STAR-qualified LED lamping are available; all fixtures are California Title 24 compliant. | BATH | Denhelm | Wall / Bath Lighting | Brushed Nickel | 962 | Steel / Zinc | Etched / White Inside Glass | L:5.75" W:5.75" H:5.5" | L:5.75" W:5.75" |  | 4 Medium A19 100w |  | 4 | No | [14 empty] | 0 | [12 empty] | 124.98 | 249.96 | 374.94 | W:31 3/4'' H:10'' E:7 1/2'' | 9.9 |  |  | 31.75 | 10 | Wall / Bath |  |  |  |  | 7.5 |  | No |  | No | [21 empty] | DP:2 1/4'' W:4 3/4'' H:4 3/4'' OB UP:7 1/2'' OB DOWN:2 1/2'' Square |  |  |  | 6.5 |  |  |  | Hardwired | 0 | 1 | 0 | 0 | 1 | 0 | 0 | 1 | 0 | 0 | 0 | 785652242168 | 38.75 | 10.75 | 9.125 | 13.3 | 2.2 | 125 | Yes | [8 empty] | ETL Damp |  | DENHELM 4L BATH-962 | Four Light Wall / Bath |  | 4450404-962.jpg | 4450404.jpg
4450404EN3-05 | Four Light Wall / Bath | Inspired by the Craftsman style, the Denhelm collection by Sea Gull Lighting has a strong presence with its robust, angular design and substantial, die-cast zinc construction. Available in Brushed Nickel and Burnt Sienna finishes, in addition to a Chrome finish also offered for wall fixtures – all of which feature Etched White glass shades. The assortment includes a one-light mini-pendant, and one-light, two-light, three-light and four-light wall/bath fixtures. Both incandescent lamping and ENERGY STAR-qualified LED lamping are available; all fixtures are California Title 24 compliant. | BATH | Denhelm | Wall / Bath Lighting | Chrome | 5 | Steel / Zinc | Etched / White Inside Glass | L:5.75" W:5.75" H:5.5" | L:5.75" W:5.75" |  | 4 Medium A19 9.3w |  | 4 | Yes | [14 empty] | 0 | [12 empty] | 149.98 | 299.96 | 449.94 | W:31 3/4'' H:10'' E:7 1/2'' | 9.9 |  |  | 31.75 | 10 | Wall / Bath |  |  |  |  | 7.5 |  | No |  | No | [21 empty] | DP:2 1/4'' W:4 3/4'' H:4 3/4'' OB UP:7 1/2'' OB DOWN:2 1/2'' Square |  |  |  | 6.5 | Black/White |  |  | Hardwired | 0 | 1 | 0 | 1 | 1 | 0 | 0 | 0 | 0 | 0 | 0 | 785652045271 | 31.5 | 10.6 | 13.2 | 9.2 | 2.551 | 250 | Yes | [8 empty] | ETL Damp |  | DENHELM 4L BATH-05 | Four Light Wall / Bath |  | 4450404EN3-05.jpg | 4450404.jpg
4450404EN3-710 | Four Light Wall / Bath | Inspired by the Craftsman style, the Denhelm collection by Sea Gull Lighting has a strong presence with its robust, angular design and substantial, die-cast zinc construction. Available in Brushed Nickel and Burnt Sienna finishes, in addition to a Chrome finish also offered for wall fixtures – all of which feature Etched White glass shades. The assortment includes a one-light mini-pendant, and one-light, two-light, three-light and four-light wall/bath fixtures. Both incandescent lamping and ENERGY STAR-qualified LED lamping are available; all fixtures are California Title 24 compliant. | BATH | Denhelm | Wall / Bath Lighting | Burnt Sienna | 710 | Steel / Zinc | Etched / White Inside Glass | L:5.75" W:5.75" H:5.5" | L:5.75" W:5.75" |  | 4 Medium A19 9.3w |  | 4 | Yes | [14 empty] | 0 | [12 empty] | 145.45 | 290.9 | 436.35 | W:31 3/4'' H:10'' E:7 1/2'' | 9.9 |  |  | 31.75 | 10 | Wall / Bath |  |  |  |  | 7.5 |  | No |  | No | [21 empty] | DP:2 1/4'' W:4 3/4'' H:4 3/4'' OB UP:7 1/2'' OB DOWN:2 1/2'' Square |  |  |  | 6.5 | Black/White |  |  | Hardwired | 0 | 1 | 0 | 1 | 1 | 0 | 0 | 0 | 0 | 0 | 0 | 785652045288 | 32 | 10.75 | 10 | 13.2 | 1.991 | 125 | Yes | [8 empty] | ETL Damp |  | DENHELM 4L BATH-710 | Four Light Wall / Bath |  | 4450404EN3-710.jpg | 4450404.jpg
4450404EN3-962 | Four Light Wall / Bath | Inspired by the Craftsman style, the Denhelm collection by Sea Gull Lighting has a strong presence with its robust, angular design and substantial, die-cast zinc construction. Available in Brushed Nickel and Burnt Sienna finishes, in addition to a Chrome finish also offered for wall fixtures – all of which feature Etched White glass shades. The assortment includes a one-light mini-pendant, and one-light, two-light, three-light and four-light wall/bath fixtures. Both incandescent lamping and ENERGY STAR-qualified LED lamping are available; all fixtures are California Title 24 compliant. | BATH | Denhelm | Wall / Bath Lighting | Brushed Nickel | 962 | Steel / Zinc | Etched / White Inside Glass | L:5.75" W:5.75" H:5.5" | L:5.75" W:5.75" |  | 4 Medium A19 9.3w |  | 4 | Yes | [14 empty] | 0 | [12 empty] | 149.98 | 299.96 | 449.94 | W:31 3/4'' H:10'' E:7 1/2'' | 9.9 |  |  | 31.75 | 10 | Wall / Bath |  |  |  |  | 7.5 |  | No |  | No | [21 empty] | DP:2 1/4'' W:4 3/4'' H:4 3/4'' OB UP:7 1/2'' OB DOWN:2 1/2'' Square |  |  |  | 6.5 | Black/White |  |  | Hardwired | 0 | 1 | 0 | 1 | 1 | 0 | 0 | 0 | 0 | 0 | 0 | 785652045295 | 38.75 | 10.75 | 9.125 | 13.3 | 2.2 | 125 | Yes | [8 empty] | ETL Damp |  | DENHELM 4L BATH-962 | Four Light Wall / Bath |  | 4450404EN3-962.jpg | 4450404.jpg
4450502-782 | Two Light Wall / Bath | The Clement bathroom lighting collection from Sea Gull is inspired by classic bath hardware design, with a fresh, transitional style and curved lines in the rounded backplates, fitters and shades. Satin Etched glass shades are subtlety concave and ever-so-slightly tapered in the center for visual appeal. With four size options of a 1-Light Sconce, a 2-Light Vanity, a 3-Light Vanity and a 4-Light Vanity, the Clement collection can fit bathrooms both large and small. The fixtures can be mounted either up or down, and are available in Heirloom Bronze finish for a more contemporary look, or Brushed Nickel for a more transitional look. | BATH | Clement | Wall / Bath Lighting | Heirloom Bronze | 782 | Steel | Satin Etched Glass | D:6.3125" H:5.125" |  |  | 2 Medium A19 100w |  | 2 | No | [14 empty] | 0 | [12 empty] | 36 | 72 | 108 | W:14 7/16'' H:8 7/16'' E:8 3/4'' | 3.43 |  |  | 14.4375 | 8.4375 | Cap Nuts |  |  |  |  | 8.75 |  | No |  | No | [21 empty] | DP:1'' W:10 1/2'' H:5 1/2'' OB UP:5 1/8'' OB DOWN:3 5/16'' Oval |  |  |  | 6.5 | Black/White |  |  | Hardwired | 0 | 1 | 0 | 0 | 1 | 0 | 0 | 1 | 0 | 0 | 0 | 785652058936 | 14.75 | 12.75 | 9.25 | 5.1 | 1.007 | 175 | Yes | [9 empty] | cETL Damp | CLEMENT 2L SCONCE-782 | Two Light Wall / Bath |  | 4450502-782.png | 4450502.jpg
4450502-962 | Two Light Wall / Bath | The Clement bathroom lighting collection from Sea Gull is inspired by classic bath hardware design, with a fresh, transitional style and curved lines in the rounded backplates, fitters and shades. Satin Etched glass shades are subtlety concave and ever-so-slightly tapered in the center for visual appeal. With four size options of a 1-Light Sconce, a 2-Light Vanity, a 3-Light Vanity and a 4-Light Vanity, the Clement collection can fit bathrooms both large and small. The fixtures can be mounted either up or down, and are available in Heirloom Bronze finish for a more contemporary look, or Brushed Nickel for a more transitional look. | BATH | Clement | Wall / Bath Lighting | Brushed Nickel | 962 | Steel | Satin Etched Glass | D:6.3125" H:5.125" |  |  | 2 Medium A19 100w |  | 2 | No | [14 empty] | 0 | [12 empty] | 36 | 72 | 108 | W:14 7/16'' H:8 7/16'' E:8 3/4'' | 3.43 |  |  | 14.4375 | 8.4375 | Cap Nuts |  |  |  |  | 8.75 |  | No |  | No | [21 empty] | DP:1'' W:10 1/2'' H:5 1/2'' OB UP:5 1/8'' OB DOWN:3 5/16'' Oval |  |  |  | 6.5 | Black/White |  |  | Hardwired | 0 | 1 | 0 | 0 | 1 | 0 | 0 | 1 | 0 | 0 | 0 | 785652058943 | 14.75 | 12.75 | 9.25 | 5.1 | 1.007 | 175 | Yes | [9 empty] | cETL Damp | CLEMENT 2L SCONCE-962 | Two Light Wall / Bath |  | 4450502-962.png | 4450502.jpg
4450502EN3-782 | Two Light Wall / Bath | The Clement bathroom lighting collection from Sea Gull is inspired by classic bath hardware design, with a fresh, transitional style and curved lines in the rounded backplates, fitters and shades. Satin Etched glass shades are subtlety concave and ever-so-slightly tapered in the center for visual appeal. With four size options of a 1-Light Sconce, a 2-Light Vanity, a 3-Light Vanity and a 4-Light Vanity, the Clement collection can fit bathrooms both large and small. The fixtures can be mounted either up or down, and are available in Heirloom Bronze finish for a more contemporary look, or Brushed Nickel for a more transitional look. | BATH | Clement | Wall / Bath Lighting | Heirloom Bronze | 782 | Steel | Satin Etched Glass | D:6.3125" H:5.125" |  |  | 2 Medium A19 9.3w |  | 2 | Yes | [14 empty] | 0 | [12 empty] | 46 | 92 | 138 | W:14 7/16'' H:8 7/16'' E:8 3/4'' | 3.43 |  |  | 14.4375 | 8.4375 | Cap Nuts |  |  |  |  | 8.75 |  | No |  | No | [21 empty] | DP:1'' W:10 1/2'' H:5 1/2'' OB UP:5 1/8'' OB DOWN:3 5/16'' Oval |  |  |  | 6.5 | Black/White |  |  | Hardwired | 0 | 1 | 0 | 1 | 1 | 0 | 0 | 0 | 0 | 0 | 0 | 785652059346 | 14.75 | 12.75 | 9.25 | 5.1 | 1.007 | 175 | Yes | [9 empty] | cETL Damp | CLEMENT 2L SCONCE-782 | Two Light Wall / Bath |  | 4450502EN3-782.png | 4450502EN3.jpg
4450502EN3-962 | Two Light Wall / Bath | The Clement bathroom lighting collection from Sea Gull is inspired by classic bath hardware design, with a fresh, transitional style and curved lines in the rounded backplates, fitters and shades. Satin Etched glass shades are subtlety concave and ever-so-slightly tapered in the center for visual appeal. With four size options of a 1-Light Sconce, a 2-Light Vanity, a 3-Light Vanity and a 4-Light Vanity, the Clement collection can fit bathrooms both large and small. The fixtures can be mounted either up or down, and are available in Heirloom Bronze finish for a more contemporary look, or Brushed Nickel for a more transitional look. | BATH | Clement | Wall / Bath Lighting | Brushed Nickel | 962 | Steel | Satin Etched Glass | D:6.3125" H:5.125" |  |  | 2 Medium A19 9.3w |  | 2 | Yes | [14 empty] | 0 | [12 empty] | 46 | 92 | 138 | W:14 7/16'' H:8 7/16'' E:8 3/4'' | 3.43 |  |  | 14.4375 | 8.4375 | Cap Nuts |  |  |  |  | 8.75 |  | No |  | No | [21 empty] | DP:1'' W:10 1/2'' H:5 1/2'' OB UP:5 1/8'' OB DOWN:3 5/16'' Oval |  |  |  | 6.5 | Black/White |  |  | Hardwired | 0 | 1 | 0 | 1 | 1 | 0 | 0 | 0 | 0 | 0 | 0 | 785652059353 | 14.75 | 12.75 | 9.25 | 5.1 | 1.007 | 175 | Yes | [9 empty] | cETL Damp | CLEMENT 2L SCONCE-962 | Two Light Wall / Bath |  | 4450502EN3-962.png | 4450502EN3.jpg
4450503-782 | Three Light Wall / Bath | The Clement bathroom lighting collection from Sea Gull is inspired by classic bath hardware design, with a fresh, transitional style and curved lines in the rounded backplates, fitters and shades. Satin Etched glass shades are subtlety concave and ever-so-slightly tapered in the center for visual appeal. With four size options of a 1-Light Sconce, a 2-Light Vanity, a 3-Light Vanity and a 4-Light Vanity, the Clement collection can fit bathrooms both large and small. The fixtures can be mounted either up or down, and are available in Heirloom Bronze finish for a more contemporary look, or Brushed Nickel for a more transitional look. | BATH | Clement | Wall / Bath Lighting | Heirloom Bronze | 782 | Steel | Satin Etched Glass | D:6.3125" H:5.125" |  |  | 3 Medium A19 100w |  | 3 | No | [14 empty] | 0 | [12 empty] | 46 | 92 | 138 | W:22 3/4'' H:8 7/16'' E:8 3/4'' | 4.64 |  |  | 22.75 | 8.4375 | Cap Nuts |  |  |  |  | 8.75 |  | No |  | No | [21 empty] | DP:1'' W:10 1/2'' H:5 1/2'' OB UP:5 1/8'' OB DOWN:3 5/16'' Oval |  |  |  | 6.5 | Black/White |  |  | Hardwired | 0 | 1 | 0 | 0 | 1 | 0 | 0 | 1 | 0 | 0 | 0 | 785652058950 | 22 | 14.25 | 9.25 | 7.6 | 1.678 | 175 | Yes | [9 empty] | cETL Damp | CLEMENT 3L SCONCE-782 | Three Light Wall / Bath |  | 4450503-782.png | 4450503.jpg
4450503-962 | Three Light Wall / Bath | The Clement bathroom lighting collection from Sea Gull is inspired by classic bath hardware design, with a fresh, transitional style and curved lines in the rounded backplates, fitters and shades. Satin Etched glass shades are subtlety concave and ever-so-slightly tapered in the center for visual appeal. With four size options of a 1-Light Sconce, a 2-Light Vanity, a 3-Light Vanity and a 4-Light Vanity, the Clement collection can fit bathrooms both large and small. The fixtures can be mounted either up or down, and are available in Heirloom Bronze finish for a more contemporary look, or Brushed Nickel for a more transitional look. | BATH | Clement | Wall / Bath Lighting | Brushed Nickel | 962 | Steel | Satin Etched Glass | D:6.3125" H:5.125" |  |  | 3 Medium A19 100w |  | 3 | No | [14 empty] | 0 | [12 empty] | 46 | 92 | 138 | W:22 3/4'' H:8 7/16'' E:8 3/4'' | 4.64 |  |  | 22.75 | 8.4375 | Cap Nuts |  |  |  |  | 8.75 |  | No |  | No | [21 empty] | DP:1'' W:10 1/2'' H:5 1/2'' OB UP:5 1/8'' OB DOWN:3 5/16'' Oval |  |  |  | 6.5 | Black/White |  |  | Hardwired | 0 | 1 | 0 | 0 | 1 | 0 | 0 | 1 | 0 | 0 | 0 | 785652058967 | 22 | 14.5 | 9.25 | 7.5 | 1.708 | 175 | Yes | [9 empty] | cETL Damp | CLEMENT 3L SCONCE-962 | Three Light Wall / Bath |  | 4450503-962.png | 4450503.jpg
4450503EN3-782 | Three Light Wall / Bath | The Clement bathroom lighting collection from Sea Gull is inspired by classic bath hardware design, with a fresh, transitional style and curved lines in the rounded backplates, fitters and shades. Satin Etched glass shades are subtlety concave and ever-so-slightly tapered in the center for visual appeal. With four size options of a 1-Light Sconce, a 2-Light Vanity, a 3-Light Vanity and a 4-Light Vanity, the Clement collection can fit bathrooms both large and small. The fixtures can be mounted either up or down, and are available in Heirloom Bronze finish for a more contemporary look, or Brushed Nickel for a more transitional look. | BATH | Clement | Wall / Bath Lighting | Heirloom Bronze | 782 | Steel | Satin Etched Glass | D:6.3125" H:5.125" |  |  | 3 Medium A19 9.3w |  | 3 | Yes | [14 empty] | 0 | [12 empty] | 61 | 122 | 183 | W:22 3/4'' H:8 7/16'' E:8 3/4'' | 5.39 |  |  | 22.75 | 8.4375 | Cap Nuts |  |  |  |  | 8.75 |  | No |  | No | [21 empty] | DP:1'' W:10 1/2'' H:5 1/2'' OB UP:5 1/8'' OB DOWN:3 5/16'' Oval |  |  |  | 6.5 | Black/White |  |  | Hardwired | 0 | 1 | 0 | 1 | 1 | 0 | 0 | 0 | 0 | 0 | 0 | 785652059360 | 22 | 14.25 | 9.25 | 7.6 | 1.678 | 175 | Yes | [9 empty] | cETL Damp | CLEMENT 3L SCONCE-782 | Three Light Wall / Bath |  | 4450503EN3-782.png | 4450503EN3.jpg
4450503EN3-962 | Three Light Wall / Bath | The Clement bathroom lighting collection from Sea Gull is inspired by classic bath hardware design, with a fresh, transitional style and curved lines in the rounded backplates, fitters and shades. Satin Etched glass shades are subtlety concave and ever-so-slightly tapered in the center for visual appeal. With four size options of a 1-Light Sconce, a 2-Light Vanity, a 3-Light Vanity and a 4-Light Vanity, the Clement collection can fit bathrooms both large and small. The fixtures can be mounted either up or down, and are available in Heirloom Bronze finish for a more contemporary look, or Brushed Nickel for a more transitional look. | BATH | Clement | Wall / Bath Lighting | Brushed Nickel | 962 | Steel | Satin Etched Glass | D:6.3125" H:5.125" |  |  | 3 Medium A19 9.3w |  | 3 | Yes | [14 empty] | 0 | [12 empty] | 61 | 122 | 183 | W:22 3/4'' H:8 7/16'' E:8 3/4'' | 4.64 |  |  | 22.75 | 8.4375 | Cap Nuts |  |  |  |  | 8.75 |  | No |  | No | [21 empty] | DP:1'' W:10 1/2'' H:5 1/2'' OB UP:5 1/8'' OB DOWN:3 5/16'' Oval |  |  |  | 6.5 | Black/White |  |  | Hardwired | 0 | 1 | 0 | 1 | 1 | 0 | 0 | 0 | 0 | 0 | 0 | 785652059377 | 22 | 14.5 | 9.25 | 7.5 | 1.708 | 175 | Yes | [9 empty] | cETL Damp | CLEMENT 3L SCONCE-962 | Three Light Wall / Bath |  | 4450503EN3-962.png | 4450503EN3.jpg
4450504-782 | Four Light Wall / Bath | The Clement bathroom lighting collection from Sea Gull is inspired by classic bath hardware design, with a fresh, transitional style and curved lines in the rounded backplates, fitters and shades. Satin Etched glass shades are subtlety concave and ever-so-slightly tapered in the center for visual appeal. With four size options of a 1-Light Sconce, a 2-Light Vanity, a 3-Light Vanity and a 4-Light Vanity, the Clement collection can fit bathrooms both large and small. The fixtures can be mounted either up or down, and are available in Heirloom Bronze finish for a more contemporary look, or Brushed Nickel for a more transitional look. | BATH | Clement | Wall / Bath Lighting | Heirloom Bronze | 782 | Steel | Satin Etched Glass | D:6.3125" H:5.125" |  |  | 4 Medium A19 100w |  | 4 | No | [14 empty] | 0 | [12 empty] | 64 | 128 | 192 | W:30 3/4'' H:8 7/16'' E:8 3/4'' | 6.2 |  |  | 30.75 | 8.4375 | Cap Nuts |  |  |  |  | 8.75 |  | No |  | No | [21 empty] | DP:1'' W:10 1/2'' H:5 1/2'' OB UP:5 1/8'' OB DOWN:3 5/16'' Oval |  |  |  | 6.5 | Black/White |  |  | Hardwired | 0 | 1 | 0 | 0 | 1 | 0 | 0 | 1 | 0 | 0 | 0 | 785652058974 | 30.25 | 14.25 | 9.25 | 9.8 | 2.307 | 175 | Yes | [9 empty] | cETL Damp | CLEMENT 4L SCONCE-782 | Four Light Wall / Bath |  | 4450504-782_alt.png | 4450504.jpg
4450504-962 | Four Light Wall / Bath | The Clement bathroom lighting collection from Sea Gull is inspired by classic bath hardware design, with a fresh, transitional style and curved lines in the rounded backplates, fitters and shades. Satin Etched glass shades are subtlety concave and ever-so-slightly tapered in the center for visual appeal. With four size options of a 1-Light Sconce, a 2-Light Vanity, a 3-Light Vanity and a 4-Light Vanity, the Clement collection can fit bathrooms both large and small. The fixtures can be mounted either up or down, and are available in Heirloom Bronze finish for a more contemporary look, or Brushed Nickel for a more transitional look. | BATH | Clement | Wall / Bath Lighting | Brushed Nickel | 962 | Steel | Satin Etched Glass | D:6.3125" H:5.125" |  |  | 4 Medium A19 100w |  | 4 | No | [14 empty] | 0 | [12 empty] | 64 | 128 | 192 | W:30 3/4'' H:8 7/16'' E:8 3/4'' | 6.2 |  |  | 30.75 | 8.4375 | Cap Nuts |  |  |  |  | 8.75 |  | No |  | No | [21 empty] | DP:1'' W:10 1/2'' H:5 1/2'' OB UP:5 1/8'' OB DOWN:3 5/16'' Oval |  |  |  | 6.5 | Black/White |  |  | Hardwired | 0 | 1 | 0 | 0 | 1 | 0 | 0 | 1 | 0 | 0 | 0 | 785652058981 | 30.25 | 14.25 | 9.25 | 9.8 | 2.307 | 175 | Yes | [9 empty] | cETL Damp | CLEMENT 4L SCONCE-962 | Four Light Wall / Bath |  | 4450504-962.png | 4450504.jpg
4450504EN3-782 | Four Light Wall / Bath | The Clement bathroom lighting collection from Sea Gull is inspired by classic bath hardware design, with a fresh, transitional style and curved lines in the rounded backplates, fitters and shades. Satin Etched glass shades are subtlety concave and ever-so-slightly tapered in the center for visual appeal. With four size options of a 1-Light Sconce, a 2-Light Vanity, a 3-Light Vanity and a 4-Light Vanity, the Clement collection can fit bathrooms both large and small. The fixtures can be mounted either up or down, and are available in Heirloom Bronze finish for a more contemporary look, or Brushed Nickel for a more transitional look. | BATH | Clement | Wall / Bath Lighting | Heirloom Bronze | 782 | Steel | Satin Etched Glass | D:6.3125" H:5.125" |  |  | 4 Medium A19 9.3w |  | 4 | Yes | [14 empty] | 0 | [12 empty] | 84 | 168 | 252 | W:30 3/4'' H:8 7/16'' E:8 3/4'' | 6.2 |  |  | 30.75 | 8.4375 | Cap Nuts |  |  |  |  | 8.75 |  | No |  | No | [21 empty] | DP:1'' W:10 1/2'' H:5 1/2'' OB UP:5 1/8'' OB DOWN:3 5/16'' Oval |  |  |  | 6.5 | Black/White |  |  | Hardwired | 0 | 1 | 0 | 1 | 1 | 0 | 0 | 0 | 0 | 0 | 0 | 785652059384 | 29.5 | 9 | 14 | 9.56 | 2.151 |  | Yes | [9 empty] | cETL Damp | CLEMENT 4L SCONCE-782 | Four Light Wall / Bath |  | 4450504EN3-782.png | 4450504EN3.jpg
4450504EN3-962 | Four Light Wall / Bath | The Clement bathroom lighting collection from Sea Gull is inspired by classic bath hardware design, with a fresh, transitional style and curved lines in the rounded backplates, fitters and shades. Satin Etched glass shades are subtlety concave and ever-so-slightly tapered in the center for visual appeal. With four size options of a 1-Light Sconce, a 2-Light Vanity, a 3-Light Vanity and a 4-Light Vanity, the Clement collection can fit bathrooms both large and small. The fixtures can be mounted either up or down, and are available in Heirloom Bronze finish for a more contemporary look, or Brushed Nickel for a more transitional look. | BATH | Clement | Wall / Bath Lighting | Brushed Nickel | 962 | Steel | Satin Etched Glass | D:6.3125" H:5.125" |  |  | 4 Medium A19 9.3w |  | 4 | Yes | [14 empty] | 0 | [12 empty] | 84 | 168 | 252 | W:30 3/4'' H:8 7/16'' E:8 3/4'' | 6.2 |  |  | 30.75 | 8.4375 | Cap Nuts |  |  |  |  | 8.75 |  | No |  | No | [21 empty] | DP:1'' W:10 1/2'' H:5 1/2'' OB UP:5 1/8'' OB DOWN:3 5/16'' Oval |  |  |  | 6.5 | Black/White |  |  | Hardwired | 0 | 1 | 0 | 1 | 1 | 0 | 0 | 0 | 0 | 0 | 0 | 785652059391 | 30.25 | 14.25 | 9.25 | 9.8 | 2.307 | 175 | Yes | [9 empty] | cETL Damp | CLEMENT 4L SCONCE-962 | Four Light Wall / Bath |  | 4450504EN3-962.png | 4450504EN3.jpg
44526BLE-824 | Fluorescent Terranello Two Light Wall/Bath Vanity in Palladium with Dusted Ivory Glass |  | Fluorescent Wall/Bath/Vanity | Terranello | Wall / Bath Lighting | Palladium | 824 | Steel | Dusted Ivory Glass | D:5.6875" H:5.625" |  |  | 2 GU24 Self Ballasted CFL 13w |  | 2 | Yes | [14 empty] | 0 | [12 empty] | 59 | 118 | 177 | W:14 3/4'' H:11'' E:7 1/2'' |  |  |  | 14.75 | 11 | Wall / Bath |  |  |  |  | 7.5 |  | No |  | No | [21 empty] | DP:1 1/8'' W:5 1/8'' H:7 5/8'' OB UP:7 1/4'' OB DOWN:3 3/4'' Oval |  |  |  | 6.5 |  |  |  | Hardwired | 0 | 1 | 1 | 0 | 0 | 0 | 0 | 0 | 0 | 0 | 0 | 785652227943 | [15 empty] | C-UL-US Damp |  | Two Light Wall/Bath Sconce | Two Light Wall/Bath |  | 44526BLE-824.jpg | 44526BLE.jpg
44526BLE-845 | Fluorescent Terranello Two Light Wall/Bath Vanity in Flemish Bronze with Creme Parchment Glass |  | Fluorescent Wall/Bath/Vanity | Terranello | Wall / Bath Lighting | Flemish Bronze | 845 | Steel | Creme Parchment Glass | D:5.6875" H:5.625" |  |  | 2 GU24 Self Ballasted CFL 13w |  | 2 | Yes | [14 empty] | 0 | [12 empty] | 59 | 118 | 177 | W:14 3/4'' H:11'' E:7 1/2'' |  |  |  | 14.75 | 11 | Wall / Bath |  |  |  |  | 7.5 |  | No |  | No | [21 empty] | DP:1 1/8'' W:5 1/8'' H:7 5/8'' OB UP:7 1/4'' OB DOWN:3 3/4'' Oval |  |  |  | 6.5 |  |  |  | Hardwired | 0 | 1 | 1 | 0 | 0 | 0 | 0 | 0 | 0 | 0 | 0 | 785652223600 | [15 empty] | C-UL-US Damp |  | FLUORESCENT 2-LIGHT ATH VANITY -845 | Two Light Wall/Bath |  | 44526BLE-845.jpg | 44526BLE.jpg
44527BLE-824 | Fluorescent Terranello Three Light Wall/Bath Vanity in Palladium with Dusted Ivory Glass |  | Fluorescent Wall/Bath/Vanity | Terranello | Wall / Bath Lighting | Palladium | 824 | Steel | Dusted Ivory Glass | D:5.6875" H:5.625" |  |  | 3 GU24 Self Ballasted CFL 13w |  | 3 | Yes | [14 empty] | 0 | [12 empty] | 84 | 168 | 252 | W:23 3/4'' H:10'' E:7 1/2'' |  |  |  | 23.75 | 10 | Wall / Bath |  |  |  |  | 7.5 |  | No |  | No | [21 empty] | DP:1 1/8'' W:11 23/32'' H:5 1/8'' OB UP:5 1/2'' OB DOWN:4 1/2'' Oval |  |  |  | 6.5 |  |  |  | Hardwired | 0 | 1 | 1 | 0 | 0 | 0 | 0 | 0 | 0 | 0 | 0 | 785652227950 | [15 empty] | C-UL-US Damp |  | Three Light Wall/Bath Sconce | Three Light Wall/Bath |  | 44527BLE-824.jpg | 44527BLE.jpg
44527BLE-845 | Fluorescent Terranello Three Light Wall/Bath Vanity in Flemish Bronze with Creme Parchement Glass |  | Fluorescent Wall/Bath/Vanity | Terranello | Wall / Bath Lighting | Flemish Bronze | 845 | Steel | Creme Parchment Glass | D:5.6875" H:5.625" |  |  | 3 GU24 Self Ballasted CFL 13w |  | 3 | Yes | [14 empty] | 0 | [12 empty] | 84 | 168 | 252 | W:23 3/4'' H:10'' E:7 1/2'' |  |  |  | 23.75 | 10 | Wall / Bath |  |  |  |  | 7.5 |  | No |  | No | [21 empty] | DP:1 1/8'' W:11 23/32'' H:5 1/8'' OB UP:5 1/2'' OB DOWN:4 1/2'' Oval |  |  |  | 6.5 |  |  |  | Hardwired | 0 | 1 | 1 | 0 | 0 | 0 | 0 | 0 | 0 | 0 | 0 | 785652223624 | [15 empty] | C-UL-US Damp |  | FLUORESCENT 3LT BATH VANITY -845 | Three Light Wall/Bath |  | 44527BLE-845.jpg | 44527BLE.jpg
44528BLE-824 | Fluorescent Terranello Four Light Wall/Bath Vanity in Palladium with Dusted Ivory Glass |  | Fluorescent Wall/Bath/Vanity | Terranello | Wall / Bath Lighting | Palladium | 824 | Steel | Dusted Ivory Glass | D:5.6875" H:5.625" |  |  | 4 GU24 Self Ballasted CFL 13w |  | 4 | Yes | [14 empty] | 0 | [12 empty] | 109 | 218 | 327 | W:31 3/4'' H:10'' E:7 1/2'' |  |  |  | 31.75 | 10 | Wall / Bath |  |  |  |  | 7.5 |  | No |  | No | [21 empty] | DP:1 1/8'' W:11 23/32'' H:5 1/8'' OB UP:5 1/2'' OB DOWN:4 1/2'' Oval |  |  |  | 6.5 |  |  |  | Hardwired | 0 | 1 | 1 | 0 | 0 | 0 | 0 | 0 | 0 | 0 | 0 | 785652227974 | [15 empty] | C-UL-US Damp |  | Four Light Wall/Bath | Four Light Wall/Bath |  | 44528BLE-824.jpg | 44528BLe.jpg
44528BLE-845 | Fluorescent Terranello Four Light Wall/Bath Vanity in Flemish Bronze with Creme Parchment Glass |  | Fluorescent Wall/Bath/Vanity | Terranello | Wall / Bath Lighting | Flemish Bronze | 845 | Steel | Creme Parchment Glass | D:5.6875" H:5.625" |  |  | 4 GU24 Self Ballasted CFL 13w |  | 4 | Yes | [14 empty] | 0 | [12 empty] | 109 | 218 | 327 | W:31 3/4'' H:10'' E:7 1/2'' |  |  |  | 31.75 | 10 | Wall / Bath |  |  |  |  | 7.5 |  | No |  | No | [21 empty] | DP:1 1/8'' W:11 23/32'' H:5 1/8'' OB UP:5 1/2'' OB DOWN:4 1/2'' Oval |  |  |  | 6.5 |  |  |  | Hardwired | 0 | 1 | 1 | 0 | 0 | 0 | 0 | 0 | 0 | 0 | 0 | 785652223631 | [15 empty] | C-UL-US Damp |  | FLUORESCENT 4-LIGHT BTH VANITY -845 | Four Light Wall/Bath |  | 44528BLE-845.jpg | 44528BLE.jpg
44625-782 | One Light Wall / Bath | The Wheaton lighting collection by Sea Gull Lighting is a tribute to versatility. The Satin Etched glass can be coupled with either a Brushed Nickel finish for a soft contemporary feel or an Heirloom Bronze finish for a more rustic charm. Wheaton delivers excellent transitional style that can fit within various home decor styles. The assortment includes nine-light, five-light, and three-light chandeliers, pendants in four sizes, both flush and semi-flush ceiling fixtures, as well as one-light, two-light, three-light and four-light wall/bath fixtures. Both incandescent lamping and ENERGY STAR-qualified LED lamping are available. Most of these fixtures easily convert to LED by purchasing LED replacement lamps sold separately. | WALL SCONCE | Wheaton | Wall / Bath Lighting | Heirloom Bronze | 782 | Steel | Satin Etched Glass | D:6.375" H:4.4375" |  |  | 1 Medium A19 100w |  | 1 | No | [14 empty] | 0 | [12 empty] | 31.98 | 63.96 | 95.94 | W:6 1/2'' H:7 3/4'' E:8 1/4'' | 2.7 |  |  | 6.5 | 7.75 | Wall / Bath |  |  |  |  | 8.25 |  | No |  | No | [21 empty] | D:5 1/2'' DP:1 1/8'' OB UP:3 3/4'' OB DOWN:4'' |  |  |  | 6.5 |  |  | N/A | Hardwired | 0 | 1 | 0 | 0 | 1 | 0 | 0 | 1 | 0 | 0 | 0 | 785652446290 | 11.75 | 9.5 | 9.75 | 3.4 | 0.63 | 175 | Yes | [8 empty] | ETL Damp | cETL Damp | WHEATON 1L SCONCE-782 | One Light Wall / Bath |  | 44625-782.jpg | 44625.jpg
44625-962 | One Light Wall / Bath | The Wheaton lighting collection by Sea Gull Lighting is a tribute to versatility. The Satin Etched glass can be coupled with either a Brushed Nickel finish for a soft contemporary feel or an Heirloom Bronze finish for a more rustic charm. Wheaton delivers excellent transitional style that can fit within various home decor styles. The assortment includes nine-light, five-light, and three-light chandeliers, pendants in four sizes, both flush and semi-flush ceiling fixtures, as well as one-light, two-light, three-light and four-light wall/bath fixtures. Both incandescent lamping and ENERGY STAR-qualified LED lamping are available. Most of these fixtures easily convert to LED by purchasing LED replacement lamps sold separately. | WALL SCONCE | Wheaton | Wall / Bath Lighting | Brushed Nickel | 962 | Steel | Satin Etched Glass | D:6.375" H:4.4375" |  |  | 1 Medium A19 100w |  | 1 | No | [14 empty] | 0 | [12 empty] | 31.98 | 63.96 | 95.94 | W:6 1/2'' H:7 3/4'' E:8 1/4'' | 2.7 |  |  | 6.5 | 7.75 | Wall / Bath |  |  |  |  | 8.25 |  | No |  | No | [21 empty] | D:5 1/2'' DP:1 1/8'' OB UP:3 3/4'' OB DOWN:4'' |  |  |  | 6.5 |  |  | N/A | Hardwired | 0 | 1 | 0 | 0 | 1 | 0 | 0 | 1 | 0 | 0 | 0 | 785652443169 | 11.75 | 9.5 | 9.75 | 3.4 | 0.63 | 175 | Yes | [8 empty] | ETL Damp | cETL Damp | WHEATON 1L SCONCE-962 | One Light Wall / Bath |  | 44625-962.jpg | 44625.jpg
44625EN3-782 | One Light Wall / Bath Sconce | The Wheaton lighting collection by Sea Gull Lighting is a tribute to versatility. The Satin Etched glass can be coupled with either a Brushed Nickel finish for a soft contemporary feel or an Heirloom Bronze finish for a more rustic charm. Wheaton delivers excellent transitional style that can fit within various home decor styles. The assortment includes nine-light, five-light, and three-light chandeliers, pendants in four sizes, both flush and semi-flush ceiling fixtures, as well as one-light, two-light, three-light and four-light wall/bath fixtures. Both incandescent lamping and ENERGY STAR-qualified LED lamping are available. Most of these fixtures easily convert to LED by purchasing LED replacement lamps sold separately. | WALL SCONCE | Wheaton | Wall / Bath Lighting | Heirloom Bronze | 782 | Steel | Satin Etched Glass | D:6.375" H:4.4375" |  |  | 1 Medium A19 9.3w |  | 1 | Yes | [14 empty] | 0 | [12 empty] | 36.98 | 73.96 | 110.94 | W:6 1/2'' H:7 3/4'' E:8 1/4'' | 2.7 |  |  | 6.5 | 7.75 | Wall / Bath |  |  |  |  | 8.25 |  | No |  | No | [21 empty] | D:5 1/2'' DP:1 1/8'' OB UP:3 3/4'' OB DOWN:4'' |  |  |  | 6.5 | Black/White |  | N/A | Hardwired | 0 | 1 | 0 | 1 | 1 | 0 | 0 | 0 | 0 | 0 | 0 | 785652049743 | 11.75 | 9.5 | 9.75 | 3.4 | 0.63 | 175 | Yes | [8 empty] | ETL Damp | cETL Damp | WHEATON 1L SCONCE-782 | One Light Wall / Bath Sconce |  | 44625EN3-782.jpg | 44625.jpg
44625EN3-962 | One Light Wall / Bath Sconce | The Wheaton lighting collection by Sea Gull Lighting is a tribute to versatility. The Satin Etched glass can be coupled with either a Brushed Nickel finish for a soft contemporary feel or an Heirloom Bronze finish for a more rustic charm. Wheaton delivers excellent transitional style that can fit within various home decor styles. The assortment includes nine-light, five-light, and three-light chandeliers, pendants in four sizes, both flush and semi-flush ceiling fixtures, as well as one-light, two-light, three-light and four-light wall/bath fixtures. Both incandescent lamping and ENERGY STAR-qualified LED lamping are available. Most of these fixtures easily convert to LED by purchasing LED replacement lamps sold separately. | WALL SCONCE | Wheaton | Wall / Bath Lighting | Brushed Nickel | 962 | Steel | Satin Etched Glass | D:6.375" H:4.4375" |  |  | 1 Medium A19 9.3w |  | 1 | Yes | [14 empty] | 0 | [12 empty] | 36.98 | 73.96 | 110.94 | W:6 1/2'' H:7 3/4'' E:8 1/4'' | 2.7 |  |  | 6.5 | 7.75 | Wall / Bath |  |  |  |  | 8.25 |  | No |  | No | [21 empty] | D:5 1/2'' DP:1 1/8'' OB UP:3 3/4'' OB DOWN:4'' |  |  |  | 6.5 | Black/White |  | N/A | Hardwired | 0 | 1 | 0 | 1 | 1 | 0 | 0 | 0 | 0 | 0 | 0 | 785652049804 | 11.75 | 9.5 | 9.75 | 3.4 | 0.63 | 175 | Yes | [8 empty] | ETL Damp | cETL Damp | WHEATON 1L SCONCE-962 | One Light Wall / Bath Sconce |  | 44625EN3-962.jpg | 44625.jpg
44626-782 | Two Light Wall / Bath | The Wheaton lighting collection by Sea Gull Lighting is a tribute to versatility. The Satin Etched glass can be coupled with either a Brushed Nickel finish for a soft contemporary feel or an Heirloom Bronze finish for a more rustic charm. Wheaton delivers excellent transitional style that can fit within various home decor styles. The assortment includes nine-light, five-light, and three-light chandeliers, pendants in four sizes, both flush and semi-flush ceiling fixtures, as well as one-light, two-light, three-light and four-light wall/bath fixtures. Both incandescent lamping and ENERGY STAR-qualified LED lamping are available. Most of these fixtures easily convert to LED by purchasing LED replacement lamps sold separately. | BATH | Wheaton | Wall / Bath Lighting | Heirloom Bronze | 782 | Steel | Satin Etched Glass | D:6.375" H:4.4375" |  |  | 2 Medium A19 100w |  | 2 | No | [14 empty] | 0 | [12 empty] | 60.98 | 121.96 | 182.94 | W:15 1/4'' H:7 3/4'' E:8 1/4'' | 5.2 |  |  | 15.25 | 7.75 | Wall / Bath |  |  |  |  | 8.25 |  | No |  | No | [21 empty] | DP:1 1/8'' W:14 1/4'' H:5 1/2'' OB UP:3 3/4'' OB DOWN:4'' |  |  |  | 6.5 |  |  | N/A | Hardwired | 0 | 1 | 0 | 0 | 1 | 0 | 0 | 1 | 0 | 0 | 0 | 785652443121 | 22 | 10.25 | 9.5 | 6.5 | 1.24 | 175 | Yes | [8 empty] | ETL Damp | cETL Damp | WHEATON 2L BATH-782 | Two Light Wall / Bath |  | 44626-782.jpg | 44626.jpg
44626-962 | Two Light Wall / Bath | The Wheaton lighting collection by Sea Gull Lighting is a tribute to versatility. The Satin Etched glass can be coupled with either a Brushed Nickel finish for a soft contemporary feel or an Heirloom Bronze finish for a more rustic charm. Wheaton delivers excellent transitional style that can fit within various home decor styles. The assortment includes nine-light, five-light, and three-light chandeliers, pendants in four sizes, both flush and semi-flush ceiling fixtures, as well as one-light, two-light, three-light and four-light wall/bath fixtures. Both incandescent lamping and ENERGY STAR-qualified LED lamping are available. Most of these fixtures easily convert to LED by purchasing LED replacement lamps sold separately. | BATH | Wheaton | Wall / Bath Lighting | Brushed Nickel | 962 | Steel | Satin Etched Glass | D:6.375" H:4.4375" |  |  | 2 Medium A19 100w |  | 2 | No | [14 empty] | 0 | [12 empty] | 60.98 | 121.96 | 182.94 | W:15 1/4'' H:7 3/4'' E:8 1/4'' | 5.2 |  |  | 15.25 | 7.75 | Wall / Bath |  |  |  |  | 8.25 |  | No |  | No | [21 empty] | DP:1 1/8'' W:14 1/4'' H:5 1/2'' OB UP:3 3/4'' OB DOWN:4'' |  |  |  | 6.5 |  |  | N/A | Hardwired | 0 | 1 | 0 | 0 | 1 | 0 | 0 | 1 | 0 | 0 | 0 | 785652443190 | 22 | 10.25 | 9.5 | 6.5 | 1.24 | 175 | Yes | [8 empty] | ETL Damp | cETL Damp | WHEATON 2L BATH-962 | Two Light Wall / Bath |  | 44626-962.jpg | 44626.jpg
44626EN3-782 | Two Light Wall / Bath | The Wheaton lighting collection by Sea Gull Lighting is a tribute to versatility. The Satin Etched glass can be coupled with either a Brushed Nickel finish for a soft contemporary feel or an Heirloom Bronze finish for a more rustic charm. Wheaton delivers excellent transitional style that can fit within various home decor styles. The assortment includes nine-light, five-light, and three-light chandeliers, pendants in four sizes, both flush and semi-flush ceiling fixtures, as well as one-light, two-light, three-light and four-light wall/bath fixtures. Both incandescent lamping and ENERGY STAR-qualified LED lamping are available. Most of these fixtures easily convert to LED by purchasing LED replacement lamps sold separately. | BATH | Wheaton | Wall / Bath Lighting | Heirloom Bronze | 782 | Steel | Satin Etched Glass | D:6.375" H:4.4375" |  |  | 2 Medium A19 9.3w |  | 2 | Yes | [14 empty] | 0 | [12 empty] | 71.48 | 142.96 | 214.44 | W:15 1/4'' H:7 3/4'' E:8 1/4'' | 5.2 |  |  | 15.25 | 7.75 | Wall / Bath |  |  |  |  | 8.25 |  | No |  | No | [21 empty] | DP:1 1/8'' W:14 1/4'' H:5 1/2'' OB UP:3 3/4'' OB DOWN:4'' |  |  |  | 6.5 | Black/White |  | N/A | Hardwired | 0 | 1 | 0 | 1 | 1 | 0 | 0 | 0 | 0 | 0 | 0 | 785652049811 | 22 | 10.25 | 9.5 | 6.5 | 1.24 | 175 | Yes | [8 empty] | ETL Damp | cETL Damp | WHEATON 2L BATH-782 | Two Light Wall / Bath |  | 44626EN3-782.jpg | 44626.jpg
44626EN3-962 | Two Light Wall / Bath | The Wheaton lighting collection by Sea Gull Lighting is a tribute to versatility. The Satin Etched glass can be coupled with either a Brushed Nickel finish for a soft contemporary feel or an Heirloom Bronze finish for a more rustic charm. Wheaton delivers excellent transitional style that can fit within various home decor styles. The assortment includes nine-light, five-light, and three-light chandeliers, pendants in four sizes, both flush and semi-flush ceiling fixtures, as well as one-light, two-light, three-light and four-light wall/bath fixtures. Both incandescent lamping and ENERGY STAR-qualified LED lamping are available. Most of these fixtures easily convert to LED by purchasing LED replacement lamps sold separately. | BATH | Wheaton | Wall / Bath Lighting | Brushed Nickel | 962 | Steel | Satin Etched Glass | D:6.375" H:4.4375" |  |  | 2 Medium A19 9.3w |  | 2 | Yes | [14 empty] | 0 | [12 empty] | 71.48 | 142.96 | 214.44 | W:15 1/4'' H:7 3/4'' E:8 1/4'' | 5.2 |  |  | 15.25 | 7.75 | Center Lock-Up |  |  |  |  | 8.25 |  | No |  | No | [21 empty] | DP:1 1/8'' W:14 1/4'' H:5 1/2'' OB UP:3 3/4'' OB DOWN:4'' |  |  |  | 6.5 | Black/White |  | N/A | Hardwired | 0 | 1 | 0 | 1 | 1 | 0 | 0 | 0 | 0 | 0 | 0 | 785652049828 | 22 | 10.25 | 9.5 | 6.5 | 1.24 | 175 | Yes | [8 empty] | ETL Damp | cETL Damp | WHEATON 2L BATH-962 | Two Light Wall / Bath |  | 44626EN3-962.jpg | 44626.jpg
44627-782 | Three Light Wall / Bath | The Wheaton lighting collection by Sea Gull Lighting is a tribute to versatility. The Satin Etched glass can be coupled with either a Brushed Nickel finish for a soft contemporary feel or an Heirloom Bronze finish for a more rustic charm. Wheaton delivers excellent transitional style that can fit within various home decor styles. The assortment includes nine-light, five-light, and three-light chandeliers, pendants in four sizes, both flush and semi-flush ceiling fixtures, as well as one-light, two-light, three-light and four-light wall/bath fixtures. Both incandescent lamping and ENERGY STAR-qualified LED lamping are available. Most of these fixtures easily convert to LED by purchasing LED replacement lamps sold separately. | BATH | Wheaton | Wall / Bath Lighting | Heirloom Bronze | 782 | Steel | Satin Etched Glass | D:6.375" H:4.4375" |  |  | 3 Medium A19 100w |  | 3 | No | [14 empty] | 0 | [12 empty] | 88.98 | 177.96 | 266.94 | W:23 3/4'' H:7 3/4'' E:8 1/4'' | 7.8 |  |  | 23.75 | 7.75 | Wall / Bath |  |  |  |  | 8.25 |  | No |  | No | [21 empty] | DP:1 1/8'' W:22 15/16'' H:5 1/2'' OB UP:3 3/4'' OB DOWN:4'' |  |  |  | 6.5 |  |  | N/A | Hardwired | 0 | 1 | 0 | 0 | 1 | 0 | 0 | 1 | 0 | 0 | 0 | 785652443138 | 30 | 10.25 | 9.5 | 9.9 | 1.691 | 175 | Yes | [8 empty] | ETL Damp | cETL Damp | WHEATON 3L BATH-782 | Three Light Wall / Bath |  | 44627-782.jpg | 44627.jpg
44627-962 | Three Light Wall / Bath | The Wheaton lighting collection by Sea Gull Lighting is a tribute to versatility. The Satin Etched glass can be coupled with either a Brushed Nickel finish for a soft contemporary feel or an Heirloom Bronze finish for a more rustic charm. Wheaton delivers excellent transitional style that can fit within various home decor styles. The assortment includes nine-light, five-light, and three-light chandeliers, pendants in four sizes, both flush and semi-flush ceiling fixtures, as well as one-light, two-light, three-light and four-light wall/bath fixtures. Both incandescent lamping and ENERGY STAR-qualified LED lamping are available. Most of these fixtures easily convert to LED by purchasing LED replacement lamps sold separately. | BATH | Wheaton | Wall / Bath Lighting | Brushed Nickel | 962 | Steel | Satin Etched Glass | D:6.375" H:4.4375" |  |  | 3 Medium A19 100w |  | 3 | No | [14 empty] | 0 | [12 empty] | 88.98 | 177.96 | 266.94 | W:23 3/4'' H:7 3/4'' E:8 1/4'' | 7.8 |  |  | 23.75 | 7.75 | Wall / Bath |  |  |  |  | 8.25 |  | No |  | No | [21 empty] | DP:1 1/8'' W:23'' H:5 1/2'' OB UP:3 3/4'' OB DOWN:4'' |  |  |  | 6.5 |  |  | N/A | Hardwired | 0 | 1 | 0 | 0 | 1 | 0 | 0 | 1 | 0 | 0 | 0 | 785652443206 | 30 | 10.25 | 9.5 | 9.9 | 1.691 | 175 | Yes | [8 empty] | ETL Damp | cETL Damp | WHEATON 3L BATH-962 | Three Light Wall / Bath |  | 44627-962.jpg | 44627.jpg
44627EN3-782 | Three Light Wall / Bath | The Wheaton lighting collection by Sea Gull Lighting is a tribute to versatility. The Satin Etched glass can be coupled with either a Brushed Nickel finish for a soft contemporary feel or an Heirloom Bronze finish for a more rustic charm. Wheaton delivers excellent transitional style that can fit within various home decor styles. The assortment includes nine-light, five-light, and three-light chandeliers, pendants in four sizes, both flush and semi-flush ceiling fixtures, as well as one-light, two-light, three-light and four-light wall/bath fixtures. Both incandescent lamping and ENERGY STAR-qualified LED lamping are available. Most of these fixtures easily convert to LED by purchasing LED replacement lamps sold separately. | BATH | Wheaton | Wall / Bath Lighting | Heirloom Bronze | 782 | Steel | Satin Etched Glass | D:6.375" H:4.4375" |  |  | 3 Medium A19 9.3w |  | 3 | Yes | [14 empty] | 0 | [12 empty] | 106.48 | 212.96 | 319.44 | W:23 3/4'' H:7 3/4'' E:8 1/4'' | 7.8 |  |  | 23.75 | 7.75 | Wall / Bath |  |  |  |  | 8.25 |  | No |  | No | [21 empty] | DP:1 1/8'' W:22 15/16'' H:5 1/2'' OB UP:3 3/4'' OB DOWN:4'' |  |  |  | 6.5 | Black/White |  | N/A | Hardwired | 0 | 1 | 0 | 1 | 1 | 0 | 0 | 0 | 0 | 0 | 0 | 785652049835 | 30 | 10.25 | 9.5 | 9.9 | 1.691 | 175 | Yes | [8 empty] | ETL Damp | cETL Damp | WHEATON 3L BATH-782 | Three Light Wall / Bath |  | 44627EN3-782.jpg | 44627.jpg
44627EN3-962 | Three Light Wall / Bath | The Wheaton lighting collection by Sea Gull Lighting is a tribute to versatility. The Satin Etched glass can be coupled with either a Brushed Nickel finish for a soft contemporary feel or an Heirloom Bronze finish for a more rustic charm. Wheaton delivers excellent transitional style that can fit within various home decor styles. The assortment includes nine-light, five-light, and three-light chandeliers, pendants in four sizes, both flush and semi-flush ceiling fixtures, as well as one-light, two-light, three-light and four-light wall/bath fixtures. Both incandescent lamping and ENERGY STAR-qualified LED lamping are available. Most of these fixtures easily convert to LED by purchasing LED replacement lamps sold separately. | BATH | Wheaton | Wall / Bath Lighting | Brushed Nickel | 962 | Steel | Satin Etched Glass | D:6.375" H:4.4375" |  |  | 3 Medium A19 9.3w |  | 3 | Yes | [14 empty] | 0 | [12 empty] | 106.48 | 212.96 | 319.44 | W:23 3/4'' H:7 3/4'' E:8 1/4'' | 7.8 |  |  | 23.75 | 7.75 | Wall / Bath |  |  |  |  | 8.25 |  | No |  | No | [21 empty] | DP:1 1/8'' W:22 15/16'' H:5 1/2'' OB UP:3 3/4'' OB DOWN:4'' |  |  |  | 6.5 | Black/White |  | N/A | Hardwired | 0 | 1 | 0 | 1 | 1 | 0 | 0 | 0 | 0 | 0 | 0 | 785652049842 | 30 | 10.25 | 9.5 | 9.9 | 1.691 | 175 | Yes | [8 empty] | ETL Damp | cETL Damp | WHEATON 3L BATH-962 | Three Light Wall / Bath |  | 44627EN3-962.jpg | 44627.jpg
44628-782 | Four Light Wall / Bath | The Wheaton lighting collection by Sea Gull Lighting is a tribute to versatility. The Satin Etched glass can be coupled with either a Brushed Nickel finish for a soft contemporary feel or an Heirloom Bronze finish for a more rustic charm. Wheaton delivers excellent transitional style that can fit within various home decor styles. The assortment includes nine-light, five-light, and three-light chandeliers, pendants in four sizes, both flush and semi-flush ceiling fixtures, as well as one-light, two-light, three-light and four-light wall/bath fixtures. Both incandescent lamping and ENERGY STAR-qualified LED lamping are available. Most of these fixtures easily convert to LED by purchasing LED replacement lamps sold separately. | BATH | Wheaton | Wall / Bath Lighting | Heirloom Bronze | 782 | Steel | Satin Etched Glass | D:6.375" H:4.4375" |  |  | 4 Medium A19 100w |  | 4 | No | [14 empty] | 0 | [12 empty] | 116.48 | 232.96 | 349.44 | W:32 1/2'' H:7 3/4'' E:8 1/4'' | 10.5 |  |  | 32.5 | 7.75 | Wall / Bath |  |  |  |  | 8.25 |  | No |  | No | [21 empty] | DP:1 1/8'' W:31 5/8'' H:5 1/2'' OB UP:3 3/4'' OB DOWN:4'' |  |  |  | 6.5 |  |  | N/A | Hardwired | 0 | 1 | 0 | 0 | 1 | 0 | 0 | 1 | 0 | 0 | 0 | 785652443152 | 38.75 | 10.25 | 9.5 | 13.1 | 2.184 | 125 | Yes | [8 empty] | ETL Damp | cETL Damp | WHEATON 4L BATH-782 | Four Light Wall / Bath |  | 44628-782.jpg | 44628.jpg
44628-962 | Four Light Wall / Bath | The Wheaton lighting collection by Sea Gull Lighting is a tribute to versatility. The Satin Etched glass can be coupled with either a Brushed Nickel finish for a soft contemporary feel or an Heirloom Bronze finish for a more rustic charm. Wheaton delivers excellent transitional style that can fit within various home decor styles. The assortment includes nine-light, five-light, and three-light chandeliers, pendants in four sizes, both flush and semi-flush ceiling fixtures, as well as one-light, two-light, three-light and four-light wall/bath fixtures. Both incandescent lamping and ENERGY STAR-qualified LED lamping are available. Most of these fixtures easily convert to LED by purchasing LED replacement lamps sold separately. | BATH | Wheaton | Wall / Bath Lighting | Brushed Nickel | 962 | Steel | Satin Etched Glass | D:6.375" H:4.4375" |  |  | 4 Medium A19 100w |  | 4 | No | [14 empty] | 0 | [12 empty] | 116.48 | 232.96 | 349.44 | W:32 1/2'' H:7 3/4'' E:8 1/4'' | 10.5 |  |  | 32.5 | 7.75 | Wall / Bath |  |  |  |  | 8.25 |  | No |  | No | [21 empty] | DP:1 1/8'' W:31 5/8'' H:5 1/2'' OB UP:3 3/4'' OB DOWN:4'' |  |  |  | 6.5 |  |  | N/A | Hardwired | 0 | 1 | 0 | 0 | 1 | 0 | 0 | 1 | 0 | 0 | 0 | 785652443213 | 38.75 | 10.25 | 9.5 | 13.1 | 2.184 | 125 | Yes | [8 empty] | ETL Damp | cETL Damp | WHEATON 4L BATH-962 | Four Light Wall / Bath |  | 44628-962.jpg | 44628.jpg
44628EN3-782 | Four Light Wall / Bath | The Wheaton lighting collection by Sea Gull Lighting is a tribute to versatility. The Satin Etched glass can be coupled with either a Brushed Nickel finish for a soft contemporary feel or an Heirloom Bronze finish for a more rustic charm. Wheaton delivers excellent transitional style that can fit within various home decor styles. The assortment includes nine-light, five-light, and three-light chandeliers, pendants in four sizes, both flush and semi-flush ceiling fixtures, as well as one-light, two-light, three-light and four-light wall/bath fixtures. Both incandescent lamping and ENERGY STAR-qualified LED lamping are available. Most of these fixtures easily convert to LED by purchasing LED replacement lamps sold separately. | BATH | Wheaton | Wall / Bath Lighting | Heirloom Bronze | 782 | Steel | Satin Etched Glass | D:6.375" H:4.4375" |  |  | 4 Medium A19 9.3w |  | 4 | Yes | [14 empty] | 0 | [12 empty] | 138.48 | 276.96 | 415.44 | W:32 1/2'' H:7 3/4'' E:8 1/4'' | 10.5 |  |  | 32.5 | 7.75 | Wall / Bath |  |  |  |  | 8.25 |  | No |  | No | [21 empty] | DP:1 1/8'' W:31 5/8'' H:5 1/2'' OB UP:3 3/4'' OB DOWN:4'' |  |  |  | 6.5 | Black/White |  | N/A | Hardwired | 0 | 1 | 0 | 1 | 1 | 0 | 0 | 0 | 0 | 0 | 0 | 785652049859 | 38.75 | 10.25 | 9.5 | 13.1 | 2.184 | 125 | Yes | [8 empty] | ETL Damp | cETL Damp | WHEATON 4L BATH-782 | Four Light Wall / Bath |  | 44628EN3-782.jpg | 44628.jpg
44628EN3-962 | Four Light Wall / Bath | The Wheaton lighting collection by Sea Gull Lighting is a tribute to versatility. The Satin Etched glass can be coupled with either a Brushed Nickel finish for a soft contemporary feel or an Heirloom Bronze finish for a more rustic charm. Wheaton delivers excellent transitional style that can fit within various home decor styles. The assortment includes nine-light, five-light, and three-light chandeliers, pendants in four sizes, both flush and semi-flush ceiling fixtures, as well as one-light, two-light, three-light and four-light wall/bath fixtures. Both incandescent lamping and ENERGY STAR-qualified LED lamping are available. Most of these fixtures easily convert to LED by purchasing LED replacement lamps sold separately. | BATH | Wheaton | Wall / Bath Lighting | Brushed Nickel | 962 | Steel | Satin Etched Glass | D:6.375" H:4.4375" |  |  | 4 Medium A19 9.3w |  | 4 | Yes | [14 empty] | 0 | [12 empty] | 138.48 | 276.96 | 415.44 | W:32 1/2'' H:7 3/4'' E:8 1/4'' | 10.5 |  |  | 32.5 | 7.75 | Wall / Bath |  |  |  |  | 8.25 |  | No |  | No | [21 empty] | DP:1 1/8'' W:31 5/8'' H:5 1/2'' OB UP:3 3/4'' OB DOWN:4'' |  |  |  | 6.5 | Black/White |  | N/A | Hardwired | 0 | 1 | 0 | 1 | 1 | 0 | 0 | 0 | 0 | 0 | 0 | 785652049866 | 38.75 | 10.25 | 9.5 | 13.1 | 2.184 | 125 | Yes | [8 empty] | ETL Damp | cETL Damp | WHEATON 4L BATH-962 | Four Light Wall / Bath |  | 44628EN3-962.jpg | 44628.jpg
44660-839 | One Light Wall / Bath Sconce | The Winnetka indoor lighting collection by Sea Gull Lighting has a clean design which lends itself to a modern-mission style. The geometric, cylinder design has subtle ornamentation, while still offering impressive style. The indoor lighting collection is offered in Brushed Nickel or textured Blacksmith finishes, both with Satin Etched glass. The assortment includes 15-light, nine-light, five-light, and three-light chandeliers, pendants in four sizes, both flush and semi-flush ceiling fixtures, as well as one-light, two-light, three-light and four-light wall/bath fixtures. Most of these fixtures easily convert to LED by purchasing LED replacement lamps sold separately. | WALL SCONCE | Winnetka | Wall / Bath Lighting | Blacksmith | 839 | Steel | Satin Etched Glass | D:4" H:5.75" |  |  | 1 Medium A19 100w |  | 1 | No | [14 empty] | 0 | [12 empty] | 42.48 | 84.96 | 127.44 | W:6'' H:9 1/4'' E:7 1/2'' | 2.44 |  |  | 6 | 9.25 | Center Lock-Up |  |  |  |  | 7.5 |  | No |  | No | [21 empty] | D:6'' DP:1 9/16'' OB UP:4'' OB DOWN:5 1/4'' |  |  |  | 6.5 |  |  | N/A | Hardwired | 0 | 1 | 0 | 0 | 1 | 0 | 0 | 1 | 0 | 0 | 0 | 785652416620 | 8.75 | 8.25 | 12.75 | 3.1 | 0.533 | 175 | Yes | [8 empty] | ETL Damp | cETL Damp | WINNETKA 1L SCONCE-839 | One Light Wall / Bath Sconce |  | 44660-839.jpg | 44660.jpg
44660-962 | One Light Wall / Bath Sconce | The Winnetka indoor lighting collection by Sea Gull Lighting has a clean design which lends itself to a modern-mission style. The geometric, cylinder design has subtle ornamentation, while still offering impressive style. The indoor lighting collection is offered in Brushed Nickel or textured Blacksmith finishes, both with Satin Etched glass. The assortment includes 15-light, nine-light, five-light, and three-light chandeliers, pendants in four sizes, both flush and semi-flush ceiling fixtures, as well as one-light, two-light, three-light and four-light wall/bath fixtures. Most of these fixtures easily convert to LED by purchasing LED replacement lamps sold separately. | WALL SCONCE | Winnetka | Wall / Bath Lighting | Brushed Nickel | 962 | Steel | Satin Etched Glass | D:4" H:5.75" |  |  | 1 Medium A19 100w |  | 1 | No | [14 empty] | 0 | [12 empty] | 42.48 | 84.96 | 127.44 | W:6'' H:9 1/4'' E:7 1/2'' | 2.44 |  |  | 6 | 9.25 | Center Lock-Up |  |  |  |  | 7.5 |  | No |  | No | [21 empty] | D:6'' DP:1 9/16'' OB UP:4'' OB DOWN:5 1/4'' |  |  |  | 6.5 |  |  | N/A | Hardwired | 0 | 1 | 0 | 0 | 1 | 0 | 0 | 1 | 0 | 0 | 0 | 785652446641 | 8.75 | 8.25 | 12.75 | 3.1 | 0.533 | 175 | Yes | [8 empty] | ETL Damp | cETL Damp | WINNETKA 1L SCONCE-962 | One Light Wall / Bath Sconce |  | 44660-962.jpg | 44660.jpg
44660EN3-839 | One Light Wall / Bath Sconce | The Winnetka indoor lighting collection by Sea Gull Lighting has a clean design which lends itself to a modern-mission style. The geometric, cylinder design has subtle ornamentation, while still offering impressive style. The indoor lighting collection is offered in Brushed Nickel or textured Blacksmith finishes, both with Satin Etched glass. The assortment includes 15-light, nine-light, five-light, and three-light chandeliers, pendants in four sizes, both flush and semi-flush ceiling fixtures, as well as one-light, two-light, three-light and four-light wall/bath fixtures. Most of these fixtures easily convert to LED by purchasing LED replacement lamps sold separately. | WALL SCONCE | Winnetka | Wall / Bath Lighting | Blacksmith | 839 | Steel | Satin Etched Glass | D:4" H:5.75" |  |  | 1 Medium A19 9.3w |  | 1 | Yes | [14 empty] | 0 | [12 empty] | 47.48 | 94.96 | 142.44 | W:6'' H:9 1/4'' E:7 1/2'' | 2.44 |  |  | 6 | 9.25 | Center Lock-Up |  |  |  |  | 7.5 |  | No |  | No | [21 empty] | D:6'' DP:1 9/16'' OB UP:4'' OB DOWN:5 1/4'' |  |  |  | 6.5 | Black/White |  | N/A | Hardwired | 0 | 1 | 0 | 1 | 1 | 0 | 0 | 0 | 0 | 0 | 0 | 785652047756 | 12.75 | 8.25 | 8.75 | 3.1 | 0.533 | 175 | Yes | [8 empty] | ETL Damp | cETL Damp | WINNETKA 1L SCONCE-839 | One Light Wall / Bath Sconce |  | 44660EN3-839.jpg | 44660.jpg
44660EN3-962 | One Light Wall / Bath Sconce | The Winnetka indoor lighting collection by Sea Gull Lighting has a clean design which lends itself to a modern-mission style. The geometric, cylinder design has subtle ornamentation, while still offering impressive style. The indoor lighting collection is offered in Brushed Nickel or textured Blacksmith finishes, both with Satin Etched glass. The assortment includes 15-light, nine-light, five-light, and three-light chandeliers, pendants in four sizes, both flush and semi-flush ceiling fixtures, as well as one-light, two-light, three-light and four-light wall/bath fixtures. Most of these fixtures easily convert to LED by purchasing LED replacement lamps sold separately. | WALL SCONCE | Winnetka | Wall / Bath Lighting | Brushed Nickel | 962 | Steel | Satin Etched Glass | D:4" H:5.75" |  |  | 1 Medium A19 9.3w |  | 1 | Yes | [14 empty] | 0 | [12 empty] | 47.48 | 94.96 | 142.44 | W:6'' H:9 1/4'' E:7 1/2'' | 2.44 |  |  | 6 | 9.25 | Center Lock-Up |  |  |  |  | 7.5 |  | No |  | No | [21 empty] | D:6'' DP:1 9/16'' OB UP:4'' OB DOWN:5 1/4'' |  |  |  | 6.5 | Black/White |  | N/A | Hardwired | 0 | 1 | 0 | 1 | 1 | 0 | 0 | 0 | 0 | 0 | 0 | 785652047763 | 12.75 | 8.25 | 8.75 | 3.1 | 0.533 | 175 | Yes | [8 empty] | ETL Damp | cETL Damp | WINNETKA 1L SCONCE-962 | One Light Wall / Bath Sconce |  | 44660EN3-962.jpg | 44660.jpg
44661-839 | Two Light Wall / Bath | The Winnetka indoor lighting collection by Sea Gull Lighting has a clean design which lends itself to a modern-mission style. The geometric, cylinder design has subtle ornamentation, while still offering impressive style. The indoor lighting collection is offered in Brushed Nickel or textured Blacksmith finishes, both with Satin Etched glass. The assortment includes 15-light, nine-light, five-light, and three-light chandeliers, pendants in four sizes, both flush and semi-flush ceiling fixtures, as well as one-light, two-light, three-light and four-light wall/bath fixtures. Most of these fixtures easily convert to LED by purchasing LED replacement lamps sold separately. | BATH | Winnetka | Wall / Bath Lighting | Blacksmith | 839 | Steel | Satin Etched Glass | D:4" H:5.75" |  |  | 2 Medium A19 100w |  | 2 | No | [14 empty] | 0 | [12 empty] | 85.48 | 170.96 | 256.44 | W:14'' H:9 1/4'' E:8 1/2'' | 5.8 |  |  | 14 | 9.25 | Cap Nuts |  |  |  |  | 8.5 |  | No |  | No | [21 empty] | DP:1 3/8'' W:13 1/2'' H:5 3/8'' OB UP:4'' OB DOWN:5 1/4'' |  |  |  | 6.5 |  |  | N/A | Hardwired | 0 | 1 | 0 | 0 | 1 | 0 | 0 | 1 | 0 | 0 | 0 | 785652416637 | 15.5 | 10 | 12.5 | 7.3 | 1.121 | 125 | Yes | [8 empty] | ETL Damp | cETL Damp | WINNETKA 2L BATH-839 | Two Light Wall / Bath |  | 44661-839.jpg | 44661.jpg
44661-962 | Two Light Wall / Bath | The Winnetka indoor lighting collection by Sea Gull Lighting has a clean design which lends itself to a modern-mission style. The geometric, cylinder design has subtle ornamentation, while still offering impressive style. The indoor lighting collection is offered in Brushed Nickel or textured Blacksmith finishes, both with Satin Etched glass. The assortment includes 15-light, nine-light, five-light, and three-light chandeliers, pendants in four sizes, both flush and semi-flush ceiling fixtures, as well as one-light, two-light, three-light and four-light wall/bath fixtures. Most of these fixtures easily convert to LED by purchasing LED replacement lamps sold separately. | BATH | Winnetka | Wall / Bath Lighting | Brushed Nickel | 962 | Steel | Satin Etched Glass | D:4" H:5.75" |  |  | 2 Medium A19 100w |  | 2 | No | [14 empty] | 0 | [12 empty] | 85.48 | 170.96 | 256.44 | W:14'' H:9 1/4'' E:8 1/2'' | 5.8 |  |  | 14 | 9.25 | Cap Nuts |  |  |  |  | 8.5 |  | No |  | No | [21 empty] | DP:1 3/8'' W:13 1/2'' H:5 3/8'' OB UP:4'' OB DOWN:5 1/4'' |  |  |  | 6.5 |  |  | N/A | Hardwired | 0 | 1 | 0 | 0 | 1 | 0 | 0 | 1 | 0 | 0 | 0 | 785652446658 | 16.75 | 10.25 | 11.75 | 6.9 | 1.167 | 175 | Yes | [8 empty] | ETL Damp | cETL Damp | WINNETKA 2L BATH-962 | Two Light Wall / Bath |  | 44661-962.jpg | 44661.jpg
44661EN3-839 | Two Light Wall / Bath | The Winnetka indoor lighting collection by Sea Gull Lighting has a clean design which lends itself to a modern-mission style. The geometric, cylinder design has subtle ornamentation, while still offering impressive style. The indoor lighting collection is offered in Brushed Nickel or textured Blacksmith finishes, both with Satin Etched glass. The assortment includes 15-light, nine-light, five-light, and three-light chandeliers, pendants in four sizes, both flush and semi-flush ceiling fixtures, as well as one-light, two-light, three-light and four-light wall/bath fixtures. Most of these fixtures easily convert to LED by purchasing LED replacement lamps sold separately. | BATH | Winnetka | Wall / Bath Lighting | Blacksmith | 839 | Steel | Satin Etched Glass | D:4" H:5.75" |  |  | 2 Medium A19 9.3w |  | 2 | Yes | [14 empty] | 0 | [12 empty] | 95.48 | 190.96 | 286.44 | W:14'' H:9 1/4'' E:8 1/2'' | 5.8 |  |  | 14 | 9.25 | Cap Nuts |  |  |  |  | 8.5 |  | No |  | No | [21 empty] | DP:1 3/8'' W:13 1/2'' H:5 3/8'' OB UP:4'' OB DOWN:5 1/4'' |  |  |  | 6.5 | Black/White |  | N/A | Hardwired | 0 | 1 | 0 | 1 | 1 | 0 | 0 | 0 | 0 | 0 | 0 | 785652047770 | 15.5 | 10 | 12.5 | 7.3 | 1.121 | 125 | Yes | [8 empty] | ETL Damp | cETL Damp | WINNETKA 2L BATH-839 | Two Light Wall / Bath |  | 44661EN3-839.jpg | 44661.jpg
44661EN3-962 | Two Light Wall / Bath | The Winnetka indoor lighting collection by Sea Gull Lighting has a clean design which lends itself to a modern-mission style. The geometric, cylinder design has subtle ornamentation, while still offering impressive style. The indoor lighting collection is offered in Brushed Nickel or textured Blacksmith finishes, both with Satin Etched glass. The assortment includes 15-light, nine-light, five-light, and three-light chandeliers, pendants in four sizes, both flush and semi-flush ceiling fixtures, as well as one-light, two-light, three-light and four-light wall/bath fixtures. Most of these fixtures easily convert to LED by purchasing LED replacement lamps sold separately. | BATH | Winnetka | Wall / Bath Lighting | Brushed Nickel | 962 | Steel | Satin Etched Glass | D:4" H:5.75" |  |  | 2 Medium A19 9.3w |  | 2 | Yes | [14 empty] | 0 | [12 empty] | 95.48 | 190.96 | 286.44 | W:14'' H:9 1/4'' E:8 1/2'' | 5.8 |  |  | 14 | 9.25 | Cap Nuts |  |  |  |  | 8.5 |  | No |  | No | [21 empty] | DP:1 3/8'' W:13 1/2'' H:5 3/8'' OB UP:4'' OB DOWN:5 1/4'' |  |  |  | 6.5 | Black/White |  | N/A | Hardwired | 0 | 1 | 0 | 1 | 1 | 0 | 0 | 0 | 0 | 0 | 0 | 785652047787 | 16.75 | 10.25 | 11.75 | 6.9 | 1.167 | 175 | Yes | [8 empty] | ETL Damp | cETL Damp | WINNETKA 2L BATH-962 | Two Light Wall / Bath |  | 44661EN3-962.jpg | 44661.jpg
44662-839 | Three Light Wall / Bath | The Winnetka indoor lighting collection by Sea Gull Lighting has a clean design which lends itself to a modern-mission style. The geometric, cylinder design has subtle ornamentation, while still offering impressive style. The indoor lighting collection is offered in Brushed Nickel or textured Blacksmith finishes, both with Satin Etched glass. The assortment includes 15-light, nine-light, five-light, and three-light chandeliers, pendants in four sizes, both flush and semi-flush ceiling fixtures, as well as one-light, two-light, three-light and four-light wall/bath fixtures. Most of these fixtures easily convert to LED by purchasing LED replacement lamps sold separately. | BATH | Winnetka | Wall / Bath Lighting | Blacksmith | 839 | Steel | Satin Etched Glass | D:4" H:5.75" |  |  | 3 Medium A19 100w |  | 3 | No | [14 empty] | 0 | [12 empty] | 124.98 | 249.96 | 374.94 | W:23'' H:9 1/4'' E:8 1/2'' | 9.3 |  |  | 23 | 9.25 | Wall / Bath |  |  |  |  | 8.5 |  | No |  | No | [21 empty] | DP:1 3/8'' W:22 1/2'' H:5 3/8'' OB UP:4'' OB DOWN:5 1/4'' |  |  |  | 6.5 |  |  | N/A | Hardwired | 0 | 1 | 0 | 0 | 1 | 0 | 0 | 1 | 0 | 0 | 0 | 785652416644 | 24.5 | 10 | 12.25 | 12 | 1.737 | 125 | Yes | [8 empty] | ETL Damp | cETL Damp | WINNETKA 3L BATH-839 | Three Light Wall / Bath |  | 44662-839.jpg | 44662.jpg
44662-962 | Three Light Wall / Bath | The Winnetka indoor lighting collection by Sea Gull Lighting has a clean design which lends itself to a modern-mission style. The geometric, cylinder design has subtle ornamentation, while still offering impressive style. The indoor lighting collection is offered in Brushed Nickel or textured Blacksmith finishes, both with Satin Etched glass. The assortment includes 15-light, nine-light, five-light, and three-light chandeliers, pendants in four sizes, both flush and semi-flush ceiling fixtures, as well as one-light, two-light, three-light and four-light wall/bath fixtures. Most of these fixtures easily convert to LED by purchasing LED replacement lamps sold separately. | BATH | Winnetka | Wall / Bath Lighting | Brushed Nickel | 962 | Steel | Satin Etched Glass | D:4" H:5.75" |  |  | 3 Medium A19 100w |  | 3 | No | [14 empty] | 0 | [12 empty] | 124.98 | 249.96 | 374.94 | W:23'' H:9 1/4'' E:8 1/2'' | 9.3 |  |  | 23 | 9.25 | Wall / Bath |  |  |  |  | 8.5 |  | No |  | No | [21 empty] | DP:1 3/8'' W:22 1/2'' H:5 3/8'' OB UP:4'' OB DOWN:5 1/4'' |  |  |  | 6.5 |  |  | N/A | Hardwired | 0 | 1 | 0 | 0 | 1 | 0 | 0 | 1 | 0 | 0 | 0 | 785652446665 | 24.5 | 10 | 12.25 | 12 | 1.737 | 125 | Yes | [8 empty] | ETL Damp | cETL Damp | WINNETKA 3L BATH-962 | Three Light Wall / Bath |  | 44662-962.jpg | 44662.jpg
44662EN3-839 | Three Light Wall / Bath | The Winnetka indoor lighting collection by Sea Gull Lighting has a clean design which lends itself to a modern-mission style. The geometric, cylinder design has subtle ornamentation, while still offering impressive style. The indoor lighting collection is offered in Brushed Nickel or textured Blacksmith finishes, both with Satin Etched glass. The assortment includes 15-light, nine-light, five-light, and three-light chandeliers, pendants in four sizes, both flush and semi-flush ceiling fixtures, as well as one-light, two-light, three-light and four-light wall/bath fixtures. Most of these fixtures easily convert to LED by purchasing LED replacement lamps sold separately. | BATH | Winnetka | Wall / Bath Lighting | Blacksmith | 839 | Steel | Satin Etched Glass | D:4" H:5.75" |  |  | 3 Medium A19 9.3w |  | 3 | Yes | [14 empty] | 0 | [12 empty] | 139.98 | 279.96 | 419.94 | W:23'' H:9 1/4'' E:8 1/2'' | 9.3 |  |  | 23 | 9.25 | Wall / Bath |  |  |  |  | 8.5 |  | No |  | No | [21 empty] | DP:1 3/8'' W:22 1/2'' H:5 3/8'' OB UP:4'' OB DOWN:5 1/4'' |  |  |  | 6.5 | Black/White |  | N/A | Hardwired | 0 | 1 | 0 | 1 | 1 | 0 | 0 | 0 | 0 | 0 | 0 | 785652047817 | 24.5 | 10 | 12.25 | 12 | 1.737 | 125 | Yes | [8 empty] | ETL Damp | cETL Damp | WINNETKA 3L BATH-839 | Three Light Wall / Bath |  | 44662EN3-839.jpg | 44662.jpg
44662EN3-962 | Three Light Wall / Bath | The Winnetka indoor lighting collection by Sea Gull Lighting has a clean design which lends itself to a modern-mission style. The geometric, cylinder design has subtle ornamentation, while still offering impressive style. The indoor lighting collection is offered in Brushed Nickel or textured Blacksmith finishes, both with Satin Etched glass. The assortment includes 15-light, nine-light, five-light, and three-light chandeliers, pendants in four sizes, both flush and semi-flush ceiling fixtures, as well as one-light, two-light, three-light and four-light wall/bath fixtures. Most of these fixtures easily convert to LED by purchasing LED replacement lamps sold separately. | BATH | Winnetka | Wall / Bath Lighting | Brushed Nickel | 962 | Steel | Satin Etched Glass | D:4" H:5.75" |  |  | 3 Medium A19 9.3w |  | 3 | Yes | [14 empty] | 0 | [12 empty] | 139.98 | 279.96 | 419.94 | W:23'' H:9 1/4'' E:8 1/2'' | 9.3 |  |  | 23 | 9.25 | Wall / Bath |  |  |  |  | 8.5 |  | No |  | No | [21 empty] | DP:1 3/8'' W:22 1/2'' H:5 3/8'' OB UP:4'' OB DOWN:5 1/4'' |  |  |  | 6.5 | Black/White |  | N/A | Hardwired | 0 | 1 | 0 | 1 | 1 | 0 | 0 | 0 | 0 | 0 | 0 | 785652047824 | 24.5 | 10 | 12.25 | 12 | 1.737 | 125 | Yes | [8 empty] | ETL Damp | cETL Damp | WINNETKA 3L BATH-962 | Three Light Wall / Bath |  | 44662EN3-962.jpg | 44662.jpg
44663-839 | Four Light Wall / Bath | The Winnetka indoor lighting collection by Sea Gull Lighting has a clean design which lends itself to a modern-mission style. The geometric, cylinder design has subtle ornamentation, while still offering impressive style. The indoor lighting collection is offered in Brushed Nickel or textured Blacksmith finishes, both with Satin Etched glass. The assortment includes 15-light, nine-light, five-light, and three-light chandeliers, pendants in four sizes, both flush and semi-flush ceiling fixtures, as well as one-light, two-light, three-light and four-light wall/bath fixtures. Most of these fixtures easily convert to LED by purchasing LED replacement lamps sold separately. | BATH | Winnetka | Wall / Bath Lighting | Blacksmith | 839 | Steel | Satin Etched Glass | D:4" H:5.75" |  |  | 4 Medium A19 100w |  | 4 | No | [14 empty] | 0 | [12 empty] | 188.48 | 376.96 | 565.44 | W:32'' H:9 1/4'' E:8 1/2'' | 12.8 |  |  | 32 | 9.25 | Wall / Bath |  |  |  |  | 8.5 |  | No |  | No | [21 empty] | DP:1 3/8'' W:31 1/2'' H:5 3/8'' OB UP:4'' OB DOWN:5 1/4'' |  |  |  | 6.5 |  |  | N/A | Hardwired | 0 | 1 | 0 | 0 | 1 | 0 | 0 | 1 | 0 | 0 | 0 | 785652416651 | 33.5 | 10 | 12 | 16 | 2.326 | 125 | Yes | [8 empty] | ETL Damp | cETL Damp | WINNETKA 4L BATH-839 | Four Light Wall / Bath |  | 44663-839.jpg | 44663.jpg
44663-962 | Four Light Wall / Bath | The Winnetka indoor lighting collection by Sea Gull Lighting has a clean design which lends itself to a modern-mission style. The geometric, cylinder design has subtle ornamentation, while still offering impressive style. The indoor lighting collection is offered in Brushed Nickel or textured Blacksmith finishes, both with Satin Etched glass. The assortment includes 15-light, nine-light, five-light, and three-light chandeliers, pendants in four sizes, both flush and semi-flush ceiling fixtures, as well as one-light, two-light, three-light and four-light wall/bath fixtures. Most of these fixtures easily convert to LED by purchasing LED replacement lamps sold separately. | BATH | Winnetka | Wall / Bath Lighting | Brushed Nickel | 962 | Steel | Satin Etched Glass | D:4" H:5.75" |  |  | 4 Medium A19 100w |  | 4 | No | [14 empty] | 0 | [12 empty] | 188.48 | 376.96 | 565.44 | W:32'' H:9 1/4'' E:8 1/2'' | 12.8 |  |  | 32 | 9.25 | Wall / Bath |  |  |  |  | 8.5 |  | No |  | No | [21 empty] | DP:1 3/8'' W:31 1/2'' H:5 3/8'' OB UP:4'' OB DOWN:5 1/4'' |  |  |  | 6.5 |  |  | N/A | Hardwired | 0 | 1 | 0 | 0 | 1 | 0 | 0 | 1 | 0 | 0 | 0 | 785652446672 | 33.5 | 10 | 12 | 16 | 2.326 | 125 | Yes | [8 empty] | ETL Damp | cETL Damp | WINNETKA 4L BATH-962 | Four Light Wall / Bath |  | 44663-962.jpg | 44663.jpg
44663EN3-839 | Four Light Wall / Bath | The Winnetka indoor lighting collection by Sea Gull Lighting has a clean design which lends itself to a modern-mission style. The geometric, cylinder design has subtle ornamentation, while still offering impressive style. The indoor lighting collection is offered in Brushed Nickel or textured Blacksmith finishes, both with Satin Etched glass. The assortment includes 15-light, nine-light, five-light, and three-light chandeliers, pendants in four sizes, both flush and semi-flush ceiling fixtures, as well as one-light, two-light, three-light and four-light wall/bath fixtures. Most of these fixtures easily convert to LED by purchasing LED replacement lamps sold separately. | BATH | Winnetka | Wall / Bath Lighting | Blacksmith | 839 | Steel | Satin Etched Glass | D:4" H:5.75" |  |  | 4 Medium A19 9.3w |  | 4 | Yes | [14 empty] | 0 | [12 empty] | 199.95 | 399.9 | 599.85 | W:32'' H:9 1/4'' E:8 1/2'' | 12.8 |  |  | 32 | 9.25 | Wall / Bath |  |  |  |  | 8.5 |  | No |  | No | [21 empty] | DP:1 3/8'' W:31 1/2'' H:5 3/8'' OB UP:4'' OB DOWN:5 1/4'' |  |  |  | 6.5 | Black/White |  | N/A | Hardwired | 0 | 1 | 0 | 1 | 1 | 0 | 0 | 0 | 0 | 0 | 0 | 785652047893 | 33.5 | 10 | 12 | 16 | 2.326 | 125 | Yes | [8 empty] | ETL Damp | cETL Damp | WINNETKA 4L BATH-839 | Four Light Wall / Bath |  | 44663EN3-839.jpg | 44663.jpg
44663EN3-962 | Four Light Wall / Bath | The Winnetka indoor lighting collection by Sea Gull Lighting has a clean design which lends itself to a modern-mission style. The geometric, cylinder design has subtle ornamentation, while still offering impressive style. The indoor lighting collection is offered in Brushed Nickel or textured Blacksmith finishes, both with Satin Etched glass. The assortment includes 15-light, nine-light, five-light, and three-light chandeliers, pendants in four sizes, both flush and semi-flush ceiling fixtures, as well as one-light, two-light, three-light and four-light wall/bath fixtures. Most of these fixtures easily convert to LED by purchasing LED replacement lamps sold separately. | BATH | Winnetka | Wall / Bath Lighting | Brushed Nickel | 962 | Steel | Satin Etched Glass | D:4" H:5.75" |  |  | 4 Medium A19 9.3w |  | 4 | Yes | [14 empty] | 0 | [12 empty] | 199.95 | 399.9 | 599.85 | W:32'' H:9 1/4'' E:8 1/2'' | 12.8 |  |  | 32 | 9.25 | Wall / Bath |  |  |  |  | 8.5 |  | No |  | No | [21 empty] | DP:1 3/8'' W:31 1/2'' H:5 3/8'' OB UP:4'' OB DOWN:5 1/4'' |  |  |  | 6.5 | Black/White |  | N/A | Hardwired | 0 | 1 | 0 | 1 | 1 | 0 | 0 | 0 | 0 | 0 | 0 | 785652047909 | 33.5 | 10 | 12 | 16 | 2.326 | 125 | Yes | [8 empty] | ETL Damp | cETL Damp | WINNETKA 4L BATH-962 | Four Light Wall / Bath |  | 44663EN3-962.jpg | 44663.jpg
44806-782 | Two Light Wall / Bath | The Holman collection by Sea Gull Lighting brings versatility and style to those just starting out. With softly flared glass and curved arms, there is just enough detail to give the overall look a lift while keeping it simple enough for those on a budget. Several chandeliers and sconces can be installed with lighting shining up or down, allowing the fixture to be customized for the specific space and function. Offered in a Brushed Nickel finish or Heirloom Bronze finish, both with Satin Etched glass. The assortment includes nine-light, five-light and three-light chandeliers, pendants in five sizes, both flush and semi-flush ceiling fixtures, as well as one-light, two-light three-light and four-light wall/bath fixtures. Both incandescent lamping and ENERGY STAR-qualified LED lamping are available. All fixtures are California Title 24 compliant. | BATH | Holman | Wall / Bath Lighting | Heirloom Bronze | 782 | Steel | Satin Etched Glass | D:5.25" H:4.25" |  |  | 2 Medium A19 60w |  | 2 | No | [14 empty] | 0 | [12 empty] | 28.48 | 56.96 | 85.44 | W:11 3/4'' H:9'' E:7 1/4'' | 3.2 |  |  | 11.75 | 9 | Wall / Bath |  |  |  |  | 7.25 |  | No |  | No | [21 empty] | DP:3/4'' W:7 1/2'' H:4 1/2'' OB UP:6 1/2'' OB DOWN:2 1/2'' Oval |  |  |  | 6.5 | Black/White |  |  | Hardwired | 0 | 1 | 0 | 0 | 1 | 0 | 0 | 1 | 0 | 0 | 0 | 785652058738 | 13.75 | 13.5 | 9 | 4.3 | 0.967 | 175 | Yes | [8 empty] | UL Damp | cUL Damp | HOLMAN 2L BATH-782 | Two Light Wall / Bath |  | 44806-782.png | 44806.jpg
44806-962 | Two Light Wall / Bath | The Holman collection by Sea Gull Lighting brings versatility and style to those just starting out. With softly flared glass and curved arms, there is just enough detail to give the overall look a lift while keeping it simple enough for those on a budget. Several chandeliers and sconces can be installed with lighting shining up or down, allowing the fixture to be customized for the specific space and function. Offered in a Brushed Nickel finish or Heirloom Bronze finish, both with Satin Etched glass. The assortment includes nine-light, five-light and three-light chandeliers, pendants in five sizes, both flush and semi-flush ceiling fixtures, as well as one-light, two-light three-light and four-light wall/bath fixtures. Both incandescent lamping and ENERGY STAR-qualified LED lamping are available. All fixtures are California Title 24 compliant. | BATH | Holman | Wall / Bath Lighting | Brushed Nickel | 962 | Steel | Satin Etched Glass | D:5.25" H:4.25" |  |  | 2 Medium A19 60w |  | 2 | No | [14 empty] | 0 | [12 empty] | 28.48 | 56.96 | 85.44 | W:11 3/4'' H:9'' E:7 1/4'' | 3.2 |  |  | 11.75 | 9 | Wall / Bath |  |  |  |  | 7.25 |  | No |  | No | [21 empty] | DP:3/4'' W:7 1/2'' H:4 1/2'' OB UP:6 1/2'' OB DOWN:2 1/2'' Oval |  |  |  | 6.5 | Black/White |  |  | Hardwired | 0 | 1 | 0 | 0 | 1 | 0 | 0 | 1 | 0 | 0 | 0 | 785652227530 | 13.75 | 13.5 | 9 | 4.3 | 0.967 | 175 | Yes | [8 empty] | UL Damp | cUL Damp | HOLMAN 2L BATH-962 | Two Light Wall / Bath |  | 44806-962.jpg | 44806.jpg
44806EN3-782 | Two Light Wall / Bath | The Holman collection by Sea Gull Lighting brings versatility and style to those just starting out. With softly flared glass and curved arms, there is just enough detail to give the overall look a lift while keeping it simple enough for those on a budget. Several chandeliers and sconces can be installed with lighting shining up or down, allowing the fixture to be customized for the specific space and function. Offered in a Brushed Nickel finish or Heirloom Bronze finish, both with Satin Etched glass. The assortment includes nine-light, five-light and three-light chandeliers, pendants in five sizes, both flush and semi-flush ceiling fixtures, as well as one-light, two-light three-light and four-light wall/bath fixtures. Both incandescent lamping and ENERGY STAR-qualified LED lamping are available. All fixtures are California Title 24 compliant. | BATH | Holman | Wall / Bath Lighting | Heirloom Bronze | 782 | Steel | Satin Etched Glass | D:5.25" H:4.25" |  |  | 2 Medium A19 9.3w |  | 2 | Yes | [14 empty] | 0 | [12 empty] | 38.98 | 77.96 | 116.94 | W:11 3/4'' H:9'' E:7 1/4'' | 3.2 |  |  | 11.75 | 9 | Wall / Bath |  |  |  |  | 7.25 |  | No |  | No | [21 empty] | DP:3/4'' W:7 1/2'' H:4 1/2'' OB UP:6 1/2'' OB DOWN:2 1/2'' Oval |  |  |  | 6.5 | Black/White |  |  | Hardwired | 0 | 1 | 0 | 1 | 1 | 0 | 0 | 0 | 0 | 0 | 0 | 785652059230 | 13.75 | 13.5 | 9 | 4.3 | 0.967 | 175 | Yes | [8 empty] | UL Damp | cUL Damp | HOLMAN 2L BATH-782 | Two Light Wall / Bath |  | 44806EN3-782.png | 44806.jpg
44806EN3-962 | Two Light Wall / Bath | The Holman collection by Sea Gull Lighting brings versatility and style to those just starting out. With softly flared glass and curved arms, there is just enough detail to give the overall look a lift while keeping it simple enough for those on a budget. Several chandeliers and sconces can be installed with lighting shining up or down, allowing the fixture to be customized for the specific space and function. Offered in a Brushed Nickel finish or Heirloom Bronze finish, both with Satin Etched glass. The assortment includes nine-light, five-light and three-light chandeliers, pendants in five sizes, both flush and semi-flush ceiling fixtures, as well as one-light, two-light three-light and four-light wall/bath fixtures. Both incandescent lamping and ENERGY STAR-qualified LED lamping are available. All fixtures are California Title 24 compliant. | BATH | Holman | Wall / Bath Lighting | Brushed Nickel | 962 | Steel | Satin Etched Glass | D:5.25" H:4.25" |  |  | 2 Medium A19 9.3w |  | 2 | Yes | [14 empty] | 0 | [12 empty] | 38.98 | 77.96 | 116.94 | W:11 3/4'' H:9'' E:7 1/4'' | 3.2 |  |  | 11.75 | 9 | Wall / Bath |  |  |  |  | 7.25 |  | No |  | No | [21 empty] | DP:3/4'' W:7 1/2'' H:4 1/2'' OB UP:6 1/2'' OB DOWN:2 1/2'' Oval |  |  |  | 6.5 | Black/White |  |  | Hardwired | 0 | 1 | 0 | 1 | 1 | 0 | 0 | 0 | 0 | 0 | 0 | 785652054679 | 13.75 | 13.5 | 9 | 4.3 | 0.967 | 175 | Yes | [8 empty] | UL Damp | cUL Damp | HOLMAN 2L BATH-962 | Two Light Wall / Bath |  | 44806EN3-962.jpg | 44806.jpg
44807-782 | Three Light Wall / Bath | The Holman collection by Sea Gull Lighting brings versatility and style to those just starting out. With softly flared glass and curved arms, there is just enough detail to give the overall look a lift while keeping it simple enough for those on a budget. Several chandeliers and sconces can be installed with lighting shining up or down, allowing the fixture to be customized for the specific space and function. Offered in a Brushed Nickel finish or Heirloom Bronze finish, both with Satin Etched glass. The assortment includes nine-light, five-light and three-light chandeliers, pendants in five sizes, both flush and semi-flush ceiling fixtures, as well as one-light, two-light three-light and four-light wall/bath fixtures. Both incandescent lamping and ENERGY STAR-qualified LED lamping are available. All fixtures are California Title 24 compliant. | BATH | Holman | Wall / Bath Lighting | Heirloom Bronze | 782 | Steel | Satin Etched Glass | D:5.25" H:4.25" |  |  | 3 Medium A19 60w |  | 3 | No | [14 empty] | 0 | [12 empty] | 36.48 | 72.96 | 109.44 | W:18'' H:9'' E:7 1/4'' | 4.6 |  |  | 18 | 9 | Wall / Bath |  |  |  |  | 7.25 |  | No |  | No | [21 empty] | DP:3/4'' W:7 1/2'' H:4 1/2'' OB UP:6 1/2'' OB DOWN:2 1/2'' Oval |  |  |  | 6.5 | Black/White |  |  | Hardwired | 0 | 1 | 0 | 0 | 1 | 0 | 0 | 1 | 0 | 0 | 0 | 785652058745 | 19.5 | 8.5 | 13.75 | 5.8 | 1.319 | 175 | Yes | [8 empty] | UL Damp | cUL Damp | HOLMAN 3L BATH-782 | Three Light Wall / Bath |  | 44807-782.png | 44807.jpg
44807-962 | Three Light Wall / Bath | The Holman collection by Sea Gull Lighting brings versatility and style to those just starting out. With softly flared glass and curved arms, there is just enough detail to give the overall look a lift while keeping it simple enough for those on a budget. Several chandeliers and sconces can be installed with lighting shining up or down, allowing the fixture to be customized for the specific space and function. Offered in a Brushed Nickel finish or Heirloom Bronze finish, both with Satin Etched glass. The assortment includes nine-light, five-light and three-light chandeliers, pendants in five sizes, both flush and semi-flush ceiling fixtures, as well as one-light, two-light three-light and four-light wall/bath fixtures. Both incandescent lamping and ENERGY STAR-qualified LED lamping are available. All fixtures are California Title 24 compliant. | BATH | Holman | Wall / Bath Lighting | Brushed Nickel | 962 | Steel | Satin Etched Glass | D:5.25" H:4.25" |  |  | 3 Medium A19 60w |  | 3 | No | [14 empty] | 0 | [12 empty] | 36.48 | 72.96 | 109.44 | W:18'' H:9'' E:7 1/4'' | 4.6 |  |  | 18 | 9 | Wall / Bath |  |  |  |  | 7.25 |  | No |  | No | [21 empty] | DP:3/4'' W:7 1/2'' H:4 1/2'' OB UP:6 1/2'' OB DOWN:2 1/2'' Oval |  |  |  | 6.5 | Black/White |  |  | Hardwired | 0 | 1 | 0 | 0 | 1 | 0 | 0 | 1 | 0 | 0 | 0 | 785652227578 | 19.5 | 8.5 | 13.5 | 6.5 | 1.295 | 175 | Yes | [8 empty] | UL Damp | cUL Damp | HOLMAN 3L BATH-962 | Three Light Wall / Bath |  | 44807-962.jpg | 44807.jpg
44807EN3-782 | Three Light Wall / Bath | The Holman collection by Sea Gull Lighting brings versatility and style to those just starting out. With softly flared glass and curved arms, there is just enough detail to give the overall look a lift while keeping it simple enough for those on a budget. Several chandeliers and sconces can be installed with lighting shining up or down, allowing the fixture to be customized for the specific space and function. Offered in a Brushed Nickel finish or Heirloom Bronze finish, both with Satin Etched glass. The assortment includes nine-light, five-light and three-light chandeliers, pendants in five sizes, both flush and semi-flush ceiling fixtures, as well as one-light, two-light three-light and four-light wall/bath fixtures. Both incandescent lamping and ENERGY STAR-qualified LED lamping are available. All fixtures are California Title 24 compliant. | BATH | Holman | Wall / Bath Lighting | Heirloom Bronze | 782 | Steel | Undefined Glass | D:5.25" H:4.25" |  |  | 3 Medium A19 9.3w |  | 3 | Yes | [14 empty] | 0 | [12 empty] | 49.95 | 99.9 | 149.85 | W:18'' H:9'' E:7 1/4'' | 4.6 |  |  | 18 | 9 | Wall / Bath |  |  |  |  | 7.25 |  | No |  | No | [21 empty] | DP:3/4'' W:7 1/2'' H:4 1/2'' OB UP:6 1/2'' OB DOWN:2 1/2'' Oval |  |  |  | 6.5 | Black/White |  |  | Hardwired | 0 | 1 | 0 | 1 | 1 | 0 | 0 | 0 | 0 | 0 | 0 | 785652059247 | 19.5 | 8.5 | 13.75 | 5.8 | 1.319 | 175 | Yes | [8 empty] | UL Damp | cUL Damp | HOLMAN 3L BATH-782 | Three Light Wall / Bath |  | 44807EN3-782.png | 44807.jpg
44807EN3-962 | Three Light Wall / Bath | The Holman collection by Sea Gull Lighting brings versatility and style to those just starting out. With softly flared glass and curved arms, there is just enough detail to give the overall look a lift while keeping it simple enough for those on a budget. Several chandeliers and sconces can be installed with lighting shining up or down, allowing the fixture to be customized for the specific space and function. Offered in a Brushed Nickel finish or Heirloom Bronze finish, both with Satin Etched glass. The assortment includes nine-light, five-light and three-light chandeliers, pendants in five sizes, both flush and semi-flush ceiling fixtures, as well as one-light, two-light three-light and four-light wall/bath fixtures. Both incandescent lamping and ENERGY STAR-qualified LED lamping are available. All fixtures are California Title 24 compliant. | BATH | Holman | Wall / Bath Lighting | Brushed Nickel | 962 | Steel | Satin Etched Glass | D:5.25" H:4.25" |  |  | 3 Medium A19 9.3w |  | 3 | Yes | [14 empty] | 0 | [12 empty] | 49.95 | 99.9 | 149.85 | W:18'' H:9'' E:7 1/4'' | 4.6 |  |  | 18 | 9 | Wall / Bath |  |  |  |  | 7.25 |  | No |  | No | [21 empty] | DP:3/4'' W:7 1/2'' H:4 1/2'' OB UP:6 1/2'' OB DOWN:2 1/2'' Oval |  |  |  | 6.5 | Black/White |  |  | Hardwired | 0 | 1 | 0 | 1 | 1 | 0 | 0 | 0 | 0 | 0 | 0 | 785652054693 | 19.5 | 8.5 | 13.5 | 6.5 | 1.295 | 175 | Yes | [8 empty] | UL Damp | cUL Damp | HOLMAN 3L BATH-962 | Three Light Wall / Bath |  | 44807EN3-962.jpg | 44807.jpg
44808-782 | Four Light Wall / Bath | The Holman collection by Sea Gull Lighting brings versatility and style to those just starting out. With softly flared glass and curved arms, there is just enough detail to give the overall look a lift while keeping it simple enough for those on a budget. Several chandeliers and sconces can be installed with lighting shining up or down, allowing the fixture to be customized for the specific space and function. Offered in a Brushed Nickel finish or Heirloom Bronze finish, both with Satin Etched glass. The assortment includes nine-light, five-light and three-light chandeliers, pendants in five sizes, both flush and semi-flush ceiling fixtures, as well as one-light, two-light three-light and four-light wall/bath fixtures. Both incandescent lamping and ENERGY STAR-qualified LED lamping are available. All fixtures are California Title 24 compliant. | BATH | Holman | Wall / Bath Lighting | Heirloom Bronze | 782 | Steel | Satin Etched Glass | D:5.25" H:4.25" |  |  | 4 Medium A19 60w |  | 4 | No | [14 empty] | 0 | [12 empty] | 49.98 | 99.96 | 149.94 | W:24 1/2'' H:9'' E:7 1/4'' | 6 |  |  | 24.5 | 9 | Wall / Bath |  |  |  |  | 7.25 |  | No |  | No | [21 empty] | DP:3/4'' W:7 1/2'' H:4 1/2'' OB UP:6 1/2'' OB DOWN:2 1/2'' Oval |  |  |  | 6.5 | Black/White |  |  | Hardwired | 0 | 1 | 0 | 0 | 1 | 0 | 0 | 1 | 0 | 0 | 0 | 785652058752 | 25 | 8.5 | 13.5 | 7.9 | 1.66 | 175 | Yes | [8 empty] | UL Damp | cUL Damp | HOLMAN 4L BATH-782 | Four Light Wall / Bath |  | 44808-782.png | 44808.jpg
44808-962 | Four Light Wall / Bath | The Holman collection by Sea Gull Lighting brings versatility and style to those just starting out. With softly flared glass and curved arms, there is just enough detail to give the overall look a lift while keeping it simple enough for those on a budget. Several chandeliers and sconces can be installed with lighting shining up or down, allowing the fixture to be customized for the specific space and function. Offered in a Brushed Nickel finish or Heirloom Bronze finish, both with Satin Etched glass. The assortment includes nine-light, five-light and three-light chandeliers, pendants in five sizes, both flush and semi-flush ceiling fixtures, as well as one-light, two-light three-light and four-light wall/bath fixtures. Both incandescent lamping and ENERGY STAR-qualified LED lamping are available. All fixtures are California Title 24 compliant. | BATH | Holman | Wall / Bath Lighting | Brushed Nickel | 962 | Steel | Satin Etched Glass | D:5.25" H:4.25" |  |  | 4 Medium A19 60w |  | 4 | No | [14 empty] | 0 | [12 empty] | 49.98 | 99.96 | 149.94 | W:24 1/2'' H:9'' E:7 1/4'' | 6 |  |  | 24.5 | 9 | Wall / Bath |  |  |  |  | 7.25 |  | No |  | No | [21 empty] | DP:3/4'' W:7 1/2'' H:4 1/2'' OB UP:6 1/2'' OB DOWN:2 1/2'' Oval |  |  |  | 6.5 | Black/White |  |  | Hardwired | 0 | 1 | 0 | 0 | 1 | 0 | 0 | 1 | 0 | 0 | 0 | 785652227608 | 25 | 8.5 | 13.5 | 7.9 | 1.66 | 175 | Yes | [8 empty] | UL Damp | cUL Damp | HOLMAN 4L BATH-962 | Four Light Wall / Bath |  | 44808-962.jpg | 44808.jpg
44808EN3-782 | Four Light Wall / Bath | The Holman collection by Sea Gull Lighting brings versatility and style to those just starting out. With softly flared glass and curved arms, there is just enough detail to give the overall look a lift while keeping it simple enough for those on a budget. Several chandeliers and sconces can be installed with lighting shining up or down, allowing the fixture to be customized for the specific space and function. Offered in a Brushed Nickel finish or Heirloom Bronze finish, both with Satin Etched glass. The assortment includes nine-light, five-light and three-light chandeliers, pendants in five sizes, both flush and semi-flush ceiling fixtures, as well as one-light, two-light three-light and four-light wall/bath fixtures. Both incandescent lamping and ENERGY STAR-qualified LED lamping are available. All fixtures are California Title 24 compliant. | BATH | Holman | Wall / Bath Lighting | Heirloom Bronze | 782 | Steel | Undefined Glass | D:5.25" H:4.25" |  |  | 4 Medium A19 9.3w |  | 4 | Yes | [14 empty] | 0 | [12 empty] | 71.98 | 143.96 | 215.94 | W:24 1/2'' H:9'' E:7 1/4'' | 6 |  |  | 24.5 | 9 | Wall / Bath |  |  |  |  | 7.25 |  | No |  | No | [21 empty] | DP:3/4'' W:7 1/2'' H:4 1/2'' OB UP:6 1/2'' OB DOWN:2 1/2'' Oval |  |  |  | 6.5 |  |  |  | Hardwired | 0 | 1 | 0 | 1 | 1 | 0 | 0 | 0 | 0 | 0 | 0 | 785652059254 | 25 | 14.3 | 9.5 | 8.8 | 1.965 | 175 | Yes | [8 empty] | UL Damp | cUL Damp | HOLMAN 4L BATH-782 | Four Light Wall / Bath |  | 44808EN3-782.png | 44808.jpg
44808EN3-962 | Four Light Wall / Bath | The Holman collection by Sea Gull Lighting brings versatility and style to those just starting out. With softly flared glass and curved arms, there is just enough detail to give the overall look a lift while keeping it simple enough for those on a budget. Several chandeliers and sconces can be installed with lighting shining up or down, allowing the fixture to be customized for the specific space and function. Offered in a Brushed Nickel finish or Heirloom Bronze finish, both with Satin Etched glass. The assortment includes nine-light, five-light and three-light chandeliers, pendants in five sizes, both flush and semi-flush ceiling fixtures, as well as one-light, two-light three-light and four-light wall/bath fixtures. Both incandescent lamping and ENERGY STAR-qualified LED lamping are available. All fixtures are California Title 24 compliant. | BATH | Holman | Wall / Bath Lighting | Brushed Nickel | 962 | Steel | Satin Etched Glass | D:5.25" H:4.25" |  |  | 4 Medium A19 9.3w |  | 4 | Yes | [14 empty] | 0 | [12 empty] | 71.98 | 143.96 | 215.94 | W:24 1/2'' H:9'' E:7 1/4'' | 6 |  |  | 24.5 | 9 | Wall / Bath |  |  |  |  | 7.25 |  | No |  | No | [21 empty] | DP:3/4'' W:7 1/2'' H:4 1/2'' OB UP:6 1/2'' OB DOWN:2 1/2'' Oval |  |  |  | 6.5 | Black/White |  |  | Hardwired | 0 | 1 | 0 | 1 | 1 | 0 | 0 | 0 | 0 | 0 | 0 | 785652054716 | 25 | 14.3 | 9.5 | 8.8 | 1.965 | 175 | Yes | [8 empty] | UL Damp | cUL Damp | HOLMAN 4L BATH-962 | Four Light Wall / Bath |  | 44808EN3-962.jpg | 44808.jpg
44850-05 | One Light Wall / Bath Sconce | Moving beyond traditional styling, the Gladstone bath collection by Sea Gull Lighting is all about today's transitional, comfortable lifestyles. A perfect example of less is more and controlled design allows the understated curves and bell shaped glass to be the statement. Offered in Antique Brushed Nickel and Chrome finishes with Satin Etched glass, and Heirloom Bronze finish with Smoky Amber Glass. The assortment includes one-light, two-light, three-light, four-light, five-light and six-light wall/bath fixtures. Both incandescent lamping and ENERGY STAR-qualified LED lamping are available. All fixtures are California Title 24 compliant. | WALL SCONCE | Gladstone | Wall / Bath Lighting | Chrome | 5 | Steel | Satin Etched Glass | D:6.5" H:4.875" |  |  | 1 Medium A19 100w |  | 1 | No | [14 empty] | 0 | [12 empty] | 24.98 | 49.96 | 74.94 | W:6 1/2'' H:9'' E:8 1/2'' | 2.2 |  |  | 6.5 | 9 | Wall / Bath |  |  |  |  | 8.5 |  | No |  | No | [21 empty] | D:5 1/2'' DP:1 1/8'' OB UP:4 1/2'' OB DOWN:4 1/2'' |  |  |  | 6.5 |  |  | N/A | Hardwired | 0 | 1 | 0 | 0 | 1 | 0 | 0 | 1 | 0 | 0 | 0 | 785652445842 | 11.25 | 8.75 | 8 | 3 | 0.456 | 125 | Yes | [8 empty] | UL Damp | cUL Damp | GLADSTONE 1L SCONCE-05 | One Light Wall / Bath Sconce |  | 44850-05.jpg | 44850.jpg
44850-782 | One Light Wall / Bath Sconce | Moving beyond traditional styling, the Gladstone bath collection by Sea Gull Lighting is all about today's transitional, comfortable lifestyles. A perfect example of less is more and controlled design allows the understated curves and bell shaped glass to be the statement. Offered in Antique Brushed Nickel and Chrome finishes with Satin Etched glass, and Heirloom Bronze finish with Smoky Amber Glass. The assortment includes one-light, two-light, three-light, four-light, five-light and six-light wall/bath fixtures. Both incandescent lamping and ENERGY STAR-qualified LED lamping are available. All fixtures are California Title 24 compliant. | WALL SCONCE | Gladstone | Wall / Bath Lighting | Heirloom Bronze | 782 | Steel | Smokey Amber Glass | D:6.5" H:4.875" |  |  | 1 Medium A19 100w |  | 1 | No | [14 empty] | 0 | [12 empty] | 24.98 | 49.96 | 74.94 | W:6 1/2'' H:9'' E:8 1/2'' | 2.2 |  |  | 6.5 | 9 | Wall / Bath |  |  |  |  | 8.5 |  | No |  | No | [21 empty] | D:5 1/2'' DP:1 1/8'' OB UP:4 1/2'' OB DOWN:4 1/2'' |  |  |  | 6.5 |  |  | N/A | Hardwired | 0 | 1 | 0 | 0 | 1 | 0 | 0 | 1 | 0 | 0 | 0 | 785652445804 | 11.25 | 8.75 | 8 | 3 | 0.456 | 125 | Yes | [8 empty] | UL Damp | cUL Damp | GLADSTONE 1L SCONCE-782 | One Light Wall / Bath Sconce |  | 44850-782.jpg | 44850.jpg
44850-965 | One Light Wall / Bath Sconce | Moving beyond traditional styling, the Gladstone bath collection by Sea Gull Lighting is all about today's transitional, comfortable lifestyles. A perfect example of less is more and controlled design allows the understated curves and bell shaped glass to be the statement. Offered in Antique Brushed Nickel and Chrome finishes with Satin Etched glass, and Heirloom Bronze finish with Smoky Amber Glass. The assortment includes one-light, two-light, three-light, four-light, five-light and six-light wall/bath fixtures. Both incandescent lamping and ENERGY STAR-qualified LED lamping are available. All fixtures are California Title 24 compliant. | WALL SCONCE | Gladstone | Wall / Bath Lighting | Antique Brushed Nickel | 965 | Steel | Satin Etched Glass | D:6.5" H:4.875" |  |  | 1 Medium A19 100w |  | 1 | No | [14 empty] | 0 | [12 empty] | 24.98 | 49.96 | 74.94 | W:6 1/2'' H:9'' E:8 1/2'' | 2.2 |  |  | 6.5 | 9 | Wall / Bath |  |  |  |  | 8.5 |  | No |  | No | [21 empty] | D:5 1/2'' DP:1 1/8'' OB UP:4 1/2'' OB DOWN:4 1/2'' |  |  |  | 6.5 |  |  | N/A | Hardwired | 0 | 1 | 0 | 0 | 1 | 0 | 0 | 1 | 0 | 0 | 0 | 785652448546 | 11.25 | 8.75 | 8 | 3 | 0.456 | 125 | Yes | [8 empty] | UL Damp | cUL Damp | GLADSTONE 1L SCONCE-965 | One Light Wall / Bath Sconce |  | 44850-965.jpg | 44850.jpg
44850EN3-05 | One Light Wall / Bath Sconce | Moving beyond traditional styling, the Gladstone bath collection by Sea Gull Lighting is all about today's transitional, comfortable lifestyles. A perfect example of less is more and controlled design allows the understated curves and bell shaped glass to be the statement. Offered in Antique Brushed Nickel and Chrome finishes with Satin Etched glass, and Heirloom Bronze finish with Smoky Amber Glass. The assortment includes one-light, two-light, three-light, four-light, five-light and six-light wall/bath fixtures. Both incandescent lamping and ENERGY STAR-qualified LED lamping are available. All fixtures are California Title 24 compliant. | WALL SCONCE | Gladstone | Wall / Bath Lighting | Chrome | 5 | Steel | Satin Etched Glass | D:6.5" H:4.875" |  |  | 1 Medium A19 9.3w |  | 1 | Yes | [14 empty] | 0 | [12 empty] | 30.98 | 61.96 | 92.94 | W:6 1/2'' H:9'' E:8 1/2'' | 2.2 |  |  | 6.5 | 9 | Cap Nuts |  |  |  |  | 8.5 |  | No |  | No | [21 empty] | D:5 1/2'' DP:1 1/8'' OB UP:4 1/2'' OB DOWN:4 1/2'' |  |  |  | 6.5 | Black/White |  | N/A | Hardwired | 0 | 1 | 0 | 1 | 1 | 0 | 0 | 0 | 0 | 0 | 0 | 785652049873 | 11.25 | 8.75 | 8 | 3 | 0.456 | 125 | Yes | [8 empty] | C-UL-US Damp |  | GLADSTONE 1L SCONCE-05 | One Light Wall / Bath Sconce |  | 44850EN3-05.jpg | 44850.jpg
44850EN3-782 | One Light Wall / Bath Sconce | Moving beyond traditional styling, the Gladstone bath collection by Sea Gull Lighting is all about today's transitional, comfortable lifestyles. A perfect example of less is more and controlled design allows the understated curves and bell shaped glass to be the statement. Offered in Antique Brushed Nickel and Chrome finishes with Satin Etched glass, and Heirloom Bronze finish with Smoky Amber Glass. The assortment includes one-light, two-light, three-light, four-light, five-light and six-light wall/bath fixtures. Both incandescent lamping and ENERGY STAR-qualified LED lamping are available. All fixtures are California Title 24 compliant. | WALL SCONCE | Gladstone | Wall / Bath Lighting | Heirloom Bronze | 782 | Steel | Satin Etched Glass | D:6.5" H:4.875" |  |  | 1 Medium A19 9.3w |  | 1 | Yes | [14 empty] | 0 | [12 empty] | 30.98 | 61.96 | 92.94 | W:6 1/2'' H:9'' E:8 1/2'' | 2.2 |  |  | 6.5 | 9 | Cap Nuts |  |  |  |  | 8.5 |  | No |  | No | [21 empty] | D:5 1/2'' DP:1 1/8'' OB UP:4 1/2'' OB DOWN:4 1/2'' |  |  |  | 6.5 | Black/White |  | N/A | Hardwired | 0 | 1 | 0 | 1 | 1 | 0 | 0 | 0 | 0 | 0 | 0 | 785652049880 | 11.25 | 8.75 | 8 | 3 | 0.456 | 125 | Yes | [8 empty] | C-UL-US Damp |  | GLADSTONE 1L SCONCE-782 | One Light Wall / Bath Sconce |  | 44850EN3-782.jpg | 44850.jpg
44850EN3-965 | One Light Wall / Bath Sconce | Moving beyond traditional styling, the Gladstone bath collection by Sea Gull Lighting is all about today's transitional, comfortable lifestyles. A perfect example of less is more and controlled design allows the understated curves and bell shaped glass to be the statement. Offered in Antique Brushed Nickel and Chrome finishes with Satin Etched glass, and Heirloom Bronze finish with Smoky Amber Glass. The assortment includes one-light, two-light, three-light, four-light, five-light and six-light wall/bath fixtures. Both incandescent lamping and ENERGY STAR-qualified LED lamping are available. All fixtures are California Title 24 compliant. | WALL SCONCE | Gladstone | Wall / Bath Lighting | Antique Brushed Nickel | 965 | Steel | Satin Etched Glass | D:6.5" H:4.875" |  |  | 1 Medium A19 9.3w |  | 1 | Yes | [14 empty] | 0 | [12 empty] | 30.98 | 61.96 | 92.94 | W:6 1/2'' H:9'' E:8 1/2'' | 2.2 |  |  | 6.5 | 9 | Cap Nuts |  |  |  |  | 8.5 |  | No |  | No | [21 empty] | D:5 1/2'' DP:1 1/8'' OB UP:4 1/2'' OB DOWN:4 1/2'' |  |  |  | 6.5 | Black/White |  | N/A | Hardwired | 0 | 1 | 0 | 1 | 1 | 0 | 0 | 0 | 0 | 0 | 0 | 785652049897 | 11.25 | 8.75 | 8 | 3 | 0.456 | 125 | Yes | [8 empty] | C-UL-US Damp |  | GLADSTONE 1L SCONCE-965 | One Light Wall / Bath Sconce |  | 44850EN3-965.jpg | 44850.jpg
44851-05 | Two Light Wall / Bath | Moving beyond traditional styling, the Gladstone bath collection by Sea Gull Lighting is all about today's transitional, comfortable lifestyles. A perfect example of less is more and controlled design allows the understated curves and bell shaped glass to be the statement. Offered in Antique Brushed Nickel and Chrome finishes with Satin Etched glass, and Heirloom Bronze finish with Smoky Amber Glass. The assortment includes one-light, two-light, three-light, four-light, five-light and six-light wall/bath fixtures. Both incandescent lamping and ENERGY STAR-qualified LED lamping are available. All fixtures are California Title 24 compliant. | BATH | Gladstone | Wall / Bath Lighting | Chrome | 5 | Steel | Satin Etched Glass | D:6.5" H:4.875" |  |  | 2 Medium A19 100w |  | 2 | No | [14 empty] | 0 | [12 empty] | 49.98 | 99.96 | 149.94 | W:15 1/4'' H:9'' E:8 1/2'' | 4.7 |  |  | 15.25 | 9 | Wall / Bath |  |  |  |  | 8.5 |  | No |  | No | [21 empty] | DP:1 1/8'' W:14 1/4'' H:5 1/2'' OB UP:4 1/2'' OB DOWN:4 1/2'' |  |  |  | 6.5 |  |  | N/A | Hardwired | 0 | 1 | 0 | 0 | 1 | 0 | 0 | 1 | 0 | 0 | 0 | 785652445866 | 21 | 9.58 | 9.58 | 6.3 | 1.115 | 175 | Yes | [8 empty] | C-UL-US Damp |  | GLADSTONE 2L BATH-05 | Two Light Wall / Bath |  | 44851-05.jpg | 44851.jpg
44851-782 | Two Light Wall / Bath | Moving beyond traditional styling, the Gladstone bath collection by Sea Gull Lighting is all about today's transitional, comfortable lifestyles. A perfect example of less is more and controlled design allows the understated curves and bell shaped glass to be the statement. Offered in Antique Brushed Nickel and Chrome finishes with Satin Etched glass, and Heirloom Bronze finish with Smoky Amber Glass. The assortment includes one-light, two-light, three-light, four-light, five-light and six-light wall/bath fixtures. Both incandescent lamping and ENERGY STAR-qualified LED lamping are available. All fixtures are California Title 24 compliant. | BATH | Gladstone | Wall / Bath Lighting | Heirloom Bronze | 782 | Steel | Smokey Amber Glass | D:6.5" H:4.875" |  |  | 2 Medium A19 100w |  | 2 | No | [14 empty] | 0 | [12 empty] | 49.98 | 99.96 | 149.94 | W:15 1/4'' H:9'' E:8 1/2'' | 4.7 |  |  | 15.25 | 9 | Wall / Bath |  |  |  |  | 8.5 |  | No |  | No | [21 empty] | DP:1 1/8'' W:14 1/4'' H:5 1/2'' OB UP:4 1/2'' OB DOWN:4 1/2'' |  |  |  | 6.5 |  |  | N/A | Hardwired | 0 | 1 | 0 | 0 | 1 | 0 | 0 | 1 | 0 | 0 | 0 | 785652445811 | 21 | 9.58 | 9.58 | 6.3 | 1.115 | 175 | Yes | [8 empty] | UL Damp | cUL Damp | GLADSTONE 2L BATH-782 | Two Light Wall / Bath |  | 44851-782.jpg | 44851.jpg
44851-965 | Two Light Wall / Bath | Moving beyond traditional styling, the Gladstone bath collection by Sea Gull Lighting is all about today's transitional, comfortable lifestyles. A perfect example of less is more and controlled design allows the understated curves and bell shaped glass to be the statement. Offered in Antique Brushed Nickel and Chrome finishes with Satin Etched glass, and Heirloom Bronze finish with Smoky Amber Glass. The assortment includes one-light, two-light, three-light, four-light, five-light and six-light wall/bath fixtures. Both incandescent lamping and ENERGY STAR-qualified LED lamping are available. All fixtures are California Title 24 compliant. | BATH | Gladstone | Wall / Bath Lighting | Antique Brushed Nickel | 965 | Steel | Satin Etched Glass | D:6.5" H:4.875" |  |  | 2 Medium A19 100w |  | 2 | No | [14 empty] | 0 | [12 empty] | 49.98 | 99.96 | 149.94 | W:15 1/4'' H:9'' E:8 1/2'' | 4.7 |  |  | 15.25 | 9 | Center Lock-Up |  |  |  |  | 8.5 |  | No |  | No | [21 empty] | DP:1 1/8'' W:14 1/4'' H:5 1/2'' OB UP:4 1/2'' OB DOWN:4 1/2'' |  |  |  | 6.5 |  |  | N/A | Hardwired | 0 | 1 | 0 | 0 | 1 | 0 | 0 | 1 | 0 | 0 | 0 | 785652448553 | 21 | 9.58 | 9.58 | 6.3 | 1.115 | 175 | Yes | [8 empty] | UL Damp | cUL Damp | GLADSTONE 2L BATH-965 | Two Light Wall / Bath |  | 44851-965.jpg | 44851.jpg
44851EN3-05 | Two Light Wall / Bath | Moving beyond traditional styling, the Gladstone bath collection by Sea Gull Lighting is all about today's transitional, comfortable lifestyles. A perfect example of less is more and controlled design allows the understated curves and bell shaped glass to be the statement. Offered in Antique Brushed Nickel and Chrome finishes with Satin Etched glass, and Heirloom Bronze finish with Smoky Amber Glass. The assortment includes one-light, two-light, three-light, four-light, five-light and six-light wall/bath fixtures. Both incandescent lamping and ENERGY STAR-qualified LED lamping are available. All fixtures are California Title 24 compliant. | BATH | Gladstone | Wall / Bath Lighting | Chrome | 5 | Steel | Satin Etched Glass | D:6.5" H:4.875" |  |  | 2 Medium A19 9.3w |  | 2 | Yes | [14 empty] | 0 | [12 empty] | 61.48 | 122.96 | 184.44 | W:15 1/4'' H:9'' E:8 1/2'' | 4.7 |  |  | 15.25 | 9 | Cap Nuts |  |  |  |  | 8.5 |  | No |  | No | [21 empty] | DP:1 1/8'' W:14 1/4'' H:5 9/16'' OB UP:4 1/2'' OB DOWN:4 1/2'' |  |  |  | 6.5 | Black/White |  | N/A | Hardwired | 0 | 1 | 0 | 1 | 1 | 0 | 0 | 0 | 0 | 0 | 0 | 785652049903 | 21 | 9.58 | 9.58 | 6.3 | 1.115 | 175 | Yes | [8 empty] | C-UL-US Damp |  | GLADSTONE 2L BATH-05 | Two Light Wall / Bath |  | 44851EN3-05.jpg | 44851.jpg
44851EN3-782 | Two Light Wall / Bath | Moving beyond traditional styling, the Gladstone bath collection by Sea Gull Lighting is all about today's transitional, comfortable lifestyles. A perfect example of less is more and controlled design allows the understated curves and bell shaped glass to be the statement. Offered in Antique Brushed Nickel and Chrome finishes with Satin Etched glass, and Heirloom Bronze finish with Smoky Amber Glass. The assortment includes one-light, two-light, three-light, four-light, five-light and six-light wall/bath fixtures. Both incandescent lamping and ENERGY STAR-qualified LED lamping are available. All fixtures are California Title 24 compliant. | BATH | Gladstone | Wall / Bath Lighting | Heirloom Bronze | 782 | Steel | Satin Etched Glass | D:6.5" H:4.875" |  |  | 2 Medium A19 9.3w |  | 2 | Yes | [14 empty] | 0 | [12 empty] | 61.48 | 122.96 | 184.44 | W:15 1/4'' H:9'' E:8 1/2'' | 4.7 |  |  | 15.25 | 9 | Cap Nuts |  |  |  |  | 8.5 |  | No |  | No | [21 empty] | DP:1 1/8'' W:14 1/4'' H:5 9/16'' OB UP:4 1/2'' OB DOWN:4 1/2'' |  |  |  | 6.5 | Black/White |  | N/A | Hardwired | 0 | 1 | 0 | 1 | 1 | 0 | 0 | 0 | 0 | 0 | 0 | 785652049910 | 21 | 9.58 | 9.58 | 6.3 | 1.115 | 175 | Yes | [8 empty] | C-UL-US Damp |  | GLADSTONE 2L BATH-782 | Two Light Wall / Bath |  | 44851EN3-782.jpg | 44851.jpg
44851EN3-965 | Two Light Wall / Bath | Moving beyond traditional styling, the Gladstone bath collection by Sea Gull Lighting is all about today's transitional, comfortable lifestyles. A perfect example of less is more and controlled design allows the understated curves and bell shaped glass to be the statement. Offered in Antique Brushed Nickel and Chrome finishes with Satin Etched glass, and Heirloom Bronze finish with Smoky Amber Glass. The assortment includes one-light, two-light, three-light, four-light, five-light and six-light wall/bath fixtures. Both incandescent lamping and ENERGY STAR-qualified LED lamping are available. All fixtures are California Title 24 compliant. | BATH | Gladstone | Wall / Bath Lighting | Antique Brushed Nickel | 965 | Steel | Satin Etched Glass | D:6.5" H:4.875" |  |  | 2 Medium A19 9.3w |  | 2 | Yes | [14 empty] | 0 | [12 empty] | 61.48 | 122.96 | 184.44 | W:15 1/4'' H:9'' E:8 1/2'' | 4.7 |  |  | 15.25 | 9 | Cap Nuts |  |  |  |  | 8.5 |  | No |  | No | [21 empty] | DP:1 1/8'' W:14 1/4'' H:5 9/16'' OB UP:4 1/2'' OB DOWN:4 1/2'' |  |  |  | 6.5 | Black/White |  | N/A | Hardwired | 0 | 1 | 0 | 1 | 1 | 0 | 0 | 0 | 0 | 0 | 0 | 785652049927 | 21 | 9.58 | 9.58 | 6.3 | 1.115 | 175 | Yes | [8 empty] | C-UL-US Damp |  | GLADSTONE 2L BATH-965 | Two Light Wall / Bath |  | 44851EN3-965.jpg | 44851.jpg
44852-05 | Three Light Wall / Bath | Moving beyond traditional styling, the Gladstone bath collection by Sea Gull Lighting is all about today's transitional, comfortable lifestyles. A perfect example of less is more and controlled design allows the understated curves and bell shaped glass to be the statement. Offered in Antique Brushed Nickel and Chrome finishes with Satin Etched glass, and Heirloom Bronze finish with Smoky Amber Glass. The assortment includes one-light, two-light, three-light, four-light, five-light and six-light wall/bath fixtures. Both incandescent lamping and ENERGY STAR-qualified LED lamping are available. All fixtures are California Title 24 compliant. | BATH | Gladstone | Wall / Bath Lighting | Chrome | 5 | Steel | Satin Etched Glass | D:6.5" H:4.875" |  |  | 3 Medium A19 100w |  | 3 | No | [14 empty] | 0 | [12 empty] | 71.98 | 143.96 | 215.94 | W:24'' H:9'' E:8 1/2'' | 7.7 |  |  | 24 | 9 | Wall / Bath |  |  |  |  | 8.5 |  | No |  | No | [21 empty] | DP:1 1/8'' W:22 15/16'' H:5 1/2'' OB UP:4 1/2'' OB DOWN:4 1/2'' |  |  |  | 6.5 |  |  | N/A | Hardwired | 0 | 1 | 0 | 0 | 1 | 0 | 0 | 1 | 0 | 0 | 0 | 785652445873 | 30 | 9.58 | 9.5 | 10.2 | 1.58 | 125 | Yes | [8 empty] | UL Damp | cUL Damp | GLADSTONE 3L BATH-05 | Three Light Wall / Bath |  | 44852-05.jpg | 44852.jpg
44852-782 | Three Light Wall / Bath | Moving beyond traditional styling, the Gladstone bath collection by Sea Gull Lighting is all about today's transitional, comfortable lifestyles. A perfect example of less is more and controlled design allows the understated curves and bell shaped glass to be the statement. Offered in Antique Brushed Nickel and Chrome finishes with Satin Etched glass, and Heirloom Bronze finish with Smoky Amber Glass. The assortment includes one-light, two-light, three-light, four-light, five-light and six-light wall/bath fixtures. Both incandescent lamping and ENERGY STAR-qualified LED lamping are available. All fixtures are California Title 24 compliant. | BATH | Gladstone | Wall / Bath Lighting | Heirloom Bronze | 782 | Steel | Smokey Amber Glass | D:6.5" H:4.875" |  |  | 3 Medium A19 100w |  | 3 | No | [14 empty] | 0 | [12 empty] | 71.98 | 143.96 | 215.94 | W:24'' H:9'' E:8 1/2'' | 7.7 |  |  | 24 | 9 | Wall / Bath |  |  |  |  | 8.5 |  | No |  | No | [21 empty] | DP:1 1/8'' W:22 15/16'' H:5 1/2'' OB UP:4 1/2'' OB DOWN:4 1/2'' |  |  |  | 6.5 |  |  | N/A | Hardwired | 0 | 1 | 0 | 0 | 1 | 0 | 0 | 1 | 0 | 0 | 0 | 785652445828 | 30 | 9.58 | 9.5 | 10.2 | 1.58 | 125 | Yes | [8 empty] | UL Damp | cUL Damp | GLADSTONE 3L BATH-782 | Three Light Wall / Bath |  | 44852-782.jpg | 44852.jpg
44852-965 | Three Light Wall / Bath | Moving beyond traditional styling, the Gladstone bath collection by Sea Gull Lighting is all about today's transitional, comfortable lifestyles. A perfect example of less is more and controlled design allows the understated curves and bell shaped glass to be the statement. Offered in Antique Brushed Nickel and Chrome finishes with Satin Etched glass, and Heirloom Bronze finish with Smoky Amber Glass. The assortment includes one-light, two-light, three-light, four-light, five-light and six-light wall/bath fixtures. Both incandescent lamping and ENERGY STAR-qualified LED lamping are available. All fixtures are California Title 24 compliant. | BATH | Gladstone | Wall / Bath Lighting | Antique Brushed Nickel | 965 | Steel | Satin Etched Glass | D:6.5" H:4.875" |  |  | 3 Medium A19 100w |  | 3 | No | [14 empty] | 0 | [12 empty] | 71.98 | 143.96 | 215.94 | W:24'' H:9'' E:8 1/2'' | 7.7 |  |  | 24 | 9 | Wall / Bath |  |  |  |  | 8.5 |  | No |  | No | [21 empty] | DP:1 1/8'' W:22 15/16'' H:5 1/2'' OB UP:4 1/2'' OB DOWN:4 1/2'' |  |  |  | 6.5 |  |  | N/A | Hardwired | 0 | 1 | 0 | 0 | 1 | 0 | 0 | 1 | 0 | 0 | 0 | 785652448560 | 30 | 9.58 | 9.5 | 10.2 | 1.58 | 125 | Yes | [8 empty] | UL Damp | cUL Damp | GLADSTONE 3L BATH-965 | Three Light Wall / Bath |  | 44852-965.jpg | 44852.jpg
44852EN3-05 | Three Light Wall / Bath | Moving beyond traditional styling, the Gladstone bath collection by Sea Gull Lighting is all about today's transitional, comfortable lifestyles. A perfect example of less is more and controlled design allows the understated curves and bell shaped glass to be the statement. Offered in Antique Brushed Nickel and Chrome finishes with Satin Etched glass, and Heirloom Bronze finish with Smoky Amber Glass. The assortment includes one-light, two-light, three-light, four-light, five-light and six-light wall/bath fixtures. Both incandescent lamping and ENERGY STAR-qualified LED lamping are available. All fixtures are California Title 24 compliant. | BATH | Gladstone | Wall / Bath Lighting | Chrome | 5 | Steel | Satin Etched Glass | D:6.5" H:4.875" |  |  | 3 Medium A19 9.3w |  | 3 | Yes | [14 empty] | 0 | [12 empty] | 88.98 | 177.96 | 266.94 | W:24'' H:9'' E:8 1/2'' | 7.7 |  |  | 24 | 9 | Cap Nuts |  |  |  |  | 8.5 |  | No |  | No | [21 empty] | DP:1 1/8'' W:23'' H:5 9/16'' OB UP:4 1/2'' OB DOWN:4 1/2'' |  |  |  | 6.5 | Black/White |  | N/A | Hardwired | 0 | 1 | 0 | 1 | 1 | 0 | 0 | 0 | 0 | 0 | 0 | 785652049934 | 30 | 9.5 | 9.5 | 10.2 | 1.567 | 125 | Yes | [8 empty] | C-UL-US Damp |  | GLADSTONE 3L BATH-05 | Three Light Wall / Bath |  | 44852EN3-05.jpg | 44852.jpg
44852EN3-782 | Three Light Wall / Bath | Moving beyond traditional styling, the Gladstone bath collection by Sea Gull Lighting is all about today's transitional, comfortable lifestyles. A perfect example of less is more and controlled design allows the understated curves and bell shaped glass to be the statement. Offered in Antique Brushed Nickel and Chrome finishes with Satin Etched glass, and Heirloom Bronze finish with Smoky Amber Glass. The assortment includes one-light, two-light, three-light, four-light, five-light and six-light wall/bath fixtures. Both incandescent lamping and ENERGY STAR-qualified LED lamping are available. All fixtures are California Title 24 compliant. | BATH | Gladstone | Wall / Bath Lighting | Heirloom Bronze | 782 | Steel | Satin Etched Glass | D:6.5" H:4.875" |  |  | 3 Medium A19 9.3w |  | 3 | Yes | [14 empty] | 0 | [12 empty] | 88.98 | 177.96 | 266.94 | W:24'' H:9'' E:8 1/2'' | 7.7 |  |  | 24 | 9 | Cap Nuts |  |  |  |  | 8.5 |  | No |  | No | [21 empty] | DP:1 1/8'' W:23'' H:5 9/16'' OB UP:4 1/2'' OB DOWN:4 1/2'' |  |  |  | 6.5 | Black/White |  | N/A | Hardwired | 0 | 1 | 0 | 1 | 1 | 0 | 0 | 0 | 0 | 0 | 0 | 785652049941 | 30 | 9.6 | 9.5 | 10.2 | 1.583 | 125 | Yes | [8 empty] | C-UL-US Damp |  | GLADSTONE 3L BATH-782 | Three Light Wall / Bath |  | 44852EN3-782.jpg | 44852.jpg
44852EN3-965 | Three Light Wall / Bath | Moving beyond traditional styling, the Gladstone bath collection by Sea Gull Lighting is all about today's transitional, comfortable lifestyles. A perfect example of less is more and controlled design allows the understated curves and bell shaped glass to be the statement. Offered in Antique Brushed Nickel and Chrome finishes with Satin Etched glass, and Heirloom Bronze finish with Smoky Amber Glass. The assortment includes one-light, two-light, three-light, four-light, five-light and six-light wall/bath fixtures. Both incandescent lamping and ENERGY STAR-qualified LED lamping are available. All fixtures are California Title 24 compliant. | BATH | Gladstone | Wall / Bath Lighting | Antique Brushed Nickel | 965 | Steel | Satin Etched Glass | D:6.5" H:4.875" |  |  | 3 Medium A19 9.3w |  | 3 | Yes | [14 empty] | 0 | [12 empty] | 88.98 | 177.96 | 266.94 | W:24'' H:9'' E:8 1/2'' | 7.7 |  |  | 24 | 9 | Cap Nuts |  |  |  |  | 8.5 |  | No |  | No | [21 empty] | DP:1 1/8'' W:23'' H:5 9/16'' OB UP:4 1/2'' OB DOWN:4 1/2'' |  |  |  | 6.5 | Black/White |  | N/A | Hardwired | 0 | 1 | 0 | 1 | 1 | 0 | 0 | 0 | 0 | 0 | 0 | 785652049958 | 25.25 | 9.5 | 9.75 | 9.4 | 1.353 | 125 | Yes | [8 empty] | C-UL-US Damp |  | GLADSTONE 3L BATH-965 | Three Light Wall / Bath |  | 44852EN3-965.jpg | 44852.jpg
44853-05 | Four Light Wall / Bath | Moving beyond traditional styling, the Gladstone bath collection by Sea Gull Lighting is all about today's transitional, comfortable lifestyles. A perfect example of less is more and controlled design allows the understated curves and bell shaped glass to be the statement. Offered in Antique Brushed Nickel and Chrome finishes with Satin Etched glass, and Heirloom Bronze finish with Smoky Amber Glass. The assortment includes one-light, two-light, three-light, four-light, five-light and six-light wall/bath fixtures. Both incandescent lamping and ENERGY STAR-qualified LED lamping are available. All fixtures are California Title 24 compliant. | BATH | Gladstone | Wall / Bath Lighting | Chrome | 5 | Steel | Satin Etched Glass | D:6.5" H:4.875" |  |  | 4 Medium A19 100w |  | 4 | No | [14 empty] | 0 | [12 empty] | 95.48 | 190.96 | 286.44 | W:32 1/2'' H:9'' E:8 1/2'' | 9.9 |  |  | 32.5 | 9 | Wall / Bath |  |  |  |  | 8.5 |  | No |  | No | [21 empty] | DP:1 1/8'' W:31 5/8'' H:5 1/2'' OB UP:4 1/2'' OB DOWN:4 1/2'' |  |  |  | 6.5 |  |  | N/A | Hardwired | 0 | 1 | 0 | 0 | 1 | 0 | 0 | 1 | 0 | 0 | 0 | 785652445880 | 38.25 | 9.75 | 9.5 | 13.2 | 2.05 | 125 | Yes | [8 empty] | UL Damp | cUL Damp | GLADSTONE 4L BATH-05 | Four Light Wall / Bath |  | 44853-05.jpg | 44853.jpg
44853-782 | Four Light Wall / Bath | Moving beyond traditional styling, the Gladstone bath collection by Sea Gull Lighting is all about today's transitional, comfortable lifestyles. A perfect example of less is more and controlled design allows the understated curves and bell shaped glass to be the statement. Offered in Antique Brushed Nickel and Chrome finishes with Satin Etched glass, and Heirloom Bronze finish with Smoky Amber Glass. The assortment includes one-light, two-light, three-light, four-light, five-light and six-light wall/bath fixtures. Both incandescent lamping and ENERGY STAR-qualified LED lamping are available. All fixtures are California Title 24 compliant. | BATH | Gladstone | Wall / Bath Lighting | Heirloom Bronze | 782 | Steel | Smokey Amber Glass | D:6.5" H:4.875" |  |  | 4 Medium A19 100w |  | 4 | No | [14 empty] | 0 | [12 empty] | 95.48 | 190.96 | 286.44 | W:32 1/2'' H:9'' E:8 1/2'' | 9.9 |  |  | 32.5 | 9 | Wall / Bath |  |  |  |  | 8.5 |  | No |  | No | [21 empty] | DP:1 1/8'' W:31 5/8'' H:5 1/2'' OB UP:4 1/2'' OB DOWN:4 1/2'' |  |  |  | 6.5 |  |  | N/A | Hardwired | 0 | 1 | 0 | 0 | 1 | 0 | 0 | 1 | 0 | 0 | 0 | 785652445835 | 38.25 | 9.75 | 9.5 | 13.2 | 2.05 | 125 | Yes | [8 empty] | UL Damp | cUL Damp | GLADSTONE 4L BATH-782 | Four Light Wall / Bath |  | 44853-782.jpg | 44853.jpg
44853-965 | Four Light Wall / Bath | Moving beyond traditional styling, the Gladstone bath collection by Sea Gull Lighting is all about today's transitional, comfortable lifestyles. A perfect example of less is more and controlled design allows the understated curves and bell shaped glass to be the statement. Offered in Antique Brushed Nickel and Chrome finishes with Satin Etched glass, and Heirloom Bronze finish with Smoky Amber Glass. The assortment includes one-light, two-light, three-light, four-light, five-light and six-light wall/bath fixtures. Both incandescent lamping and ENERGY STAR-qualified LED lamping are available. All fixtures are California Title 24 compliant. | BATH | Gladstone | Wall / Bath Lighting | Antique Brushed Nickel | 965 | Steel | Satin Etched Glass | D:6.5" H:4.875" |  |  | 4 Medium A19 100w |  | 4 | No | [14 empty] | 0 | [12 empty] | 95.48 | 190.96 | 286.44 | W:32 1/2'' H:9'' E:8 1/2'' | 9.9 |  |  | 32.5 | 9 | Wall / Bath |  |  |  |  | 8.5 |  | No |  | No | [21 empty] | DP:1 1/8'' W:31 5/8'' H:5 1/2'' OB UP:4 1/2'' OB DOWN:4 1/2'' |  |  |  | 6.5 |  |  | N/A | Hardwired | 0 | 1 | 0 | 0 | 1 | 0 | 0 | 1 | 0 | 0 | 0 | 785652448577 | 38.25 | 9.75 | 9.5 | 13.2 | 2.05 | 125 | Yes | [8 empty] | C-UL-US Damp |  | GLADSTONE 4L BATH-965 | Four Light Wall / Bath |  | 44853-965.jpg | 44853.jpg
44853EN3-05 | Four Light Wall / Bath | Moving beyond traditional styling, the Gladstone bath collection by Sea Gull Lighting is all about today's transitional, comfortable lifestyles. A perfect example of less is more and controlled design allows the understated curves and bell shaped glass to be the statement. Offered in Antique Brushed Nickel and Chrome finishes with Satin Etched glass, and Heirloom Bronze finish with Smoky Amber Glass. The assortment includes one-light, two-light, three-light, four-light, five-light and six-light wall/bath fixtures. Both incandescent lamping and ENERGY STAR-qualified LED lamping are available. All fixtures are California Title 24 compliant. | BATH | Gladstone | Wall / Bath Lighting | Chrome | 5 | Steel | Satin Etched Glass | D:6.5" H:4.875" |  |  | 4 Medium A19 9.3w |  | 4 | Yes | [14 empty] | 0 | [12 empty] | 117.98 | 235.96 | 353.94 | W:32 1/2'' H:9'' E:8 1/2'' | 9.9 |  |  | 32.5 | 9 | Cap Nuts |  |  |  |  | 8.5 |  | No |  | No | [21 empty] | DP:1 1/8'' W:31 3/4'' H:5 9/16'' OB UP:4 1/2'' OB DOWN:4 1/2'' |  |  |  | 6.5 | Black/White |  | N/A | Hardwired | 0 | 1 | 0 | 1 | 1 | 0 | 0 | 0 | 0 | 0 | 0 | 785652049965 | 38.25 | 9.75 | 9.5 | 13.2 | 2.05 | 125 | Yes | [8 empty] | C-UL-US Damp |  | GLADSTONE 4L BATH-05 | Four Light Wall / Bath |  | 44853EN3-05.jpg | 44853.jpg
44853EN3-782 | Four Light Wall / Bath | Moving beyond traditional styling, the Gladstone bath collection by Sea Gull Lighting is all about today's transitional, comfortable lifestyles. A perfect example of less is more and controlled design allows the understated curves and bell shaped glass to be the statement. Offered in Antique Brushed Nickel and Chrome finishes with Satin Etched glass, and Heirloom Bronze finish with Smoky Amber Glass. The assortment includes one-light, two-light, three-light, four-light, five-light and six-light wall/bath fixtures. Both incandescent lamping and ENERGY STAR-qualified LED lamping are available. All fixtures are California Title 24 compliant. | BATH | Gladstone | Wall / Bath Lighting | Heirloom Bronze | 782 | Steel | Satin Etched Glass | D:6.5" H:4.875" |  |  | 4 Medium A19 9.3w |  | 4 | Yes | [14 empty] | 0 | [12 empty] | 117.98 | 235.96 | 353.94 | W:32 1/2'' H:9'' E:8 1/2'' | 9.9 |  |  | 32.5 | 9 | Cap Nuts |  |  |  |  | 8.5 |  | No |  | No | [21 empty] | DP:1 1/8'' W:31 3/4'' H:5 9/16'' OB UP:4 1/2'' OB DOWN:4 1/2'' |  |  |  | 6.5 | Black/White |  | N/A | Hardwired | 0 | 1 | 0 | 1 | 1 | 0 | 0 | 0 | 0 | 0 | 0 | 785652049972 | 38.25 | 9.75 | 9.5 | 13.2 | 2.05 | 125 | Yes | [8 empty] | C-UL-US Damp |  | GLADSTONE 4L BATH-782 | Four Light Wall / Bath |  | 44853EN3-782.jpg | 44853.jpg
44853EN3-965 | Four Light Wall / Bath | Moving beyond traditional styling, the Gladstone bath collection by Sea Gull Lighting is all about today's transitional, comfortable lifestyles. A perfect example of less is more and controlled design allows the understated curves and bell shaped glass to be the statement. Offered in Antique Brushed Nickel and Chrome finishes with Satin Etched glass, and Heirloom Bronze finish with Smoky Amber Glass. The assortment includes one-light, two-light, three-light, four-light, five-light and six-light wall/bath fixtures. Both incandescent lamping and ENERGY STAR-qualified LED lamping are available. All fixtures are California Title 24 compliant. | BATH | Gladstone | Wall / Bath Lighting | Antique Brushed Nickel | 965 | Steel | Satin Etched Glass | D:6.5" H:4.875" |  |  | 4 Medium A19 9.3w |  | 4 | Yes | [14 empty] | 0 | [12 empty] | 117.98 | 235.96 | 353.94 | W:32 1/2'' H:9'' E:8 1/2'' | 9.9 |  |  | 32.5 | 9 | Cap Nuts |  |  |  |  | 8.5 |  | No |  | No | [21 empty] | DP:1 1/8'' W:31 3/4'' H:5 9/16'' OB UP:4 1/2'' OB DOWN:4 1/2'' |  |  |  | 6.5 | Black/White |  | N/A | Hardwired | 0 | 1 | 0 | 1 | 1 | 0 | 0 | 0 | 0 | 0 | 0 | 785652049989 | 34 | 9.75 | 9.75 | 13 | 1.87 | 125 | Yes | [8 empty] | C-UL-US Damp |  | GLADSTONE 4L BATH-965 | Four Light Wall / Bath |  | 44853EN3-965.jpg | 44853.jpg
44854-05 | Five Light Wall / Bath | Moving beyond traditional styling, the Gladstone bath collection by Sea Gull Lighting is all about today's transitional, comfortable lifestyles. A perfect example of less is more and controlled design allows the understated curves and bell shaped glass to be the statement. Offered in Antique Brushed Nickel and Chrome finishes with Satin Etched glass, and Heirloom Bronze finish with Smoky Amber Glass. The assortment includes one-light, two-light, three-light, four-light, five-light and six-light wall/bath fixtures. Both incandescent lamping and ENERGY STAR-qualified LED lamping are available. All fixtures are California Title 24 compliant. | BATH | Gladstone | Wall / Bath Lighting | Chrome | 5 | Steel | Satin Etched Glass | D:6.5" H:4.875" |  |  | 5 Medium A19 100w |  | 5 | No | [14 empty] | 0 | [12 empty] | 122.98 | 245.96 | 368.94 | W:41 1/4'' H:9'' E:8 1/2'' | 11.6 |  |  | 41.25 | 9 | Wall / Bath |  |  |  |  | 8.5 |  | No |  | No | [21 empty] | DP:1 1/8'' W:39 5/16'' H:5 1/2'' OB UP:4 1/2'' OB DOWN:4 1/2'' |  |  |  | 6.5 |  |  | N/A | Hardwired | 0 | 1 | 0 | 0 | 1 | 0 | 0 | 1 | 0 | 0 | 0 | 785652485404 | 47 | 10 | 9.75 | 15.5 | 2.652 | 175 | Yes | [8 empty] | UL Damp | cUL Damp | GLADSTONE 5L BATH-05 | Five Light Wall / Bath |  | 44854-05.jpg | 44854.jpg
44854-782 | Five Light Wall / Bath | Moving beyond traditional styling, the Gladstone bath collection by Sea Gull Lighting is all about today's transitional, comfortable lifestyles. A perfect example of less is more and controlled design allows the understated curves and bell shaped glass to be the statement. Offered in Antique Brushed Nickel and Chrome finishes with Satin Etched glass, and Heirloom Bronze finish with Smoky Amber Glass. The assortment includes one-light, two-light, three-light, four-light, five-light and six-light wall/bath fixtures. Both incandescent lamping and ENERGY STAR-qualified LED lamping are available. All fixtures are California Title 24 compliant. | BATH | Gladstone | Wall / Bath Lighting | Heirloom Bronze | 782 | Steel | Smokey Amber Glass | D:6.5" H:4.875" |  |  | 5 Medium A19 100w |  | 5 | No | [14 empty] | 0 | [12 empty] | 122.98 | 245.96 | 368.94 | W:41 1/4'' H:9'' E:8 1/2'' | 11.6 |  |  | 41.25 | 9 | Wall / Bath |  |  |  |  | 8.5 |  | No |  | No | [21 empty] | DP:1 1/8'' W:39 5/16'' H:5 1/2'' OB UP:4 1/2'' OB DOWN:4 1/2'' |  |  |  | 6.5 |  |  | N/A | Hardwired | 0 | 1 | 0 | 0 | 1 | 0 | 0 | 1 | 0 | 0 | 0 | 785652485435 | 47 | 10 | 9.75 | 15.5 | 2.652 | 175 | Yes | [8 empty] | UL Damp | cUL Damp | GLADSTONE 5L BATH-782 | Five Light Wall / Bath |  | 44854-782.jpg | 44854.jpg
44854-965 | Five Light Wall / Bath | Moving beyond traditional styling, the Gladstone bath collection by Sea Gull Lighting is all about today's transitional, comfortable lifestyles. A perfect example of less is more and controlled design allows the understated curves and bell shaped glass to be the statement. Offered in Antique Brushed Nickel and Chrome finishes with Satin Etched glass, and Heirloom Bronze finish with Smoky Amber Glass. The assortment includes one-light, two-light, three-light, four-light, five-light and six-light wall/bath fixtures. Both incandescent lamping and ENERGY STAR-qualified LED lamping are available. All fixtures are California Title 24 compliant. | BATH | Gladstone | Wall / Bath Lighting | Antique Brushed Nickel | 965 | Steel | Satin Etched Glass | D:6.5" H:4.875" |  |  | 5 Medium A19 100w |  | 5 | No | [14 empty] | 0 | [12 empty] | 122.98 | 245.96 | 368.94 | W:41 1/4'' H:9'' E:8 1/2'' | 11.6 |  |  | 41.25 | 9 | Wall / Bath |  |  |  |  | 8.5 |  | No |  | No | [21 empty] | DP:1 1/8'' W:39 5/16'' H:5 1/2'' OB UP:4 1/2'' OB DOWN:4 1/2'' |  |  |  | 6.5 |  |  | N/A | Hardwired | 0 | 1 | 0 | 0 | 1 | 0 | 0 | 1 | 0 | 0 | 0 | 785652485442 | 47 | 10 | 9.75 | 15.5 | 2.652 | 175 | Yes | [8 empty] | UL Damp | cUL Damp | GLADSTONE 5L BATH-965 | Five Light Wall / Bath |  | 44854-965.jpg | 44854.jpg
44854EN3-05 | Five Light Wall / Bath | Moving beyond traditional styling, the Gladstone bath collection by Sea Gull Lighting is all about today's transitional, comfortable lifestyles. A perfect example of less is more and controlled design allows the understated curves and bell shaped glass to be the statement. Offered in Antique Brushed Nickel and Chrome finishes with Satin Etched glass, and Heirloom Bronze finish with Smoky Amber Glass. The assortment includes one-light, two-light, three-light, four-light, five-light and six-light wall/bath fixtures. Both incandescent lamping and ENERGY STAR-qualified LED lamping are available. All fixtures are California Title 24 compliant. | BATH | Gladstone | Wall / Bath Lighting | Chrome | 5 | Steel | Satin Etched Glass | D:6.5" H:4.875" |  |  | 5 Medium A19 9.3w |  | 5 | Yes | [14 empty] | 0 | [12 empty] | 149.98 | 299.96 | 449.94 | W:41 1/4'' H:9'' E:8 1/2'' | 11.6 |  |  | 41.25 | 9 | Wall / Bath |  |  |  |  | 8.5 |  | No |  | No | [21 empty] | DP:1 1/8'' W:39 5/16'' H:5 1/2'' OB UP:4 1/2'' OB DOWN:4 1/2'' |  |  |  | 6.5 | Black/White |  | N/A | Hardwired | 0 | 1 | 0 | 1 | 1 | 0 | 0 | 0 | 0 | 0 | 0 | 785652049996 | 47 | 10 | 9.75 | 15.5 | 2.652 | 175 | Yes | [8 empty] | UL Damp | cUL Damp | GLADSTONE 5L BATH-05 | Five Light Wall / Bath |  | 44854EN3-05.jpg | 44854.jpg
44854EN3-782 | Five Light Wall / Bath | Moving beyond traditional styling, the Gladstone bath collection by Sea Gull Lighting is all about today's transitional, comfortable lifestyles. A perfect example of less is more and controlled design allows the understated curves and bell shaped glass to be the statement. Offered in Antique Brushed Nickel and Chrome finishes with Satin Etched glass, and Heirloom Bronze finish with Smoky Amber Glass. The assortment includes one-light, two-light, three-light, four-light, five-light and six-light wall/bath fixtures. Both incandescent lamping and ENERGY STAR-qualified LED lamping are available. All fixtures are California Title 24 compliant. | BATH | Gladstone | Wall / Bath Lighting | Heirloom Bronze | 782 | Steel | Satin Etched Glass | D:6.5" H:4.875" |  |  | 5 Medium A19 9.3w |  | 5 | Yes | [14 empty] | 0 | [12 empty] | 149.98 | 299.96 | 449.94 | W:41 1/4'' H:9'' E:8 1/2'' | 11.6 |  |  | 41.25 | 9 | Wall / Bath |  |  |  |  | 8.5 |  | No |  | No | [21 empty] | DP:1 1/8'' W:39 5/16'' H:5 1/2'' OB UP:4 1/2'' OB DOWN:4 1/2'' |  |  |  | 6.5 | Black/White |  | N/A | Hardwired | 0 | 1 | 0 | 1 | 1 | 0 | 0 | 0 | 0 | 0 | 0 | 785652050008 | 47 | 10 | 9.75 | 15.5 | 2.652 | 175 | Yes | [8 empty] | UL Damp | cUL Damp | GLADSTONE 5L BATH-782 | Five Light Wall / Bath |  | 44854EN3-782.jpg | 44854.jpg
44854EN3-965 | Five Light Wall / Bath | Moving beyond traditional styling, the Gladstone bath collection by Sea Gull Lighting is all about today's transitional, comfortable lifestyles. A perfect example of less is more and controlled design allows the understated curves and bell shaped glass to be the statement. Offered in Antique Brushed Nickel and Chrome finishes with Satin Etched glass, and Heirloom Bronze finish with Smoky Amber Glass. The assortment includes one-light, two-light, three-light, four-light, five-light and six-light wall/bath fixtures. Both incandescent lamping and ENERGY STAR-qualified LED lamping are available. All fixtures are California Title 24 compliant. | BATH | Gladstone | Wall / Bath Lighting | Antique Brushed Nickel | 965 | Steel | Satin Etched Glass | D:6.5" H:4.875" |  |  | 5 Medium A19 9.3w |  | 5 | Yes | [14 empty] | 0 | [12 empty] | 149.98 | 299.96 | 449.94 | W:41 1/4'' H:9'' E:8 1/2'' | 11.6 |  |  | 41.25 | 9 | Wall / Bath |  |  |  |  | 8.5 |  | No |  | No | [21 empty] | DP:1 1/8'' W:39 5/16'' H:5 1/2'' OB UP:4 1/2'' OB DOWN:4 1/2'' |  |  |  | 6.5 | Black/White |  | N/A | Hardwired | 0 | 1 | 0 | 1 | 1 | 0 | 0 | 0 | 0 | 0 | 0 | 785652050015 | 47 | 10 | 9.75 | 15.5 | 2.652 | 175 | Yes | [8 empty] | UL Damp | cUL Damp | GLADSTONE 5L BATH-965 | Five Light Wall / Bath |  | 44854EN3-965.jpg | 44854.jpg
44855-05 | Six Light Wall / Bath | Moving beyond traditional styling, the Gladstone bath collection by Sea Gull Lighting is all about today's transitional, comfortable lifestyles. A perfect example of less is more and controlled design allows the understated curves and bell shaped glass to be the statement. Offered in Antique Brushed Nickel and Chrome finishes with Satin Etched glass, and Heirloom Bronze finish with Smoky Amber Glass. The assortment includes one-light, two-light, three-light, four-light, five-light and six-light wall/bath fixtures. Both incandescent lamping and ENERGY STAR-qualified LED lamping are available. All fixtures are California Title 24 compliant. | BATH | Gladstone | Wall / Bath Lighting | Chrome | 5 | Steel | Satin Etched Glass | D:6.5" H:4.875" |  |  | 6 Medium A19 100w |  | 6 | No | [14 empty] | 0 | [12 empty] | 143.48 | 286.96 | 430.44 | W:50'' H:9'' E:8 1/2'' | 13.8 |  |  | 50 | 9 | Wall / Bath |  |  |  |  | 8.5 |  | No |  | No | [21 empty] | DP:1 1/8'' W:48'' H:5 1/2'' OB UP:4 1/2'' OB DOWN:4 1/2'' |  |  |  | 6.5 |  |  | N/A | Hardwired | 0 | 1 | 0 | 0 | 1 | 0 | 0 | 1 | 0 | 0 | 0 | 785652485459 | 56 | 9.75 | 9.75 | 18.4 | 3.081 | 125 | Yes | [8 empty] | UL Damp | cUL Damp | GLADSTONE 6L BATH-05 | Six Light Wall / Bath |  | 44855-05.jpg | 44855.jpg
44855-782 | Six Light Wall / Bath | Moving beyond traditional styling, the Gladstone bath collection by Sea Gull Lighting is all about today's transitional, comfortable lifestyles. A perfect example of less is more and controlled design allows the understated curves and bell shaped glass to be the statement. Offered in Antique Brushed Nickel and Chrome finishes with Satin Etched glass, and Heirloom Bronze finish with Smoky Amber Glass. The assortment includes one-light, two-light, three-light, four-light, five-light and six-light wall/bath fixtures. Both incandescent lamping and ENERGY STAR-qualified LED lamping are available. All fixtures are California Title 24 compliant. | BATH | Gladstone | Wall / Bath Lighting | Heirloom Bronze | 782 | Steel | Smokey Amber Glass | D:6.5" H:4.875" |  |  | 6 Medium A19 100w |  | 6 | No | [14 empty] | 0 | [12 empty] | 143.48 | 286.96 | 430.44 | W:50'' H:9'' E:8 1/2'' | 13.8 |  |  | 50 | 9 | Wall / Bath |  |  |  |  | 8.5 |  | No |  | No | [21 empty] | DP:1 1/8'' W:48'' H:5 1/2'' OB UP:4 1/2'' OB DOWN:4 1/2'' |  |  |  | 6.5 |  |  | N/A | Hardwired | 0 | 1 | 0 | 0 | 1 | 0 | 0 | 1 | 0 | 0 | 0 | 785652485473 | 56 | 9.75 | 9.75 | 18.4 | 3.081 | 125 | Yes | [8 empty] | UL Damp | cUL Damp | GLADSTONE 6L BATH-782 | Six Light Wall / Bath |  | 44855-782.jpg | 44855.jpg
44855-965 | Six Light Wall / Bath | Moving beyond traditional styling, the Gladstone bath collection by Sea Gull Lighting is all about today's transitional, comfortable lifestyles. A perfect example of less is more and controlled design allows the understated curves and bell shaped glass to be the statement. Offered in Antique Brushed Nickel and Chrome finishes with Satin Etched glass, and Heirloom Bronze finish with Smoky Amber Glass. The assortment includes one-light, two-light, three-light, four-light, five-light and six-light wall/bath fixtures. Both incandescent lamping and ENERGY STAR-qualified LED lamping are available. All fixtures are California Title 24 compliant. | BATH | Gladstone | Wall / Bath Lighting | Antique Brushed Nickel | 965 | Steel | Satin Etched Glass | D:6.5" H:4.875" |  |  | 6 Medium A19 100w |  | 6 | No | [14 empty] | 0 | [12 empty] | 143.48 | 286.96 | 430.44 | W:50'' H:9'' E:8 1/2'' | 13.8 |  |  | 50 | 9 | Wall / Bath |  |  |  |  | 8.5 |  | No |  | No | [21 empty] | DP:1 1/8'' W:48'' H:5 1/2'' OB UP:4 1/2'' OB DOWN:4 1/2'' |  |  |  | 6.5 |  |  | N/A | Hardwired | 0 | 1 | 0 | 0 | 1 | 0 | 0 | 1 | 0 | 0 | 0 | 785652485480 | 56 | 9.75 | 9.75 | 18.4 | 3.081 | 125 | Yes | [8 empty] | UL Damp | cUL Damp | GLADSTONE 6L BATH-965 | Six Light Wall / Bath |  | 44855-965.jpg | 44855.jpg
44855EN3-05 | Six Light Wall / Bath | Moving beyond traditional styling, the Gladstone bath collection by Sea Gull Lighting is all about today's transitional, comfortable lifestyles. A perfect example of less is more and controlled design allows the understated curves and bell shaped glass to be the statement. Offered in Antique Brushed Nickel and Chrome finishes with Satin Etched glass, and Heirloom Bronze finish with Smoky Amber Glass. The assortment includes one-light, two-light, three-light, four-light, five-light and six-light wall/bath fixtures. Both incandescent lamping and ENERGY STAR-qualified LED lamping are available. All fixtures are California Title 24 compliant. | BATH | Gladstone | Wall / Bath Lighting | Chrome | 5 | Steel | Satin Etched Glass | D:6.5" H:4.875" |  |  | 6 Medium A19 9.3w |  | 6 | Yes | [14 empty] | 0 | [12 empty] | 174.98 | 349.96 | 524.94 | W:50'' H:9'' E:8 1/2'' | 13.8 |  |  | 50 | 9 | Wall / Bath |  |  |  |  | 8.5 |  | No |  | No | [21 empty] | DP:1 1/8'' W:48'' H:5 1/2'' OB UP:4 1/2'' OB DOWN:4 1/2'' |  |  |  | 6.5 | Black/White |  | N/A | Hardwired | 0 | 1 | 0 | 1 | 1 | 0 | 0 | 0 | 0 | 0 | 0 | 785652050039 | 56 | 9.75 | 9.75 | 18.4 | 3.081 | 125 | Yes | [8 empty] | UL Damp | cUL Damp | GLADSTONE 6L BATH-05 | Six Light Wall / Bath |  | 44855EN3-05.jpg | 44855.jpg
44855EN3-782 | Six Light Wall / Bath | Moving beyond traditional styling, the Gladstone bath collection by Sea Gull Lighting is all about today's transitional, comfortable lifestyles. A perfect example of less is more and controlled design allows the understated curves and bell shaped glass to be the statement. Offered in Antique Brushed Nickel and Chrome finishes with Satin Etched glass, and Heirloom Bronze finish with Smoky Amber Glass. The assortment includes one-light, two-light, three-light, four-light, five-light and six-light wall/bath fixtures. Both incandescent lamping and ENERGY STAR-qualified LED lamping are available. All fixtures are California Title 24 compliant. | BATH | Gladstone | Wall / Bath Lighting | Heirloom Bronze | 782 | Steel | Satin Etched Glass | D:6.5" H:4.875" |  |  | 6 Medium A19 9.3w |  | 6 | Yes | [14 empty] | 0 | [12 empty] | 174.98 | 349.96 | 524.94 | W:50'' H:9'' E:8 1/2'' | 13.8 |  |  | 50 | 9 | Wall / Bath |  |  |  |  | 8.5 |  | No |  | No | [21 empty] | DP:1 1/8'' W:48'' H:5 1/2'' OB UP:4 1/2'' OB DOWN:4 1/2'' |  |  |  | 6.5 | Black/White |  | N/A | Hardwired | 0 | 1 | 0 | 1 | 1 | 0 | 0 | 0 | 0 | 0 | 0 | 785652050046 | 56 | 9.75 | 9.75 | 18.4 | 3.081 | 125 | Yes | [8 empty] | UL Damp | cUL Damp | GLADSTONE 6L BATH-782 | Six Light Wall / Bath |  | 44855EN3-782.jpg | 44855.jpg
44855EN3-965 | Six Light Wall / Bath | Moving beyond traditional styling, the Gladstone bath collection by Sea Gull Lighting is all about today's transitional, comfortable lifestyles. A perfect example of less is more and controlled design allows the understated curves and bell shaped glass to be the statement. Offered in Antique Brushed Nickel and Chrome finishes with Satin Etched glass, and Heirloom Bronze finish with Smoky Amber Glass. The assortment includes one-light, two-light, three-light, four-light, five-light and six-light wall/bath fixtures. Both incandescent lamping and ENERGY STAR-qualified LED lamping are available. All fixtures are California Title 24 compliant. | BATH | Gladstone | Wall / Bath Lighting | Antique Brushed Nickel | 965 | Steel | Satin Etched Glass | D:6.5" H:4.875" |  |  | 6 Medium A19 9.3w |  | 6 | Yes | [14 empty] | 0 | [12 empty] | 174.98 | 349.96 | 524.94 | W:50'' H:9'' E:8 1/2'' | 13.8 |  |  | 50 | 9 | Wall / Bath |  |  |  |  | 8.5 |  | No |  | No | [21 empty] | DP:1 1/8'' W:48'' H:5 1/2'' OB UP:4 1/2'' OB DOWN:4 1/2'' |  |  |  | 6.5 | Black/White |  | N/A | Hardwired | 0 | 1 | 0 | 1 | 1 | 0 | 0 | 0 | 0 | 0 | 0 | 785652050053 | 56 | 9.75 | 9.75 | 18.4 | 3.081 | 125 | Yes | [8 empty] | UL Damp | cUL Damp | GLADSTONE 6L BATH-965 | Six Light Wall / Bath |  | 44855EN3-965.jpg | 44855.jpg
4487902-848 | Two Light Wall / Bath |  | BATH | Cafe | Wall / Bath Lighting | Satin Bronze / Midnight Black | 848 / 112 | Steel | Etched / White Inside Glass |  |  |  | 2 Candelabra Torpedo 60w |  | 2 | No | [14 empty] | 0 | [12 empty] | 49.5 | 99 | 148.5 | W:14'' H:10 3/4'' E:7'' |  |  |  | 14 | 10.75 | [5 empty] | 7 |  | No |  | No | [25 empty] | 6.5 | Black/White |  |  | Hardwired | 0 | 1 | 0 | 0 | 1 | 0 | 0 | 1 | 0 | 0 | 0 | 785652085994 | [16 empty] | cETL Damp | CAFE 2L BATH-848 | Two Light Wall / Bath |  | 4487902-848.jpg | 4487902.jpg
4487902-962 | Two Light Wall / Bath |  | BATH | Cafe | Wall / Bath Lighting | Brushed Nickel / Midnight Black | 962 / 112 | Steel | Etched / White Inside Glass |  |  |  | 2 Candelabra Torpedo 60w |  | 2 | No | [14 empty] | 0 | [12 empty] | 49.5 | 99 | 148.5 | W:14'' H:10 3/4'' E:7'' |  |  |  | 14 | 10.75 | [5 empty] | 7 |  | No |  | No | [25 empty] | 6.5 | Black/White |  |  | Hardwired | 0 | 1 | 0 | 0 | 1 | 0 | 0 | 1 | 0 | 0 | 0 | 785652086038 | [16 empty] | cETL Damp | CAFE 2L BATH-962 | Two Light Wall / Bath |  | 4487902-962.jpg | 4487902.jpg
4487903-848 | Three Light Wall / Bath |  | BATH | Cafe | Wall / Bath Lighting | Satin Bronze / Midnight Black | 848 / 112 | Steel | Etched / White Inside Glass |  |  |  | 3 Candelabra Torpedo 60w |  | 3 | No | [14 empty] | 0 | [12 empty] | 69.5 | 139 | 208.5 | W:21'' H:10 3/4'' E:7'' |  |  |  | 21 | 10.75 | [5 empty] | 7 |  | No |  | No | [25 empty] | 6.5 | Black/White |  |  | Hardwired | 0 | 1 | 0 | 0 | 1 | 0 | 0 | 1 | 0 | 0 | 0 | 785652086045 | [16 empty] | cETL Damp | CAFE 3L BATH-848 | Three Light Wall / Bath |  | 4487903-848.jpg | 4487903.jpg
4487903-962 | Three Light Wall / Bath |  | BATH | Cafe | Wall / Bath Lighting | Brushed Nickel / Midnight Black | 962 / 112 | Steel | Etched / White Inside Glass |  |  |  | 3 Candelabra Torpedo 60w |  | 3 | No | [14 empty] | 0 | [12 empty] | 69.5 | 139 | 208.5 | W:21'' H:10 3/4'' E:7'' |  |  |  | 21 | 10.75 | [5 empty] | 7 |  | No |  | No | [25 empty] | 6.5 | Black/White |  |  | Hardwired | 0 | 1 | 0 | 0 | 1 | 0 | 0 | 1 | 0 | 0 | 0 | 785652086052 | [16 empty] | cETL Damp | CAFE 3L BATH-962 | Three Light Wall / Bath |  | 4487903-962.jpg | 4487903.jpg
4487904-848 | Four Light Wall / Bath |  | BATH | Cafe | Wall / Bath Lighting | Satin Bronze / Midnight Black | 848 / 112 | Steel | Etched / White Inside Glass |  |  |  | 4 Candelabra Torpedo 60w |  | 4 | No | [14 empty] | 0 | [12 empty] | 89.5 | 179 | 268.5 | W:30'' H:10 3/4'' E:7'' |  |  |  | 30 | 10.75 | [5 empty] | 7 |  | No |  | No | [25 empty] | 6.5 | Black/White |  |  | Hardwired | 0 | 1 | 0 | 0 | 1 | 0 | 0 | 1 | 0 | 0 | 0 | 785652086090 | [16 empty] | cETL Damp | CAFE 4L BATH-848 | Four Light Wall / Bath |  | 4487904-848.jpg | 4487904.jpg
4487904-962 | Four Light Wall / Bath |  | BATH | Cafe | Wall / Bath Lighting | Brushed Nickel / Midnight Black | 962 / 112 | Steel | Etched / White Inside Glass |  |  |  | 4 Candelabra Torpedo 60w |  | 4 | No | [14 empty] | 0 | [12 empty] | 89.5 | 179 | 268.5 | W:30'' H:10 3/4'' E:7'' |  |  |  | 30 | 10.75 | [5 empty] | 7 |  | No |  | No | [25 empty] | 6.5 | Black/White |  |  | Hardwired | 0 | 1 | 0 | 0 | 1 | 0 | 0 | 1 | 0 | 0 | 0 | 785652086106 | [16 empty] | cETL Damp | CAFE 4L BATH-962 | Four Light Wall / Bath |  | 4487904-962.jpg | 4487904.jpg
4487905-848 | Five Light Wall / Bath |  | BATH | Cafe | Wall / Bath Lighting | Satin Bronze / Midnight Black | 848 / 112 | Steel | Etched / White Inside Glass |  |  |  | 5 Candelabra Torpedo 60w |  | 5 | No | [14 empty] | 0 | [12 empty] | 114.5 | 229 | 343.5 | W:37 3/4'' H:10 3/4'' E:7'' |  |  |  | 37.75 | 10.75 | [5 empty] | 7 |  | No |  | No | [25 empty] | 6.5 | Black/White |  |  | Hardwired | 0 | 1 | 0 | 0 | 1 | 0 | 0 | 1 | 0 | 0 | 0 | 785652086113 | [16 empty] | cETL Damp | CAFE 5L BATH-848 | Five Light Wall / Bath |  | 4487905-848.jpg | 4487905.jpg
4487905-962 | Five Light Wall / Bath |  | BATH | Cafe | Wall / Bath Lighting | Brushed Nickel / Midnight Black | 962 / 112 | Steel | Etched / White Inside Glass |  |  |  | 5 Candelabra Torpedo 60w |  | 5 | No | [14 empty] | 0 | [12 empty] | 114.5 | 229 | 343.5 | W:37 3/4'' H:10 3/4'' E:7'' |  |  |  | 37.75 | 10.75 | [5 empty] | 7 |  | No |  | No | [25 empty] | 6.5 | Black/White |  |  | Hardwired | 0 | 1 | 0 | 0 | 1 | 0 | 0 | 1 | 0 | 0 | 0 | 785652086120 | [16 empty] | cETL Damp | CAFE 5L BATH-962 | Five Light Wall / Bath |  | 4487905-962.jpg | 4487905.jpg
4490302-05 | Two Light Bath | Zire embodies simple clean lines in three finishes that strike a perfect balance of elegant yet minimalist design. Each of the lights sits on the round bottom rim, featuring an Edison-inspired design highlighted by a cylindrical glass shade. The assortment includes nine-light, five-light, and three-light chandeliers, a five light linear, one-light mini-pendant and one-light, two-light, three-light and four-light wall/bath fixtures. A stylish and elegant addition to any room in the house. Zire is offered in a Brushed Oil Rubbed Bronze, Brushed Nickel or Chrome finish. | BATH | Zire | Wall / Bath Lighting | Chrome | 5 | Steel | Etched / White Inside Glass | D:3.875" H:6" |  |  | 2 Medium A19 75w |  | 2 | No | [14 empty] | 0 | [12 empty] | 49.98 | 99.96 | 149.94 | W:14'' H:7 7/8'' E:5 1/2'' | 3.08 |  |  | 14 | 7.875 | Cap Nuts |  |  |  |  | 5.5 |  | No |  | No | [21 empty] | DP:1'' W:7 31/32'' H:5'' OB UP:4 7/8'' OB DOWN:3'' Rectangular |  |  |  | 6.5 | Black/White |  |  | Hardwired | 0 | 1 | 0 | 0 | 1 | 0 | 0 | 1 | 0 | 0 | 0 | 785652070440 | 16.75 | 11.75 | 7.875 | 4.1 | 0.897 | 175 | Yes | [9 empty] | cETL Damp | ZIRE 2L BATH-05 | Two Light Bath |  | 4490302-05.jpg | 4490302.jpg
4490302-778 | Two Light Bath | Zire embodies simple clean lines in three finishes that strike a perfect balance of elegant yet minimalist design. Each of the lights sits on the round bottom rim, featuring an Edison-inspired design highlighted by a cylindrical glass shade. The assortment includes nine-light, five-light, and three-light chandeliers, a five light linear, one-light mini-pendant and one-light, two-light, three-light and four-light wall/bath fixtures. A stylish and elegant addition to any room in the house. Zire is offered in a Brushed Oil Rubbed Bronze, Brushed Nickel or Chrome finish. | BATH | Zire | Wall / Bath Lighting | Brushed Oil Rubbed Bronze | 778 | Steel | Etched / White Inside Glass | D:3.875" H:6" |  |  | 2 Medium A19 75w |  | 2 | No | [14 empty] | 0 | [12 empty] | 49.98 | 99.96 | 149.94 | W:14'' H:7 7/8'' E:5 1/2'' | 3.08 |  |  | 14 | 7.875 | Cap Nuts |  |  |  |  | 5.5 |  | No |  | No | [21 empty] | DP:1'' W:7 31/32'' H:5'' OB UP:4 7/8'' OB DOWN:3'' Rectangular |  |  |  | 6.5 | Black/White |  |  | Hardwired | 0 | 1 | 0 | 0 | 1 | 0 | 0 | 1 | 0 | 0 | 0 | 785652070457 | 16.75 | 11.5 | 7.75 | 4.1 | 0.864 | 175 | Yes | [9 empty] | cETL Damp | ZIRE 2L BATH-778 | Two Light Bath |  | 4490302-778.jpg | 4490302.jpg
4490302-962 | Two Light Bath | Zire embodies simple clean lines in three finishes that strike a perfect balance of elegant yet minimalist design. Each of the lights sits on the round bottom rim, featuring an Edison-inspired design highlighted by a cylindrical glass shade. The assortment includes nine-light, five-light, and three-light chandeliers, a five light linear, one-light mini-pendant and one-light, two-light, three-light and four-light wall/bath fixtures. A stylish and elegant addition to any room in the house. Zire is offered in a Brushed Oil Rubbed Bronze, Brushed Nickel or Chrome finish. | BATH | Zire | Wall / Bath Lighting | Brushed Nickel | 962 | Steel | Etched / White Inside Glass | D:3.875" H:6" |  |  | 2 Medium A19 75w |  | 2 | No | [14 empty] | 0 | [12 empty] | 49.98 | 99.96 | 149.94 | W:14'' H:7 7/8'' E:5 1/2'' | 3.08 |  |  | 14 | 7.875 | Cap Nuts |  |  |  |  | 5.5 |  | No |  | No | [21 empty] | DP:1'' W:7 31/32'' H:5'' OB UP:4 7/8'' OB DOWN:3'' Rectangular |  |  |  | 6.5 | Black/White |  |  | Hardwired | 0 | 1 | 0 | 0 | 1 | 0 | 0 | 1 | 0 | 0 | 0 | 785652070464 | 17 | 11.5 | 7.75 | 4.1 | 0.877 | 175 | Yes | [9 empty] | cETL Damp | ZIRE 2L BATH-962 | Two Light Bath |  | 4490302-962.jpg | 4490302.jpg
4490302EN3-05 | Two Light Bath | Zire embodies simple clean lines in three finishes that strike a perfect balance of elegant yet minimalist design. Each of the lights sits on the round bottom rim, featuring an Edison-inspired design highlighted by a cylindrical glass shade. The assortment includes nine-light, five-light, and three-light chandeliers, a five light linear, one-light mini-pendant and one-light, two-light, three-light and four-light wall/bath fixtures. A stylish and elegant addition to any room in the house. Zire is offered in a Brushed Oil Rubbed Bronze, Brushed Nickel or Chrome finish. | BATH | Zire | Wall / Bath Lighting | Chrome | 5 | Steel | Etched / White Inside Glass | D:3.875" H:6" |  |  | 2 Medium A19 9.3w |  | 2 | Yes | [14 empty] | 0 | [12 empty] | 60.98 | 121.96 | 182.94 | W:14'' H:7 7/8'' E:5 1/2'' | 3.08 |  |  | 14 | 7.875 | Cap Nuts |  |  |  |  | 5.5 |  | No |  | No | [21 empty] | DP:1'' W:7 31/32'' H:5'' OB UP:4 7/8'' OB DOWN:3'' Rectangular |  |  |  | 6.5 | Black/White |  |  | Hardwired | 0 | 1 | 0 | 1 | 1 | 0 | 0 | 0 | 0 | 0 | 0 | 785652072123 | 16.75 | 11.75 | 7.875 | 4.1 | 0.897 | 175 | Yes | [9 empty] | cETL Damp | ZIRE 2L LED BATH-05 | Two Light Bath |  | 4490302EN3-05.jpg | 4490302EN3.jpg
4490302EN3-778 | Two Light Bath | Zire embodies simple clean lines in three finishes that strike a perfect balance of elegant yet minimalist design. Each of the lights sits on the round bottom rim, featuring an Edison-inspired design highlighted by a cylindrical glass shade. The assortment includes nine-light, five-light, and three-light chandeliers, a five light linear, one-light mini-pendant and one-light, two-light, three-light and four-light wall/bath fixtures. A stylish and elegant addition to any room in the house. Zire is offered in a Brushed Oil Rubbed Bronze, Brushed Nickel or Chrome finish. | BATH | Zire | Wall / Bath Lighting | Brushed Oil Rubbed Bronze | 778 | Steel | Etched / White Inside Glass | D:3.875" H:6" |  |  | 2 Medium A19 9.3w |  | 2 | Yes | [14 empty] | 0 | [12 empty] | 60.98 | 121.96 | 182.94 | W:14'' H:7 7/8'' E:5 1/2'' | 3.08 |  |  | 14 | 7.875 | Cap Nuts |  |  |  |  | 5.5 |  | No |  | No | [21 empty] | DP:1'' W:7 31/32'' H:5'' OB UP:4 7/8'' OB DOWN:3'' Rectangular |  |  |  | 6.5 | Black/White |  |  | Hardwired | 0 | 1 | 0 | 1 | 1 | 0 | 0 | 0 | 0 | 0 | 0 | 785652072130 | 16.75 | 11.5 | 7.75 | 4.1 | 0.864 | 175 | Yes | [9 empty] | cETL Damp | ZIRE 2L LED BATH-778 | Two Light Bath |  | 4490302EN3-778.jpg | 4490302EN3.jpg
4490302EN3-962 | Two Light Bath | Zire embodies simple clean lines in three finishes that strike a perfect balance of elegant yet minimalist design. Each of the lights sits on the round bottom rim, featuring an Edison-inspired design highlighted by a cylindrical glass shade. The assortment includes nine-light, five-light, and three-light chandeliers, a five light linear, one-light mini-pendant and one-light, two-light, three-light and four-light wall/bath fixtures. A stylish and elegant addition to any room in the house. Zire is offered in a Brushed Oil Rubbed Bronze, Brushed Nickel or Chrome finish. | BATH | Zire | Wall / Bath Lighting | Brushed Nickel | 962 | Steel | Etched / White Inside Glass | D:3.875" H:6" |  |  | 2 Medium A19 9.3w |  | 2 | Yes | [14 empty] | 0 | [12 empty] | 60.98 | 121.96 | 182.94 | W:14'' H:7 7/8'' E:5 1/2'' | 3.08 |  |  | 14 | 7.875 | Cap Nuts |  |  |  |  | 5.5 |  | No |  | No | [21 empty] | DP:1'' W:7 31/32'' H:5'' OB UP:4 7/8'' OB DOWN:3'' Rectangular |  |  |  | 6.5 | Black/White |  |  | Hardwired | 0 | 1 | 0 | 1 | 1 | 0 | 0 | 0 | 0 | 0 | 0 | 785652072147 | 17 | 11.5 | 7.75 | 4.1 | 0.877 | 175 | Yes | [9 empty] | cETL Damp | ZIRE 2L LED BATH-962 | Two Light Bath |  | 4490302EN3-962.jpg | 4490302EN3.jpg
4490303-05 | Three Light Bath | Zire embodies simple clean lines in three finishes that strike a perfect balance of elegant yet minimalist design. Each of the lights sits on the round bottom rim, featuring an Edison-inspired design highlighted by a cylindrical glass shade. The assortment includes nine-light, five-light, and three-light chandeliers, a five light linear, one-light mini-pendant and one-light, two-light, three-light and four-light wall/bath fixtures. A stylish and elegant addition to any room in the house. Zire is offered in a Brushed Oil Rubbed Bronze, Brushed Nickel or Chrome finish. | BATH | Zire | Wall / Bath Lighting | Chrome | 5 | Steel | Etched / White Inside Glass | D:3.875" H:6" |  |  | 3 Medium A19 75w |  | 3 | No | [14 empty] | 0 | [12 empty] | 64.98 | 129.96 | 194.94 | W:24'' H:7 7/8'' E:5 1/2'' | 4.1 |  |  | 24 | 7.875 | Cap Nuts |  |  |  |  | 5.5 |  | No |  | No | [21 empty] | DP:1'' W:7 31/32'' H:5'' OB UP:4 7/8'' OB DOWN:3'' Rectangular |  |  |  | 6.5 | Black/White |  |  | Hardwired | 0 | 1 | 0 | 0 | 1 | 0 | 0 | 1 | 0 | 0 | 0 | 785652070471 | 26.5 | 11.5 | 7.75 | 5.7 | 1.367 | 175 | Yes | [9 empty] | cETL Damp | ZIRE 3L BATH-05 | Three Light Bath |  | 4490303-05.jpg | 4490303.jpg
4490303-778 | Three Light Bath | Zire embodies simple clean lines in three finishes that strike a perfect balance of elegant yet minimalist design. Each of the lights sits on the round bottom rim, featuring an Edison-inspired design highlighted by a cylindrical glass shade. The assortment includes nine-light, five-light, and three-light chandeliers, a five light linear, one-light mini-pendant and one-light, two-light, three-light and four-light wall/bath fixtures. A stylish and elegant addition to any room in the house. Zire is offered in a Brushed Oil Rubbed Bronze, Brushed Nickel or Chrome finish. | BATH | Zire | Wall / Bath Lighting | Brushed Oil Rubbed Bronze | 778 | Steel | Etched / White Inside Glass | D:3.875" H:6" |  |  | 3 Medium A19 75w |  | 3 | No | [14 empty] | 0 | [12 empty] | 64.98 | 129.96 | 194.94 | W:24'' H:7 7/8'' E:5 1/2'' | 4.1 |  |  | 24 | 7.875 | Cap Nuts |  |  |  |  | 5.5 |  | No |  | No | [21 empty] | DP:1'' W:7 31/32'' H:5'' OB UP:4 7/8'' OB DOWN:3'' Rectangular |  |  |  | 6.5 | Black/White |  |  | Hardwired | 0 | 1 | 0 | 0 | 1 | 0 | 0 | 1 | 0 | 0 | 0 | 785652070488 | 26.75 | 11.75 | 7.75 | 5.7 | 1.41 | 175 | Yes | [9 empty] | cETL Damp | ZIRE 3L BATH-778 | Three Light Bath |  | 4490303-778.jpg | 4490303.jpg
4490303-962 | Three Light Bath | Zire embodies simple clean lines in three finishes that strike a perfect balance of elegant yet minimalist design. Each of the lights sits on the round bottom rim, featuring an Edison-inspired design highlighted by a cylindrical glass shade. The assortment includes nine-light, five-light, and three-light chandeliers, a five light linear, one-light mini-pendant and one-light, two-light, three-light and four-light wall/bath fixtures. A stylish and elegant addition to any room in the house. Zire is offered in a Brushed Oil Rubbed Bronze, Brushed Nickel or Chrome finish. | BATH | Zire | Wall / Bath Lighting | Brushed Nickel | 962 | Steel | Etched / White Inside Glass | D:3.875" H:6" |  |  | 3 Medium A19 75w |  | 3 | No | [14 empty] | 0 | [12 empty] | 64.98 | 129.96 | 194.94 | W:24'' H:7 7/8'' E:5 1/2'' | 4.1 |  |  | 24 | 7.875 | Cap Nuts |  |  |  |  | 5.5 |  | No |  | No | [21 empty] | DP:1'' W:7 31/32'' H:5'' OB UP:4 7/8'' OB DOWN:3'' Rectangular |  |  |  | 6.5 | Black/White |  |  | Hardwired | 0 | 1 | 0 | 0 | 1 | 0 | 0 | 1 | 0 | 0 | 0 | 785652070495 | 26.75 | 11.5 | 7.75 | 5.7 | 1.38 | 175 | Yes | [9 empty] | cETL Damp | ZIRE 3L BATH-962 | Three Light Bath |  | 4490303-962.jpg | 4490303.jpg
4490303EN3-05 | Three Light Bath | Zire embodies simple clean lines in three finishes that strike a perfect balance of elegant yet minimalist design. Each of the lights sits on the round bottom rim, featuring an Edison-inspired design highlighted by a cylindrical glass shade. The assortment includes nine-light, five-light, and three-light chandeliers, a five light linear, one-light mini-pendant and one-light, two-light, three-light and four-light wall/bath fixtures. A stylish and elegant addition to any room in the house. Zire is offered in a Brushed Oil Rubbed Bronze, Brushed Nickel or Chrome finish. | BATH | Zire | Wall / Bath Lighting | Chrome | 5 | Steel | Etched / White Inside Glass | D:3.875" H:6" |  |  | 3 Medium A19 9.3w |  | 3 | Yes | [14 empty] | 0 | [12 empty] | 81.98 | 163.96 | 245.94 | W:24'' H:7 7/8'' E:5 1/2'' | 4.1 |  |  | 24 | 7.875 | Cap Nuts |  |  |  |  | 5.5 |  | No |  | No | [21 empty] | DP:1'' W:7 31/32'' H:5'' OB UP:4 7/8'' OB DOWN:3'' Rectangular |  |  |  | 6.5 | Black/White |  |  | Hardwired | 0 | 1 | 0 | 1 | 1 | 0 | 0 | 0 | 0 | 0 | 0 | 785652072154 | 26.5 | 11.5 | 7.7 | 5.7 | 1.358 | 175 | Yes | [9 empty] | cETL Damp | ZIRE 3L LED BATH-05 | Three Light Bath |  | 4490303EN3-05.jpg | 4490303EN3.jpg
4490303EN3-778 | Three Light Bath | Zire embodies simple clean lines in three finishes that strike a perfect balance of elegant yet minimalist design. Each of the lights sits on the round bottom rim, featuring an Edison-inspired design highlighted by a cylindrical glass shade. The assortment includes nine-light, five-light, and three-light chandeliers, a five light linear, one-light mini-pendant and one-light, two-light, three-light and four-light wall/bath fixtures. A stylish and elegant addition to any room in the house. Zire is offered in a Brushed Oil Rubbed Bronze, Brushed Nickel or Chrome finish. | BATH | Zire | Wall / Bath Lighting | Brushed Oil Rubbed Bronze | 778 | Steel | Etched / White Inside Glass | D:3.875" H:6" |  |  | 3 Medium A19 9.3w |  | 3 | Yes | [14 empty] | 0 | [12 empty] | 81.98 | 163.96 | 245.94 | W:24'' H:7 7/8'' E:5 1/2'' | 4.1 |  |  | 24 | 7.875 | Cap Nuts |  |  |  |  | 5.5 |  | No |  | No | [21 empty] | DP:1'' W:7 31/32'' H:5'' OB UP:4 7/8'' OB DOWN:3'' Rectangular |  |  |  | 6.5 | Black/White |  |  | Hardwired | 0 | 1 | 0 | 1 | 1 | 0 | 0 | 0 | 0 | 0 | 0 | 785652072161 | 26.75 | 11.75 | 7.75 | 5.7 | 1.41 | 175 | Yes | [9 empty] | cETL Damp | ZIRE 3L LED BATH-778 | Three Light Bath |  | 4490303EN3-778.jpg | 4490303EN3.jpg
4490303EN3-962 | Three Light Bath | Zire embodies simple clean lines in three finishes that strike a perfect balance of elegant yet minimalist design. Each of the lights sits on the round bottom rim, featuring an Edison-inspired design highlighted by a cylindrical glass shade. The assortment includes nine-light, five-light, and three-light chandeliers, a five light linear, one-light mini-pendant and one-light, two-light, three-light and four-light wall/bath fixtures. A stylish and elegant addition to any room in the house. Zire is offered in a Brushed Oil Rubbed Bronze, Brushed Nickel or Chrome finish. | BATH | Zire | Wall / Bath Lighting | Brushed Nickel | 962 | Steel | Etched / White Inside Glass | D:3.875" H:6" |  |  | 3 Medium A19 9.3w |  | 3 | Yes | [14 empty] | 0 | [12 empty] | 81.98 | 163.96 | 245.94 | W:24'' H:7 7/8'' E:5 1/2'' | 4.1 |  |  | 24 | 7.875 | Cap Nuts |  |  |  |  | 5.5 |  | No |  | No | [21 empty] | DP:1'' W:7 31/32'' H:5'' OB UP:4 7/8'' OB DOWN:3'' Rectangular |  |  |  | 6.5 | Black/White |  |  | Hardwired | 0 | 1 | 0 | 1 | 1 | 0 | 0 | 0 | 0 | 0 | 0 | 785652072178 | 26.75 | 11.5 | 7.75 | 5.7 | 1.38 | 175 | Yes | [9 empty] | cETL Damp | ZIRE 3L LED BATH-962 | Three Light Bath |  | 4490303EN3-962.jpg | 4490303EN3.jpg
4490304-05 | Four Light Bath | Zire embodies simple clean lines in three finishes that strike a perfect balance of elegant yet minimalist design. Each of the lights sits on the round bottom rim, featuring an Edison-inspired design highlighted by a cylindrical glass shade. The assortment includes nine-light, five-light, and three-light chandeliers, a five light linear, one-light mini-pendant and one-light, two-light, three-light and four-light wall/bath fixtures. A stylish and elegant addition to any room in the house. Zire is offered in a Brushed Oil Rubbed Bronze, Brushed Nickel or Chrome finish. | BATH | Zire | Wall / Bath Lighting | Chrome | 5 | Steel | Etched / White Inside Glass | D:3.875" H:6" |  |  | 4 Medium A19 75w |  | 4 | No | [14 empty] | 0 | [12 empty] | 83.98 | 167.96 | 251.94 | W:34'' H:7 7/8'' E:5 1/2'' | 5.36 |  |  | 34 | 7.875 | Cap Nuts |  |  |  |  | 5.5 |  | No |  | No | [21 empty] | DP:1'' W:7 31/32'' H:5'' OB UP:4 7/8'' OB DOWN:3'' Rectangular |  |  |  | 6.5 | Black/White |  |  | Hardwired | 0 | 1 | 0 | 0 | 1 | 0 | 0 | 1 | 0 | 0 | 0 | 785652070501 | 37 | 11.75 | 7.58 | 7.3 | 1.907 | 250 | Yes | [9 empty] | cETL Damp | ZIRE 4L BATH-05 | Four Light Bath |  | 4490304-05.jpg | 4490304.jpg
4490304-778 | Four Light Bath | Zire embodies simple clean lines in three finishes that strike a perfect balance of elegant yet minimalist design. Each of the lights sits on the round bottom rim, featuring an Edison-inspired design highlighted by a cylindrical glass shade. The assortment includes nine-light, five-light, and three-light chandeliers, a five light linear, one-light mini-pendant and one-light, two-light, three-light and four-light wall/bath fixtures. A stylish and elegant addition to any room in the house. Zire is offered in a Brushed Oil Rubbed Bronze, Brushed Nickel or Chrome finish. | BATH | Zire | Wall / Bath Lighting | Brushed Oil Rubbed Bronze | 778 | Steel | Etched / White Inside Glass | D:3.875" H:6" |  |  | 4 Medium A19 75w |  | 4 | No | [14 empty] | 0 | [12 empty] | 83.98 | 167.96 | 251.94 | W:34'' H:7 7/8'' E:5 1/2'' | 5.36 |  |  | 34 | 7.875 | Cap Nuts |  |  |  |  | 5.5 |  | No |  | No | [21 empty] | DP:1'' W:7 31/32'' H:5'' OB UP:4 7/8'' OB DOWN:3'' Rectangular |  |  |  | 6.5 | Black/White |  |  | Hardwired | 0 | 1 | 0 | 0 | 1 | 0 | 0 | 1 | 0 | 0 | 0 | 785652070518 | 37.25 | 11.5 | 7.75 | 7.3 | 1.921 | 250 | Yes | [9 empty] | cETL Damp | ZIRE 4L BATH-778 | Four Light Bath |  | 4490304-778.jpg | 4490304.jpg
4490304-962 | Four Light Bath | Zire embodies simple clean lines in three finishes that strike a perfect balance of elegant yet minimalist design. Each of the lights sits on the round bottom rim, featuring an Edison-inspired design highlighted by a cylindrical glass shade. The assortment includes nine-light, five-light, and three-light chandeliers, a five light linear, one-light mini-pendant and one-light, two-light, three-light and four-light wall/bath fixtures. A stylish and elegant addition to any room in the house. Zire is offered in a Brushed Oil Rubbed Bronze, Brushed Nickel or Chrome finish. | BATH | Zire | Wall / Bath Lighting | Brushed Nickel | 962 | Steel | Etched / White Inside Glass | D:3.875" H:6" |  |  | 4 Medium A19 75w |  | 4 | No | [14 empty] | 0 | [12 empty] | 83.98 | 167.96 | 251.94 | W:34'' H:7 7/8'' E:5 1/2'' | 5.36 |  |  | 34 | 7.875 | Cap Nuts |  |  |  |  | 5.5 |  | No |  | No | [21 empty] | DP:1'' W:7 31/32'' H:5'' OB UP:4 7/8'' OB DOWN:3'' Rectangular |  |  |  | 6.5 | Black/White |  |  | Hardwired | 0 | 1 | 0 | 0 | 1 | 0 | 0 | 1 | 0 | 0 | 0 | 785652070525 | 37.25 | 11.5 | 7.5 | 7.3 | 1.859 | 250 | Yes | [9 empty] | cETL Damp | ZIRE 4L BATH-962 | Four Light Bath |  | 4490304-962.jpg | 4490304.jpg
4490304EN3-05 | Four Light Bath | Zire embodies simple clean lines in three finishes that strike a perfect balance of elegant yet minimalist design. Each of the lights sits on the round bottom rim, featuring an Edison-inspired design highlighted by a cylindrical glass shade. The assortment includes nine-light, five-light, and three-light chandeliers, a five light linear, one-light mini-pendant and one-light, two-light, three-light and four-light wall/bath fixtures. A stylish and elegant addition to any room in the house. Zire is offered in a Brushed Oil Rubbed Bronze, Brushed Nickel or Chrome finish. | BATH | Zire | Wall / Bath Lighting | Chrome | 5 | Steel | Etched / White Inside Glass | D:3.875" H:6" |  |  | 4 Medium A19 9.3w |  | 4 | Yes | [14 empty] | 0 | [12 empty] | 106.48 | 212.96 | 319.44 | W:34'' H:7 7/8'' E:5 1/2'' | 5.36 |  |  | 34 | 7.875 | Cap Nuts |  |  |  |  | 5.5 |  | No |  | No | [21 empty] | DP:1'' W:7 31/32'' H:5'' OB UP:4 7/8'' OB DOWN:3'' Rectangular |  |  |  | 6.5 | Black/White |  |  | Hardwired | 0 | 1 | 0 | 1 | 1 | 0 | 0 | 0 | 0 | 0 | 0 | 785652072185 | 37 | 11.75 | 7.58 | 7.3 | 1.907 | 250 | Yes | [9 empty] | cETL Damp | ZIRE 4L LED BATH-05 | Four Light Bath |  | 4490304EN3-05.jpg | 4490304EN3.jpg
4490304EN3-778 | Four Light Bath | Zire embodies simple clean lines in three finishes that strike a perfect balance of elegant yet minimalist design. Each of the lights sits on the round bottom rim, featuring an Edison-inspired design highlighted by a cylindrical glass shade. The assortment includes nine-light, five-light, and three-light chandeliers, a five light linear, one-light mini-pendant and one-light, two-light, three-light and four-light wall/bath fixtures. A stylish and elegant addition to any room in the house. Zire is offered in a Brushed Oil Rubbed Bronze, Brushed Nickel or Chrome finish. | BATH | Zire | Wall / Bath Lighting | Brushed Oil Rubbed Bronze | 778 | Steel | Etched / White Inside Glass | D:3.875" H:6" |  |  | 4 Medium A19 9.3w |  | 4 | Yes | [14 empty] | 0 | [12 empty] | 106.48 | 212.96 | 319.44 | W:34'' H:7 7/8'' E:5 1/2'' | 5.36 |  |  | 34 | 7.875 | Cap Nuts |  |  |  |  | 5.5 |  | No |  | No | [21 empty] | DP:1'' W:7 31/32'' H:5'' OB UP:4 7/8'' OB DOWN:3'' Rectangular |  |  |  | 6.5 | Black/White |  |  | Hardwired | 0 | 1 | 0 | 1 | 1 | 0 | 0 | 0 | 0 | 0 | 0 | 785652072192 | 37.25 | 11.5 | 7.75 | 7.3 | 1.921 | 250 | Yes | [9 empty] | cETL Damp | ZIRE 4L LED BATH-778 | Four Light Bath |  | 4490304EN3-778.jpg | 4490304EN3.jpg
4490304EN3-962 | Four Light Bath | Zire embodies simple clean lines in three finishes that strike a perfect balance of elegant yet minimalist design. Each of the lights sits on the round bottom rim, featuring an Edison-inspired design highlighted by a cylindrical glass shade. The assortment includes nine-light, five-light, and three-light chandeliers, a five light linear, one-light mini-pendant and one-light, two-light, three-light and four-light wall/bath fixtures. A stylish and elegant addition to any room in the house. Zire is offered in a Brushed Oil Rubbed Bronze, Brushed Nickel or Chrome finish. | BATH | Zire | Wall / Bath Lighting | Brushed Nickel | 962 | Steel | Etched / White Inside Glass | D:3.875" H:6" |  |  | 4 Medium A19 9.3w |  | 4 | Yes | [14 empty] | 0 | [12 empty] | 106.48 | 212.96 | 319.44 | W:34'' H:7 7/8'' E:5 1/2'' | 5.36 |  |  | 34 | 7.875 | Cap Nuts |  |  |  |  | 5.5 |  | No |  | No | [21 empty] | DP:1'' W:7 31/32'' H:5'' OB UP:4 7/8'' OB DOWN:3'' Rectangular |  |  |  | 6.5 | Black/White |  |  | Hardwired | 0 | 1 | 0 | 1 | 1 | 0 | 0 | 0 | 0 | 0 | 0 | 785652072208 | 37.25 | 11.5 | 7.5 | 7.3 | 1.859 | 250 | Yes | [9 empty] | cETL Damp | ZIRE 4L LED BATH-962 | Four Light Bath |  | 4490304EN3-962.jpg | 4490304EN3.jpg
4491402-715 | Two Light Wall / Bath | Named after the Italian word for “sphere,” the transitional Sfera collection by Sea Gull Lighting features detailed center bands and rounded, sweeping curves -- rustic with a modern inspiration. Offered in Autumn Bronze finish with several glass options – extraordinary painted Mercury glass and Café Tint glass, as well as a Smoky Amber glass for wall/bath fixtures only. The assortment includes six-light and four-light chandeliers, pendants in three sizes, both flush and semi-flush ceiling fixtures, as well as two-light, three-light and four-light wall/bath fixtures. Both incandescent lamping and ENERGY STAR-qualified LED lamping are available. Most of these fixtures easily convert to LED by purchasing LED replacement lamps sold separately. | BATH | Sfera | Wall / Bath Lighting | Autumn Bronze | 715 | Steel | Smokey Amber Glass | D:3.5" H:6.25" | D:3.5" |  | 2 Medium A19 100w |  | 2 | No | [14 empty] | 0 | [12 empty] | 56.95 | 113.9 | 170.85 | W:14 1/4'' H:11'' E:6 1/2'' | 3.7 |  |  | 14.25 | 11 | Wall / Bath |  |  |  |  | 6.5 |  | No |  | No | [21 empty] | D:5'' DP:1 1/4'' OB UP:8 1/2'' OB DOWN:2 1/2'' Round |  |  |  | 6.5 |  |  |  | Hardwired | 0 | 1 | 0 | 0 | 1 | 0 | 0 | 1 | 0 | 0 | 0 | 785652247002 | 16.25 | 12.25 | 9.375 | 5.1 | 1.08 | 175 | Yes | [9 empty] | cETL Damp | SFERA 2L BATH-715 | Two Light Wall / Bath |  | 4491402-715.jpg | 4490402.jpg
4491402EN3-715 | Two Light Wall / Bath | Named after the Italian word for “sphere,” the transitional Sfera collection by Sea Gull Lighting features detailed center bands and rounded, sweeping curves -- rustic with a modern inspiration. Offered in Autumn Bronze finish with several glass options – extraordinary painted Mercury glass and Café Tint glass, as well as a Smoky Amber glass for wall/bath fixtures only. The assortment includes six-light and four-light chandeliers, pendants in three sizes, both flush and semi-flush ceiling fixtures, as well as two-light, three-light and four-light wall/bath fixtures. Both incandescent lamping and ENERGY STAR-qualified LED lamping are available. Most of these fixtures easily convert to LED by purchasing LED replacement lamps sold separately. | BATH | Sfera | Wall / Bath Lighting | Autumn Bronze | 715 | Steel | Cafe Tint Glass | D:3.5" H:6.25" | D:3.5" |  | 2 Medium A19 9.3w |  | 2 | Yes | [14 empty] | 0 | [12 empty] | 66.45 | 132.9 | 199.35 | W:14 1/4'' H:11'' E:6 1/2'' | 3.7 |  |  | 14.25 | 11 | Wall / Bath |  |  |  |  | 6.5 |  | No |  | No | [21 empty] | D:5'' DP:1 1/4'' OB UP:8 1/2'' OB DOWN:2 1/2'' Round |  |  |  | 6.5 | Black/White |  |  | Hardwired | 0 | 1 | 0 | 1 | 1 | 0 | 0 | 0 | 0 | 0 | 0 | 785652046872 | 16.25 | 12.25 | 9.375 | 5.1 | 1.08 | 175 | Yes | [9 empty] | cETL Damp | SFERA 2L BATH-715 | Two Light Wall / Bath |  | 4491402EN3-715.jpg | 4491402.jpg
4491403-715 | Three Light Wall / Bath | Named after the Italian word for “sphere,” the transitional Sfera collection by Sea Gull Lighting features detailed center bands and rounded, sweeping curves -- rustic with a modern inspiration. Offered in Autumn Bronze finish with several glass options – extraordinary painted Mercury glass and Café Tint glass, as well as a Smoky Amber glass for wall/bath fixtures only. The assortment includes six-light and four-light chandeliers, pendants in three sizes, both flush and semi-flush ceiling fixtures, as well as two-light, three-light and four-light wall/bath fixtures. Both incandescent lamping and ENERGY STAR-qualified LED lamping are available. Most of these fixtures easily convert to LED by purchasing LED replacement lamps sold separately. | BATH | Sfera | Wall / Bath Lighting | Autumn Bronze | 715 | Steel | Smokey Amber Glass | D:3.5" H:6.25" | D:3.5" |  | 3 Medium A19 100w |  | 3 | No | [14 empty] | 0 | [12 empty] | 84.48 | 168.96 | 253.44 | W:24'' H:11'' E:6 3/4'' | 4.5 |  |  | 24 | 11 | Wall / Bath |  |  |  |  | 6.75 |  | No |  | No | [21 empty] | D:5'' DP:1 1/4'' OB UP:8 1/2'' OB DOWN:2 1/2'' Round |  |  |  | 6.5 |  |  |  | Hardwired | 0 | 1 | 0 | 0 | 1 | 0 | 0 | 1 | 0 | 0 | 0 | 785652247019 | 30.25 | 9 | 8.625 | 5.6 | 1.359 | 175 | Yes | [9 empty] | cETL Damp | SFERA 3L BATH-715 | Three Light Wall / Bath |  | 4491403-715.jpg | 4490403.jpg
4491403EN3-715 | Three Light Wall / Bath | Named after the Italian word for “sphere,” the transitional Sfera collection by Sea Gull Lighting features detailed center bands and rounded, sweeping curves -- rustic with a modern inspiration. Offered in Autumn Bronze finish with several glass options – extraordinary painted Mercury glass and Café Tint glass, as well as a Smoky Amber glass for wall/bath fixtures only. The assortment includes six-light and four-light chandeliers, pendants in three sizes, both flush and semi-flush ceiling fixtures, as well as two-light, three-light and four-light wall/bath fixtures. Both incandescent lamping and ENERGY STAR-qualified LED lamping are available. Most of these fixtures easily convert to LED by purchasing LED replacement lamps sold separately. | BATH | Sfera | Wall / Bath Lighting | Autumn Bronze | 715 | Steel | Cafe Tint Glass | D:3.5" H:6.25" | D:3.5" |  | 3 Medium A19 9.3w |  | 3 | Yes | [14 empty] | 0 | [12 empty] | 99.98 | 199.96 | 299.94 | W:24'' H:11'' E:6 3/4'' | 4.5 |  |  | 24 | 11 | Wall / Bath |  |  |  |  | 6.75 |  | No |  | No | [21 empty] | D:5'' DP:1 1/4'' OB UP:8 1/2'' OB DOWN:2 1/2'' Round |  |  |  | 6.5 | Black/White |  |  | Hardwired | 0 | 1 | 0 | 1 | 1 | 0 | 0 | 0 | 0 | 0 | 0 | 785652046919 | 30.25 | 9 | 8.625 | 5.6 | 1.359 | 175 | Yes | [9 empty] | cETL Damp | SFERA 3L BATH-715 | Three Light Wall / Bath |  | 4491403EN3-715.jpg | 4491403.jpg
4491404-715 | Four Light Wall / Bath | Named after the Italian word for “sphere,” the transitional Sfera collection by Sea Gull Lighting features detailed center bands and rounded, sweeping curves -- rustic with a modern inspiration. Offered in Autumn Bronze finish with several glass options – extraordinary painted Mercury glass and Café Tint glass, as well as a Smoky Amber glass for wall/bath fixtures only. The assortment includes six-light and four-light chandeliers, pendants in three sizes, both flush and semi-flush ceiling fixtures, as well as two-light, three-light and four-light wall/bath fixtures. Both incandescent lamping and ENERGY STAR-qualified LED lamping are available. Most of these fixtures easily convert to LED by purchasing LED replacement lamps sold separately. | BATH | Sfera | Wall / Bath Lighting | Autumn Bronze | 715 | Steel | Smokey Amber Glass | D:3.5" H:6.25" | D:3.5" |  | 4 Medium A19 100w |  | 4 | No | [14 empty] | 0 | [12 empty] | 97.45 | 194.9 | 292.35 | W:34'' H:11'' E:6 3/4'' | 5.6 |  |  | 34 | 11 | Wall / Bath |  |  |  |  | 6.75 |  | No |  | No | [21 empty] | D:5'' DP:1 1/4'' OB UP:8 1/2'' OB DOWN:2 1/2'' Round |  |  |  | 6.5 |  |  |  | Hardwired | 0 | 1 | 0 | 0 | 1 | 0 | 0 | 1 | 0 | 0 | 0 | 785652247026 | 40.38 | 9.18 | 8.5 | 7.1 | 1.823 | 250 | Yes | [9 empty] | cETL Damp | SFERA 4L BATH-715 | Four Light Wall / Bath |  | 4491404-715.jpg | 4490404.jpg
4491404EN3-715 | Four Light Wall / Bath | Named after the Italian word for “sphere,” the transitional Sfera collection by Sea Gull Lighting features detailed center bands and rounded, sweeping curves -- rustic with a modern inspiration. Offered in Autumn Bronze finish with several glass options – extraordinary painted Mercury glass and Café Tint glass, as well as a Smoky Amber glass for wall/bath fixtures only. The assortment includes six-light and four-light chandeliers, pendants in three sizes, both flush and semi-flush ceiling fixtures, as well as two-light, three-light and four-light wall/bath fixtures. Both incandescent lamping and ENERGY STAR-qualified LED lamping are available. Most of these fixtures easily convert to LED by purchasing LED replacement lamps sold separately. | BATH | Sfera | Wall / Bath Lighting | Autumn Bronze | 715 | Steel | Cafe Tint Glass | D:3.5" H:6.25" | D:3.5" |  | 4 Medium A19 9.3w |  | 4 | Yes | [14 empty] | 0 | [12 empty] | 124.98 | 249.96 | 374.94 | W:34'' H:11'' E:6 3/4'' | 5.6 |  |  | 34 | 11 | Wall / Bath |  |  |  |  | 6.75 |  | No |  | No | [21 empty] | D:5'' DP:1 1/4'' OB UP:8 1/2'' OB DOWN:2 1/2'' Round |  |  |  | 6.5 | Black/White |  |  | Hardwired | 0 | 1 | 0 | 1 | 1 | 0 | 0 | 0 | 0 | 0 | 0 | 785652046957 | 40.38 | 9.2 | 8.5 | 7.1 | 1.827 | 250 | Yes | [9 empty] | cETL Damp | SFERA 4L BATH-715 | Four Light Wall / Bath |  | 4491404EN3-715.jpg | 4491404.jpg
44940-05 | Two Light Wall / Bath | The Windgate lighting collection by Sea Gull Lighting is a sensibly, modernized and transitional selection of fixtures featuring clean lines and sophisticated Alabaster style glass. The collection works well with a variety of interiors, as it blends well into its surrounding decor. Offered in Brushed Nickel or Heirloom Bronze finishes, as well as a Chrome finish for the wall/bath fixtures only. The assortment includes five-light, and three-light chandeliers (either with up-light or down-light), pendants in four sizes, both flush and semi-flush ceiling fixtures, as well as one-light, two-light, three-light and four-light wall/bath fixtures. Both incandescent lamping and ENERGY STAR-qualified LED lamping are available. Most of these fixtures easily convert to LED by purchasing LED replacement lamps sold separately. | BATH | Windgate | Wall / Bath Lighting | Chrome | 5 | Steel | Alabaster Glass | D:5.4375" H:4.375" |  |  | 2 Medium A19 100w |  | 2 | No | [14 empty] | 0 | [12 empty] | 35.98 | 71.96 | 107.94 | W:12 1/2'' H:8 1/4'' E:8'' | 3.56 |  |  | 12.5 | 8.25 | Wall / Bath |  |  |  |  | 8 |  | No |  | No | [21 empty] | DP:7/8'' W:12 7/16'' OB UP:3 1/4'' OB DOWN:5'' Irregular |  |  |  | 6.5 |  |  |  | Hardwired | 0 | 1 | 0 | 0 | 1 | 0 | 0 | 1 | 0 | 0 | 0 | 785652226267 | 17.75 | 9 | 9 | 4.6 | 0.832 | 175 | Yes | [8 empty] | ETL Damp | cETL Damp | WINDGATE 2L BATH-05 | Two Light Wall / Bath |  | 44940-05.jpg | 44940.jpg
44940-782 | Two Light Wall / Bath | The Windgate lighting collection by Sea Gull Lighting is a sensibly, modernized and transitional selection of fixtures featuring clean lines and sophisticated Alabaster style glass. The collection works well with a variety of interiors, as it blends well into its surrounding decor. Offered in Brushed Nickel or Heirloom Bronze finishes, as well as a Chrome finish for the wall/bath fixtures only. The assortment includes five-light, and three-light chandeliers (either with up-light or down-light), pendants in four sizes, both flush and semi-flush ceiling fixtures, as well as one-light, two-light, three-light and four-light wall/bath fixtures. Both incandescent lamping and ENERGY STAR-qualified LED lamping are available. Most of these fixtures easily convert to LED by purchasing LED replacement lamps sold separately. | BATH | Windgate | Wall / Bath Lighting | Heirloom Bronze | 782 | Steel | Alabaster Glass | D:5.4375" H:4.375" |  |  | 2 Medium A19 100w |  | 2 | No | [14 empty] | 0 | [12 empty] | 35.98 | 71.96 | 107.94 | W:12 1/2'' H:8 1/4'' E:8'' | 3.56 |  |  | 12.5 | 8.25 | Wall / Bath |  |  |  |  | 8 |  | No |  | No | [21 empty] | DP:1'' W:12'' H:4 3/4'' OB UP:3 1/4'' OB DOWN:5'' Irregular |  |  |  | 6.5 |  |  |  | Hardwired | 0 | 1 | 0 | 0 | 1 | 0 | 0 | 1 | 0 | 0 | 0 | 785652020209 | 17.75 | 9 | 9 | 4.6 | 0.832 | 175 | Yes | [8 empty] | ETL Damp | cETL Damp | WINDGATE 2L BATH-782 | Two Light Wall / Bath |  | 44940-782.jpg | 44940.jpg
44940-962 | Two Light Wall / Bath | The Windgate lighting collection by Sea Gull Lighting is a sensibly, modernized and transitional selection of fixtures featuring clean lines and sophisticated Alabaster style glass. The collection works well with a variety of interiors, as it blends well into its surrounding decor. Offered in Brushed Nickel or Heirloom Bronze finishes, as well as a Chrome finish for the wall/bath fixtures only. The assortment includes five-light, and three-light chandeliers (either with up-light or down-light), pendants in four sizes, both flush and semi-flush ceiling fixtures, as well as one-light, two-light, three-light and four-light wall/bath fixtures. Both incandescent lamping and ENERGY STAR-qualified LED lamping are available. Most of these fixtures easily convert to LED by purchasing LED replacement lamps sold separately. | BATH | Windgate | Wall / Bath Lighting | Brushed Nickel | 962 | Steel | Alabaster Glass | D:5.4375" H:4.375" |  |  | 2 Medium A19 100w |  | 2 | No | [14 empty] | 0 | [12 empty] | 35.98 | 71.96 | 107.94 | W:12 1/2'' H:8 1/4'' E:8'' | 3.56 |  |  | 12.5 | 8.25 | Wall / Bath |  |  |  |  | 8 |  | No |  | No | [21 empty] | DP:1'' W:12'' H:4 3/4'' OB UP:3 1/4'' OB DOWN:5'' Irregular |  |  |  | 6.5 |  |  |  | Hardwired | 0 | 1 | 0 | 0 | 1 | 0 | 0 | 1 | 0 | 0 | 0 | 785652020216 | 18.25 | 9.25 | 9 | 4.3 | 0.879 | 175 | Yes | [8 empty] | ETL Damp | cETL Damp | WINDGATE 2L BATH-962 | Two Light Wall / Bath |  | 44940-962.jpg | 44940.jpg
44940EN3-05 | Two Light Wall / Bath | The Windgate lighting collection by Sea Gull Lighting is a sensibly, modernized and transitional selection of fixtures featuring clean lines and sophisticated Alabaster style glass. The collection works well with a variety of interiors, as it blends well into its surrounding decor. Offered in Brushed Nickel or Heirloom Bronze finishes, as well as a Chrome finish for the wall/bath fixtures only. The assortment includes five-light, and three-light chandeliers (either with up-light or down-light), pendants in four sizes, both flush and semi-flush ceiling fixtures, as well as one-light, two-light, three-light and four-light wall/bath fixtures. Both incandescent lamping and ENERGY STAR-qualified LED lamping are available. Most of these fixtures easily convert to LED by purchasing LED replacement lamps sold separately. | BATH | Windgate | Wall / Bath Lighting | Chrome | 5 | Steel | Alabaster Glass | D:5.4375" H:4.375" |  |  | 2 Medium A19 9.3w |  | 2 | Yes | [14 empty] | 0 | [12 empty] | 47.48 | 94.96 | 142.44 | W:12 1/2'' H:8 1/4'' E:8'' | 3.56 |  |  | 12.5 | 8.25 | Wall / Bath |  |  |  |  | 8 |  | No |  | No | [21 empty] | DP:7/8'' W:12 7/16'' OB UP:3 1/4'' OB DOWN:5'' Irregular |  |  |  | 6.5 | Black/White |  |  | Hardwired | 0 | 1 | 0 | 1 | 1 | 0 | 0 | 0 | 0 | 0 | 0 | 785652047480 | 17.75 | 9 | 9 | 4.6 | 0.832 | 175 | Yes | [8 empty] | ETL Damp | cETL Damp | WINDGATE 2L BATH-05 | Two Light Wall / Bath |  | 44940EN3-05.jpg | 44940.jpg
44940EN3-782 | Two Light Wall / Bath | The Windgate lighting collection by Sea Gull Lighting is a sensibly, modernized and transitional selection of fixtures featuring clean lines and sophisticated Alabaster style glass. The collection works well with a variety of interiors, as it blends well into its surrounding decor. Offered in Brushed Nickel or Heirloom Bronze finishes, as well as a Chrome finish for the wall/bath fixtures only. The assortment includes five-light, and three-light chandeliers (either with up-light or down-light), pendants in four sizes, both flush and semi-flush ceiling fixtures, as well as one-light, two-light, three-light and four-light wall/bath fixtures. Both incandescent lamping and ENERGY STAR-qualified LED lamping are available. Most of these fixtures easily convert to LED by purchasing LED replacement lamps sold separately. | BATH | Windgate | Wall / Bath Lighting | Heirloom Bronze | 782 | Steel | Alabaster Glass | D:5.4375" H:4.375" |  |  | 2 Medium A19 9.3w |  | 2 | Yes | [14 empty] | 0 | [12 empty] | 47.48 | 94.96 | 142.44 | W:12 1/2'' H:8 1/4'' E:8'' | 3.56 |  |  | 12.5 | 8.25 | Wall / Bath |  |  |  |  | 8 |  | No |  | No | [21 empty] | DP:1'' W:12'' H:4 3/4'' OB UP:3 1/4'' OB DOWN:5'' Irregular |  |  |  | 6.5 | Black/White |  |  | Hardwired | 0 | 1 | 0 | 1 | 1 | 0 | 0 | 0 | 0 | 0 | 0 | 785652047497 | 18 | 9 | 9.75 | 4.9 | 0.914 | 175 | Yes | [8 empty] | ETL Damp | cETL Damp | WINDGATE 2L BATH-782 | Two Light Wall / Bath |  | 44940EN3-782.jpg | 44940.jpg
44940EN3-962 | Two Light Wall / Bath | The Windgate lighting collection by Sea Gull Lighting is a sensibly, modernized and transitional selection of fixtures featuring clean lines and sophisticated Alabaster style glass. The collection works well with a variety of interiors, as it blends well into its surrounding decor. Offered in Brushed Nickel or Heirloom Bronze finishes, as well as a Chrome finish for the wall/bath fixtures only. The assortment includes five-light, and three-light chandeliers (either with up-light or down-light), pendants in four sizes, both flush and semi-flush ceiling fixtures, as well as one-light, two-light, three-light and four-light wall/bath fixtures. Both incandescent lamping and ENERGY STAR-qualified LED lamping are available. Most of these fixtures easily convert to LED by purchasing LED replacement lamps sold separately. | BATH | Windgate | Wall / Bath Lighting | Brushed Nickel | 962 | Steel | Alabaster Glass | D:5.4375" H:4.375" |  |  | 2 Medium A19 9.3w |  | 2 | Yes | [14 empty] | 0 | [12 empty] | 47.48 | 94.96 | 142.44 | W:12 1/2'' H:8 1/4'' E:8'' | 3.56 |  |  | 12.5 | 8.25 | Wall / Bath |  |  |  |  | 8 |  | No |  | No | [21 empty] | DP:1'' W:12'' H:4 3/4'' OB UP:3 1/4'' OB DOWN:5'' Irregular |  |  |  | 6.5 | Black/White |  |  | Hardwired | 0 | 1 | 0 | 1 | 1 | 0 | 0 | 0 | 0 | 0 | 0 | 785652047503 | 18.25 | 9.25 | 9 | 4.3 | 0.879 | 175 | Yes | [8 empty] | ETL Damp | cETL Damp | WINDGATE 2L BATH-962 | Two Light Wall / Bath |  | 44940EN3-962.jpg | 44940.jpg
44941-05 | Three Light Wall / Bath | The Windgate lighting collection by Sea Gull Lighting is a sensibly, modernized and transitional selection of fixtures featuring clean lines and sophisticated Alabaster style glass. The collection works well with a variety of interiors, as it blends well into its surrounding decor. Offered in Brushed Nickel or Heirloom Bronze finishes, as well as a Chrome finish for the wall/bath fixtures only. The assortment includes five-light, and three-light chandeliers (either with up-light or down-light), pendants in four sizes, both flush and semi-flush ceiling fixtures, as well as one-light, two-light, three-light and four-light wall/bath fixtures. Both incandescent lamping and ENERGY STAR-qualified LED lamping are available. Most of these fixtures easily convert to LED by purchasing LED replacement lamps sold separately. | BATH | Windgate | Wall / Bath Lighting | Chrome | 5 | Steel | Alabaster Glass | D:5.4375" H:4.375" |  |  | 3 Medium A19 100w |  | 3 | No | [14 empty] | 0 | [12 empty] | 53.48 | 106.96 | 160.44 | W:24 1/4'' H:8 1/4'' E:8'' | 5.9 |  |  | 24.25 | 8.25 | Wall / Bath |  |  |  |  | 8 |  | No |  | No | [21 empty] | DP:7/8'' W:24 1/8'' OB UP:3 1/4'' OB DOWN:5'' Irregular |  |  |  | 6.5 |  |  |  | Hardwired | 0 | 1 | 0 | 0 | 1 | 0 | 0 | 1 | 0 | 0 | 0 | 785652226274 | 27.25 | 9 | 8.5 | 7.4 | 1.206 | 125 | Yes | [8 empty] | ETL Damp | cETL Damp | WINDGATE 3L BATH-05 | Three Light Wall / Bath |  | 44941-05.jpg | 44941.jpg
44941-782 | Three Light Wall / Bath | The Windgate lighting collection by Sea Gull Lighting is a sensibly, modernized and transitional selection of fixtures featuring clean lines and sophisticated Alabaster style glass. The collection works well with a variety of interiors, as it blends well into its surrounding decor. Offered in Brushed Nickel or Heirloom Bronze finishes, as well as a Chrome finish for the wall/bath fixtures only. The assortment includes five-light, and three-light chandeliers (either with up-light or down-light), pendants in four sizes, both flush and semi-flush ceiling fixtures, as well as one-light, two-light, three-light and four-light wall/bath fixtures. Both incandescent lamping and ENERGY STAR-qualified LED lamping are available. Most of these fixtures easily convert to LED by purchasing LED replacement lamps sold separately. | BATH | Windgate | Wall / Bath Lighting | Heirloom Bronze | 782 | Steel | Alabaster Glass | D:5.4375" H:4.375" |  |  | 3 Medium A19 100w |  | 3 | No | [14 empty] | 0 | [12 empty] | 53.48 | 106.96 | 160.44 | W:24 1/4'' H:8 1/4'' E:8'' | 5.9 |  |  | 24.25 | 8.25 | Wall / Bath |  |  |  |  | 8 |  | No |  | No | [21 empty] | DP:1'' W:24'' H:4 3/4'' OB UP:3 1/4'' OB DOWN:5'' Irregular |  |  |  | 6.5 |  |  |  | Hardwired | 0 | 1 | 0 | 0 | 1 | 0 | 0 | 1 | 0 | 0 | 0 | 785652020223 | 27 | 9 | 9 | 7.4 | 1.266 | 175 | Yes | [8 empty] | ETL Damp | cETL Damp | WINDGATE 3L BATH-782 | Three Light Wall / Bath |  | 44941-782.jpg | 44941.jpg
44941-962 | Three Light Wall / Bath | The Windgate lighting collection by Sea Gull Lighting is a sensibly, modernized and transitional selection of fixtures featuring clean lines and sophisticated Alabaster style glass. The collection works well with a variety of interiors, as it blends well into its surrounding decor. Offered in Brushed Nickel or Heirloom Bronze finishes, as well as a Chrome finish for the wall/bath fixtures only. The assortment includes five-light, and three-light chandeliers (either with up-light or down-light), pendants in four sizes, both flush and semi-flush ceiling fixtures, as well as one-light, two-light, three-light and four-light wall/bath fixtures. Both incandescent lamping and ENERGY STAR-qualified LED lamping are available. Most of these fixtures easily convert to LED by purchasing LED replacement lamps sold separately. | BATH | Windgate | Wall / Bath Lighting | Brushed Nickel | 962 | Steel | Alabaster Glass | D:5.4375" H:4.375" |  |  | 3 Medium A19 100w |  | 3 | No | [14 empty] | 0 | [12 empty] | 53.48 | 106.96 | 160.44 | W:24 1/4'' H:8 1/4'' E:8'' | 5.9 |  |  | 24.25 | 8.25 | Wall / Bath |  |  |  |  | 8 |  | No |  | No | [21 empty] | DP:1'' W:24'' H:4 3/4'' OB UP:3 1/4'' OB DOWN:5'' Irregular |  |  |  | 6.5 |  |  |  | Hardwired | 0 | 1 | 0 | 0 | 1 | 0 | 0 | 1 | 0 | 0 | 0 | 785652020230 | 27 | 9 | 9 | 7.4 | 1.266 | 175 | Yes | [8 empty] | ETL Damp | cETL Damp | WINDGATE 3L BATH-962 | Three Light Wall / Bath |  | 44941-962.jpg | 44941.jpg
44941EN3-05 | Three Light Wall / Bath | The Windgate lighting collection by Sea Gull Lighting is a sensibly, modernized and transitional selection of fixtures featuring clean lines and sophisticated Alabaster style glass. The collection works well with a variety of interiors, as it blends well into its surrounding decor. Offered in Brushed Nickel or Heirloom Bronze finishes, as well as a Chrome finish for the wall/bath fixtures only. The assortment includes five-light, and three-light chandeliers (either with up-light or down-light), pendants in four sizes, both flush and semi-flush ceiling fixtures, as well as one-light, two-light, three-light and four-light wall/bath fixtures. Both incandescent lamping and ENERGY STAR-qualified LED lamping are available. Most of these fixtures easily convert to LED by purchasing LED replacement lamps sold separately. | BATH | Windgate | Wall / Bath Lighting | Chrome | 5 | Steel | Alabaster Glass | D:5.4375" H:4.375" |  |  | 3 Medium A19 9.3w |  | 3 | Yes | [14 empty] | 0 | [12 empty] | 70.48 | 140.96 | 211.44 | W:24 1/4'' H:8 1/4'' E:8'' | 5.9 |  |  | 24.25 | 8.25 | Wall / Bath |  |  |  |  | 8 |  | No |  | No | [21 empty] | DP:7/8'' W:24 1/8'' OB UP:3 1/4'' OB DOWN:5'' Irregular |  |  |  | 6.5 | Black/White |  |  | Hardwired | 0 | 1 | 0 | 1 | 1 | 0 | 0 | 0 | 0 | 0 | 0 | 785652047565 | 27.25 | 9 | 8.5 | 7.4 | 1.206 | 125 | Yes | [8 empty] | ETL Damp | cETL Damp | WINDGATE 3L BATH-05 | Three Light Wall / Bath |  | 44941EN3-05.jpg | 44941.jpg
44941EN3-782 | Three Light Wall / Bath | The Windgate lighting collection by Sea Gull Lighting is a sensibly, modernized and transitional selection of fixtures featuring clean lines and sophisticated Alabaster style glass. The collection works well with a variety of interiors, as it blends well into its surrounding decor. Offered in Brushed Nickel or Heirloom Bronze finishes, as well as a Chrome finish for the wall/bath fixtures only. The assortment includes five-light, and three-light chandeliers (either with up-light or down-light), pendants in four sizes, both flush and semi-flush ceiling fixtures, as well as one-light, two-light, three-light and four-light wall/bath fixtures. Both incandescent lamping and ENERGY STAR-qualified LED lamping are available. Most of these fixtures easily convert to LED by purchasing LED replacement lamps sold separately. | BATH | Windgate | Wall / Bath Lighting | Heirloom Bronze | 782 | Steel | Alabaster Glass | D:5.4375" H:4.375" |  |  | 3 Medium A19 9.3w |  | 3 | Yes | [14 empty] | 0 | [12 empty] | 70.48 | 140.96 | 211.44 | W:24 1/4'' H:8 1/4'' E:8'' | 5.9 |  |  | 24.25 | 8.25 | Wall / Bath |  |  |  |  | 8 |  | No |  | No | [21 empty] | DP:1'' W:24'' H:4 3/4'' OB UP:3 1/4'' OB DOWN:5'' Irregular |  |  |  | 6.5 | Black/White |  |  | Hardwired | 0 | 1 | 0 | 1 | 1 | 0 | 0 | 0 | 0 | 0 | 0 | 785652047572 | 27 | 9 | 9 | 7.4 | 1.266 | 175 | Yes | [8 empty] | ETL Damp | cETL Damp | WINDGATE 3L BATH-782 | Three Light Wall / Bath |  | 44941EN3-782.jpg | 44941.jpg
44941EN3-962 | Three Light Wall / Bath | The Windgate lighting collection by Sea Gull Lighting is a sensibly, modernized and transitional selection of fixtures featuring clean lines and sophisticated Alabaster style glass. The collection works well with a variety of interiors, as it blends well into its surrounding decor. Offered in Brushed Nickel or Heirloom Bronze finishes, as well as a Chrome finish for the wall/bath fixtures only. The assortment includes five-light, and three-light chandeliers (either with up-light or down-light), pendants in four sizes, both flush and semi-flush ceiling fixtures, as well as one-light, two-light, three-light and four-light wall/bath fixtures. Both incandescent lamping and ENERGY STAR-qualified LED lamping are available. Most of these fixtures easily convert to LED by purchasing LED replacement lamps sold separately. | BATH | Windgate | Wall / Bath Lighting | Brushed Nickel | 962 | Steel | Alabaster Glass | D:5.4375" H:4.375" |  |  | 3 Medium A19 9.3w |  | 3 | Yes | [14 empty] | 0 | [12 empty] | 70.48 | 140.96 | 211.44 | W:24 1/4'' H:8 1/4'' E:8'' | 5.9 |  |  | 24.25 | 8.25 | Wall / Bath |  |  |  |  | 8 |  | No |  | No | [21 empty] | DP:1'' W:24'' H:4 3/4'' OB UP:3 1/4'' OB DOWN:5'' Irregular |  |  |  | 6.5 | Black/White |  |  | Hardwired | 0 | 1 | 0 | 1 | 1 | 0 | 0 | 0 | 0 | 0 | 0 | 785652047589 | 28.5 | 9 | 9 | 7.4 | 1.336 | 175 | Yes | [8 empty] | ETL Damp | cETL Damp | WINDGATE 3L BATH-962 | Three Light Wall / Bath |  | 44941EN3-962.jpg | 44941.jpg
44942-05 | Four Light Wall / Bath | The Windgate lighting collection by Sea Gull Lighting is a sensibly, modernized and transitional selection of fixtures featuring clean lines and sophisticated Alabaster style glass. The collection works well with a variety of interiors, as it blends well into its surrounding decor. Offered in Brushed Nickel or Heirloom Bronze finishes, as well as a Chrome finish for the wall/bath fixtures only. The assortment includes five-light, and three-light chandeliers (either with up-light or down-light), pendants in four sizes, both flush and semi-flush ceiling fixtures, as well as one-light, two-light, three-light and four-light wall/bath fixtures. Both incandescent lamping and ENERGY STAR-qualified LED lamping are available. Most of these fixtures easily convert to LED by purchasing LED replacement lamps sold separately. | BATH | Windgate | Wall / Bath Lighting | Chrome | 5 | Steel | Alabaster Glass | D:5.4375" H:4.375" |  |  | 4 Medium A19 100w |  | 4 | No | [14 empty] | 0 | [12 empty] | 72.98 | 145.96 | 218.94 | W:30 1/4'' H:8 1/4'' E:8'' | 7.9 |  |  | 30.25 | 8.25 | Wall / Bath |  |  |  |  | 8 |  | No |  | No | [21 empty] | DP:7/8'' W:30 1/8'' OB UP:3 1/4'' OB DOWN:5'' Irregular |  |  |  | 6.5 |  |  |  | Hardwired | 0 | 1 | 0 | 0 | 1 | 0 | 0 | 1 | 0 | 0 | 0 | 785652226311 | 33.75 | 8.75 | 8.5 | 10.1 | 1.453 | 125 | Yes | [8 empty] | ETL Damp | cETL Damp | WINDGATE 4L BATH-05 | Four Light Wall / Bath |  | 44942-05.jpg | 44942.jpg
44942-782 | Four Light Wall / Bath | The Windgate lighting collection by Sea Gull Lighting is a sensibly, modernized and transitional selection of fixtures featuring clean lines and sophisticated Alabaster style glass. The collection works well with a variety of interiors, as it blends well into its surrounding decor. Offered in Brushed Nickel or Heirloom Bronze finishes, as well as a Chrome finish for the wall/bath fixtures only. The assortment includes five-light, and three-light chandeliers (either with up-light or down-light), pendants in four sizes, both flush and semi-flush ceiling fixtures, as well as one-light, two-light, three-light and four-light wall/bath fixtures. Both incandescent lamping and ENERGY STAR-qualified LED lamping are available. Most of these fixtures easily convert to LED by purchasing LED replacement lamps sold separately. | BATH | Windgate | Wall / Bath Lighting | Heirloom Bronze | 782 | Steel | Alabaster Glass | D:5.4375" H:4.375" |  |  | 4 Medium A19 100w |  | 4 | No | [14 empty] | 0 | [12 empty] | 72.98 | 145.96 | 218.94 | W:30 1/4'' H:8 1/4'' E:8'' | 7.9 |  |  | 30.25 | 8.25 | Wall / Bath |  |  |  |  | 8 |  | No |  | No | [21 empty] | DP:1'' W:30'' H:4 3/4'' OB UP:3 1/4'' OB DOWN:5'' Irregular |  |  |  | 6.5 |  |  |  | Hardwired | 0 | 1 | 0 | 0 | 1 | 0 | 0 | 1 | 0 | 0 | 0 | 785652020247 | 34 | 9 | 9 | 9.7 | 1.594 | 125 | Yes | [8 empty] | ETL Damp | cETL Damp | WINDGATE 4L BATH-782 | Four Light Wall / Bath |  | 44942-782.jpg | 44942.jpg
44942-962 | Four Light Wall / Bath | The Windgate lighting collection by Sea Gull Lighting is a sensibly, modernized and transitional selection of fixtures featuring clean lines and sophisticated Alabaster style glass. The collection works well with a variety of interiors, as it blends well into its surrounding decor. Offered in Brushed Nickel or Heirloom Bronze finishes, as well as a Chrome finish for the wall/bath fixtures only. The assortment includes five-light, and three-light chandeliers (either with up-light or down-light), pendants in four sizes, both flush and semi-flush ceiling fixtures, as well as one-light, two-light, three-light and four-light wall/bath fixtures. Both incandescent lamping and ENERGY STAR-qualified LED lamping are available. Most of these fixtures easily convert to LED by purchasing LED replacement lamps sold separately. | BATH | Windgate | Wall / Bath Lighting | Brushed Nickel | 962 | Steel | Alabaster Glass | D:5.4375" H:4.375" |  |  | 4 Medium A19 100w |  | 4 | No | [14 empty] | 0 | [12 empty] | 72.98 | 145.96 | 218.94 | W:30 1/4'' H:8 1/4'' E:8'' | 7.9 |  |  | 30.25 | 8.25 | Wall / Bath |  |  |  |  | 8 |  | No |  | No | [21 empty] | DP:1'' W:30'' H:4 3/4'' OB UP:3 1/4'' OB DOWN:5'' Irregular |  |  |  | 6.5 |  |  |  | Hardwired | 0 | 1 | 0 | 0 | 1 | 0 | 0 | 1 | 0 | 0 | 0 | 785652020254 | 34 | 9 | 9 | 9.7 | 1.594 | 125 | Yes | [8 empty] | ETL Damp | cETL Damp | WINDGATE 4L BATH-962 | Four Light Wall / Bath |  | 44942-962.jpg | 44942.jpg
44942EN3-05 | Four Light Wall / Bath | The Windgate lighting collection by Sea Gull Lighting is a sensibly, modernized and transitional selection of fixtures featuring clean lines and sophisticated Alabaster style glass. The collection works well with a variety of interiors, as it blends well into its surrounding decor. Offered in Brushed Nickel or Heirloom Bronze finishes, as well as a Chrome finish for the wall/bath fixtures only. The assortment includes five-light, and three-light chandeliers (either with up-light or down-light), pendants in four sizes, both flush and semi-flush ceiling fixtures, as well as one-light, two-light, three-light and four-light wall/bath fixtures. Both incandescent lamping and ENERGY STAR-qualified LED lamping are available. Most of these fixtures easily convert to LED by purchasing LED replacement lamps sold separately. | BATH | Windgate | Wall / Bath Lighting | Chrome | 5 | Steel | Alabaster Glass | D:5.4375" H:4.375" |  |  | 4 Medium A19 9.3w |  | 4 | Yes | [14 empty] | 0 | [12 empty] | 93.98 | 187.96 | 281.94 | W:30 1/4'' H:8 1/4'' E:8'' | 7.9 |  |  | 30.25 | 8.25 | Wall / Bath |  |  |  |  | 8 |  | No |  | No | [21 empty] | DP:7/8'' W:30 1/8'' OB UP:3 1/4'' OB DOWN:5'' Irregular |  |  |  | 6.5 | Black/White |  |  | Hardwired | 0 | 1 | 0 | 1 | 1 | 0 | 0 | 0 | 0 | 0 | 0 | 785652047640 | 33.75 | 8.75 | 8.5 | 10.1 | 1.453 | 125 | Yes | [8 empty] | ETL Damp | cETL Damp | WINDGATE 4L BATH-05 | Four Light Wall / Bath |  | 44942EN3-05.jpg | 44942.jpg
44942EN3-782 | Four Light Wall / Bath | The Windgate lighting collection by Sea Gull Lighting is a sensibly, modernized and transitional selection of fixtures featuring clean lines and sophisticated Alabaster style glass. The collection works well with a variety of interiors, as it blends well into its surrounding decor. Offered in Brushed Nickel or Heirloom Bronze finishes, as well as a Chrome finish for the wall/bath fixtures only. The assortment includes five-light, and three-light chandeliers (either with up-light or down-light), pendants in four sizes, both flush and semi-flush ceiling fixtures, as well as one-light, two-light, three-light and four-light wall/bath fixtures. Both incandescent lamping and ENERGY STAR-qualified LED lamping are available. Most of these fixtures easily convert to LED by purchasing LED replacement lamps sold separately. | BATH | Windgate | Wall / Bath Lighting | Heirloom Bronze | 782 | Steel | Alabaster Glass | D:5.4375" H:4.375" |  |  | 4 Medium A19 9.3w |  | 4 | Yes | [14 empty] | 0 | [12 empty] | 93.98 | 187.96 | 281.94 | W:30 1/4'' H:8 1/4'' E:8'' | 7.9 |  |  | 30.25 | 8.25 | Wall / Bath |  |  |  |  | 8 |  | No |  | No | [21 empty] | DP:1'' W:30'' H:4 3/4'' OB UP:3 1/4'' OB DOWN:5'' Irregular |  |  |  | 6.5 | Black/White |  |  | Hardwired | 0 | 1 | 0 | 1 | 1 | 0 | 0 | 0 | 0 | 0 | 0 | 785652047657 | 34 | 9 | 9 | 9.7 | 1.594 | 125 | Yes | [8 empty] | ETL Damp | cETL Damp | WINDGATE 4L BATH-782 | Four Light Wall / Bath |  | 44942EN3-782.jpg | 44942.jpg
44942EN3-962 | Four Light Wall / Bath | The Windgate lighting collection by Sea Gull Lighting is a sensibly, modernized and transitional selection of fixtures featuring clean lines and sophisticated Alabaster style glass. The collection works well with a variety of interiors, as it blends well into its surrounding decor. Offered in Brushed Nickel or Heirloom Bronze finishes, as well as a Chrome finish for the wall/bath fixtures only. The assortment includes five-light, and three-light chandeliers (either with up-light or down-light), pendants in four sizes, both flush and semi-flush ceiling fixtures, as well as one-light, two-light, three-light and four-light wall/bath fixtures. Both incandescent lamping and ENERGY STAR-qualified LED lamping are available. Most of these fixtures easily convert to LED by purchasing LED replacement lamps sold separately. | BATH | Windgate | Wall / Bath Lighting | Brushed Nickel | 962 | Steel | Alabaster Glass | D:5.4375" H:4.375" |  |  | 4 Medium A19 9.3w |  | 4 | Yes | [14 empty] | 0 | [12 empty] | 93.98 | 187.96 | 281.94 | W:30 1/4'' H:8 1/4'' E:8'' | 7.9 |  |  | 30.25 | 8.25 | Wall / Bath |  |  |  |  | 8 |  | No |  | No | [21 empty] | DP:1'' W:30'' H:4 3/4'' OB UP:3 1/4'' OB DOWN:5'' Irregular |  |  |  | 6.5 | Black/White |  |  | Hardwired | 0 | 1 | 0 | 1 | 1 | 0 | 0 | 0 | 0 | 0 | 0 | 785652047664 | 34 | 9 | 9 | 9.7 | 1.594 | 125 | Yes | [8 empty] | ETL Damp | cETL Damp | WINDGATE 4L BATH-962 | Four Light Wall / Bath |  | 44942EN3-962.jpg | 44942.jpg
44952-05 | One Light Wall / Bath Sconce | The Stirling lighting collection by Sea Gull Lighting, with its chic style and eclectic twist brings clean, modern lines to a traditional soul. The Beige Linen drum shades combined with a Burnt Sienna finish or White Linen drum shades combined with a Brushed Nickel finish are both eye-catching and inviting. For the wall/bath fixtures only, a Chrome finish coupled with Opal Etched glass shades is also available. The assortment includes nine-light, five-light and three-light chandeliers, pendants in six sizes, both flush and semi-flush ceiling fixtures, a one-light wall sconce, as well as one-light, two-light, three-light and four-light wall/bath fixtures. Most of these fixtures easily convert to LED by purchasing LED replacement lamps sold separately. | WALL SCONCE | Stirling | Wall / Bath Lighting | Chrome | 5 | Steel | Cased Opal Etched Glass | D:3.875" H:6" |  |  | 1 Medium A19 100w |  | 1 | No | [14 empty] | 0 | [12 empty] | 42.48 | 84.96 | 127.44 | W:5 1/2'' H:11 1/4'' E:6 3/4'' | 2.5 |  |  | 5.5 | 11.25 | Wall / Bath |  |  |  |  | 6.75 |  | No |  | No | [21 empty] | D:5 1/2'' DP:1 3/8'' OB UP:6 1/4'' OB DOWN:5'' Round |  |  |  | 6.5 |  |  |  | Hardwired | 0 | 1 | 0 | 0 | 1 | 0 | 0 | 1 | 0 | 0 | 0 | 785652027529 | 11 | 8.75 | 13 | 3.2 | 0.724 | 175 | Yes | [8 empty] | ETL Damp | cETL Damp | STIRLING 1L SCONCE-05 | One Light Wall / Bath Sconce |  | 44952-05.jpg | 44952.jpg
44952-962 | One Light Wall / Bath | The Stirling lighting collection by Sea Gull Lighting, with its chic style and eclectic twist brings clean, modern lines to a traditional soul. The Beige Linen drum shades combined with a Burnt Sienna finish or White Linen drum shades combined with a Brushed Nickel finish are both eye-catching and inviting. For the wall/bath fixtures only, a Chrome finish coupled with Opal Etched glass shades is also available. The assortment includes nine-light, five-light and three-light chandeliers, pendants in six sizes, both flush and semi-flush ceiling fixtures, a one-light wall sconce, as well as one-light, two-light, three-light and four-light wall/bath fixtures. Most of these fixtures easily convert to LED by purchasing LED replacement lamps sold separately. | WALL SCONCE | Stirling | Wall / Bath Lighting | Brushed Nickel | 962 | Steel | Cased Opal Etched Glass | D:3.875" H:6" |  |  | 1 Medium A19 100w |  | 1 | No | [14 empty] | 0 | [12 empty] | 42.48 | 84.96 | 127.44 | W:5 1/2'' H:11 1/4'' E:6 3/4'' | 2.5 |  |  | 5.5 | 11.25 | Wall / Bath |  |  |  |  | 6.75 |  | No |  | No | [21 empty] | D:5 1/2'' DP:1 3/8'' OB UP:6 1/4'' OB DOWN:5'' Round |  |  |  | 6.5 |  |  |  | Hardwired | 0 | 1 | 0 | 0 | 1 | 0 | 0 | 1 | 0 | 0 | 0 | 785652027451 | 11 | 8.75 | 13 | 3.2 | 0.724 | 175 | Yes | [8 empty] | ETL Damp | cETL Damp | STIRLING 1L SCONCE-962 | One Light Wall / Bath |  | 44952-962.jpg | 44952.jpg
44952EN3-05 | One Light Wall / Bath Sconce | The Stirling lighting collection by Sea Gull Lighting, with its chic style and eclectic twist brings clean, modern lines to a traditional soul. The Beige Linen drum shades combined with a Burnt Sienna finish or White Linen drum shades combined with a Brushed Nickel finish are both eye-catching and inviting. For the wall/bath fixtures only, a Chrome finish coupled with Opal Etched glass shades is also available. The assortment includes nine-light, five-light and three-light chandeliers, pendants in six sizes, both flush and semi-flush ceiling fixtures, a one-light wall sconce, as well as one-light, two-light, three-light and four-light wall/bath fixtures. Most of these fixtures easily convert to LED by purchasing LED replacement lamps sold separately. | WALL SCONCE | Stirling | Wall / Bath Lighting | Chrome | 5 | Steel | Cased Opal Etched Glass | D:3.875" H:6" |  |  | 1 Medium A19 9.3w |  | 1 | Yes | [14 empty] | 0 | [12 empty] | 45.48 | 90.96 | 136.44 | W:5 1/2'' H:11 1/4'' E:6 3/4'' | 2.5 |  |  | 5.5 | 11.25 | Wall / Bath |  |  |  |  | 6.75 |  | No |  | No | [21 empty] | D:5 1/2'' DP:1 3/8'' OB UP:6 1/4'' OB DOWN:5'' Round |  |  |  | 6.5 | Black/White |  |  | Hardwired | 0 | 1 | 0 | 1 | 1 | 0 | 0 | 0 | 0 | 0 | 0 | 785652050060 | 13 | 8.75 | 11 | 3.2 | 0.724 | 175 | Yes | [8 empty] | ETL Damp | cETL Damp | STIRLING 1L SCONCE-05 | One Light Wall / Bath Sconce |  | 44952EN3-05.jpg | 44952.jpg
44952EN3-710 | One Light Wall / Bath Sconce | The Stirling lighting collection by Sea Gull Lighting, with its chic style and eclectic twist brings clean, modern lines to a traditional soul. The Beige Linen drum shades combined with a Burnt Sienna finish or White Linen drum shades combined with a Brushed Nickel finish are both eye-catching and inviting. For the wall/bath fixtures only, a Chrome finish coupled with Opal Etched glass shades is also available. The assortment includes nine-light, five-light and three-light chandeliers, pendants in six sizes, both flush and semi-flush ceiling fixtures, a one-light wall sconce, as well as one-light, two-light, three-light and four-light wall/bath fixtures. Most of these fixtures easily convert to LED by purchasing LED replacement lamps sold separately. | WALL SCONCE | Stirling | Wall / Bath Lighting | Burnt Sienna | 710 | Steel | Cased Opal Etched Glass | D:3.875" H:6" |  |  | 1 Medium A19 9.3w |  | 1 | Yes | [14 empty] | 0 | [12 empty] | 45.48 | 90.96 | 136.44 | W:5 1/2'' H:11 1/4'' E:6 3/4'' | 2.5 |  |  | 5.5 | 11.25 | Wall / Bath |  |  |  |  | 6.75 |  | No |  | No | [21 empty] | D:5 1/2'' DP:1 3/8'' OB UP:6 1/4'' OB DOWN:5'' Round |  |  |  | 6.5 | Black/White |  |  | Hardwired | 0 | 1 | 0 | 1 | 1 | 0 | 0 | 0 | 0 | 0 | 0 | 785652050077 | 12.25 | 8.5 | 10.4 | 3 | 0.627 | 175 | Yes | [8 empty] | ETL Damp | cETL Damp | STIRLING 1L SCONCE-710 | One Light Wall / Bath Sconce |  | 44952EN3-710.jpg | 44952.jpg
44952EN3-962 | One Light Wall / Bath Sconce | The Stirling lighting collection by Sea Gull Lighting, with its chic style and eclectic twist brings clean, modern lines to a traditional soul. The Beige Linen drum shades combined with a Burnt Sienna finish or White Linen drum shades combined with a Brushed Nickel finish are both eye-catching and inviting. For the wall/bath fixtures only, a Chrome finish coupled with Opal Etched glass shades is also available. The assortment includes nine-light, five-light and three-light chandeliers, pendants in six sizes, both flush and semi-flush ceiling fixtures, a one-light wall sconce, as well as one-light, two-light, three-light and four-light wall/bath fixtures. Most of these fixtures easily convert to LED by purchasing LED replacement lamps sold separately. | WALL SCONCE | Stirling | Wall / Bath Lighting | Brushed Nickel | 962 | Steel | Cased Opal Etched Glass | D:3.875" H:6" |  |  | 1 Medium A19 9.3w |  | 1 | Yes | [14 empty] | 0 | [12 empty] | 45.48 | 90.96 | 136.44 | W:5 1/2'' H:11 1/4'' E:6 3/4'' | 2.5 |  |  | 5.5 | 11.25 | Wall / Bath |  |  |  |  | 6.75 |  | No |  | No | [21 empty] | D:5 1/2'' DP:1 3/8'' OB UP:6 1/4'' OB DOWN:5'' Round |  |  |  | 6.5 | Black/White |  |  | Hardwired | 0 | 1 | 0 | 1 | 1 | 0 | 0 | 0 | 0 | 0 | 0 | 785652050084 | 11 | 8.75 | 13 | 3.2 | 0.724 | 175 | Yes | [8 empty] | ETL Damp | cETL Damp | STIRLING 1L SCONCE-962 | One Light Wall / Bath Sconce |  | 44952EN3-962.jpg | 44952.jpg
44953-05 | Two Light Wall / Bath | The Stirling lighting collection by Sea Gull Lighting, with its chic style and eclectic twist brings clean, modern lines to a traditional soul. The Beige Linen drum shades combined with a Burnt Sienna finish or White Linen drum shades combined with a Brushed Nickel finish are both eye-catching and inviting. For the wall/bath fixtures only, a Chrome finish coupled with Opal Etched glass shades is also available. The assortment includes nine-light, five-light and three-light chandeliers, pendants in six sizes, both flush and semi-flush ceiling fixtures, a one-light wall sconce, as well as one-light, two-light, three-light and four-light wall/bath fixtures. Most of these fixtures easily convert to LED by purchasing LED replacement lamps sold separately. | BATH | Stirling | Wall / Bath Lighting | Chrome | 5 | Steel | Cased Opal Etched Glass | D:3.875" H:6" |  |  | 2 Medium A19 100w |  | 2 | No | [14 empty] | 0 | [12 empty] | 71.98 | 143.96 | 215.94 | W:13'' H:11 1/4'' E:7'' | 4.5 |  |  | 13 | 11.25 | Wall / Bath |  |  |  |  | 7 |  | No |  | No | [21 empty] | D:5 1/2'' DP:1 3/8'' OB UP:6 1/4'' OB DOWN:5'' Round |  |  |  | 6.5 |  |  |  | Hardwired | 0 | 1 | 0 | 0 | 1 | 0 | 0 | 1 | 0 | 0 | 0 | 785652027512 | 15 | 9.75 | 15.5 | 5.6 | 1.312 | 175 | Yes | [8 empty] | ETL Damp | cETL Damp | STIRLING 2L BATH-05 | Two Light Wall / Bath |  | 44953-05.jpg | 44953.jpg
44953-710 | Two Light Wall / Bath | The Stirling lighting collection by Sea Gull Lighting, with its chic style and eclectic twist brings clean, modern lines to a traditional soul. The Beige Linen drum shades combined with a Burnt Sienna finish or White Linen drum shades combined with a Brushed Nickel finish are both eye-catching and inviting. For the wall/bath fixtures only, a Chrome finish coupled with Opal Etched glass shades is also available. The assortment includes nine-light, five-light and three-light chandeliers, pendants in six sizes, both flush and semi-flush ceiling fixtures, a one-light wall sconce, as well as one-light, two-light, three-light and four-light wall/bath fixtures. Most of these fixtures easily convert to LED by purchasing LED replacement lamps sold separately. | BATH | Stirling | Wall / Bath Lighting | Burnt Sienna | 710 | Steel | Cased Opal Etched Glass | D:3.875" H:6" |  |  | 2 Medium A19 100w |  | 2 | No | [14 empty] | 0 | [12 empty] | 71.98 | 143.96 | 215.94 | W:13'' H:11 1/4'' E:7'' | 4.5 |  |  | 13 | 11.25 | Wall / Bath |  |  |  |  | 7 |  | No |  | No | [21 empty] | D:5 1/2'' DP:1 3/8'' OB UP:6 1/4'' OB DOWN:5'' Round |  |  |  | 6.5 |  |  |  | Hardwired | 0 | 1 | 0 | 0 | 1 | 0 | 0 | 1 | 0 | 0 | 0 | 785652182389 | 15 | 9.18 | 15 | 5.7 | 1.195 | 175 | Yes | [8 empty] | ETL Damp | cETL Damp | STIRLING 2L BATH-710 | Two Light Wall / Bath |  | 44953-710.jpg | 44953.jpg
44953-962 | Two Light Wall / Bath | The Stirling lighting collection by Sea Gull Lighting, with its chic style and eclectic twist brings clean, modern lines to a traditional soul. The Beige Linen drum shades combined with a Burnt Sienna finish or White Linen drum shades combined with a Brushed Nickel finish are both eye-catching and inviting. For the wall/bath fixtures only, a Chrome finish coupled with Opal Etched glass shades is also available. The assortment includes nine-light, five-light and three-light chandeliers, pendants in six sizes, both flush and semi-flush ceiling fixtures, a one-light wall sconce, as well as one-light, two-light, three-light and four-light wall/bath fixtures. Most of these fixtures easily convert to LED by purchasing LED replacement lamps sold separately. | BATH | Stirling | Wall / Bath Lighting | Brushed Nickel | 962 | Steel | Cased Opal Etched Glass | D:3.875" H:6" |  |  | 2 Medium A19 100w |  | 2 | No | [14 empty] | 0 | [12 empty] | 71.98 | 143.96 | 215.94 | W:13'' H:11 1/4'' E:7'' | 4.5 |  |  | 13 | 11.25 | Wall / Bath |  |  |  |  | 7 |  | No |  | No | [21 empty] | D:5 1/2'' DP:1 3/8'' OB UP:6 1/4'' OB DOWN:5'' Round |  |  |  | 6.5 |  |  |  | Hardwired | 0 | 1 | 0 | 0 | 1 | 0 | 0 | 1 | 0 | 0 | 0 | 785652027468 | 15 | 9.75 | 15.5 | 5.6 | 1.312 | 175 | Yes | [8 empty] | ETL Damp | cETL Damp | STIRLING 2L BATH-962 | Two Light Wall / Bath |  | 44953-962.jpg | 44953.jpg
44953EN3-05 | Two Light Wall / Bath | The Stirling lighting collection by Sea Gull Lighting, with its chic style and eclectic twist brings clean, modern lines to a traditional soul. The Beige Linen drum shades combined with a Burnt Sienna finish or White Linen drum shades combined with a Brushed Nickel finish are both eye-catching and inviting. For the wall/bath fixtures only, a Chrome finish coupled with Opal Etched glass shades is also available. The assortment includes nine-light, five-light and three-light chandeliers, pendants in six sizes, both flush and semi-flush ceiling fixtures, a one-light wall sconce, as well as one-light, two-light, three-light and four-light wall/bath fixtures. Most of these fixtures easily convert to LED by purchasing LED replacement lamps sold separately. | BATH | Stirling | Wall / Bath Lighting | Chrome | 5 | Steel | Cased Opal Etched Glass | D:3.875" H:6" |  |  | 2 Medium A19 9.3w |  | 2 | Yes | [14 empty] | 0 | [12 empty] | 80.48 | 160.96 | 241.44 | W:13'' H:11 1/4'' E:7'' | 4.5 |  |  | 13 | 11.25 | Wall / Bath |  |  |  |  | 7 |  | No |  | No | [21 empty] | D:5 1/2'' DP:1 3/8'' OB UP:6 1/4'' OB DOWN:5'' Round |  |  |  | 6.5 | Black/White |  |  | Hardwired | 0 | 1 | 0 | 1 | 1 | 0 | 0 | 0 | 0 | 0 | 0 | 785652050091 | 15 | 9.2 | 15 | 5 | 1.198 | 175 | Yes | [8 empty] | ETL Damp | cETL Damp | STIRLING 2L BATH-05 | Two Light Wall / Bath |  | 44953EN3-05.jpg | 44953.jpg
44953EN3-710 | Two Light Wall / Bath | The Stirling lighting collection by Sea Gull Lighting, with its chic style and eclectic twist brings clean, modern lines to a traditional soul. The Beige Linen drum shades combined with a Burnt Sienna finish or White Linen drum shades combined with a Brushed Nickel finish are both eye-catching and inviting. For the wall/bath fixtures only, a Chrome finish coupled with Opal Etched glass shades is also available. The assortment includes nine-light, five-light and three-light chandeliers, pendants in six sizes, both flush and semi-flush ceiling fixtures, a one-light wall sconce, as well as one-light, two-light, three-light and four-light wall/bath fixtures. Most of these fixtures easily convert to LED by purchasing LED replacement lamps sold separately. | BATH | Stirling | Wall / Bath Lighting | Burnt Sienna | 710 | Steel | Cased Opal Etched Glass | D:3.875" H:6" |  |  | 2 Medium A19 9.3w |  | 2 | Yes | [14 empty] | 0 | [12 empty] | 80.48 | 160.96 | 241.44 | W:13'' H:11 1/4'' E:7'' | 4.5 |  |  | 13 | 11.25 | Wall / Bath |  |  |  |  | 7 |  | No |  | No | [21 empty] | D:5 1/2'' DP:1 3/8'' OB UP:6 1/4'' OB DOWN:5'' Round |  |  |  | 6.5 | Black/White |  |  | Hardwired | 0 | 1 | 0 | 1 | 1 | 0 | 0 | 0 | 0 | 0 | 0 | 785652050107 | 15 | 9.2 | 15 | 5.7 | 1.198 | 175 | Yes | [8 empty] | ETL Damp | cETL Damp | STIRLING 2L BATH-710 | Two Light Wall / Bath |  | 44953EN3-710.jpg | 44953.jpg
44953EN3-962 | Two Light Wall / Bath | The Stirling lighting collection by Sea Gull Lighting, with its chic style and eclectic twist brings clean, modern lines to a traditional soul. The Beige Linen drum shades combined with a Burnt Sienna finish or White Linen drum shades combined with a Brushed Nickel finish are both eye-catching and inviting. For the wall/bath fixtures only, a Chrome finish coupled with Opal Etched glass shades is also available. The assortment includes nine-light, five-light and three-light chandeliers, pendants in six sizes, both flush and semi-flush ceiling fixtures, a one-light wall sconce, as well as one-light, two-light, three-light and four-light wall/bath fixtures. Most of these fixtures easily convert to LED by purchasing LED replacement lamps sold separately. | BATH | Stirling | Wall / Bath Lighting | Brushed Nickel | 962 | Steel | Cased Opal Etched Glass | D:3.875" H:6" |  |  | 2 Medium A19 9.3w |  | 2 | Yes | [14 empty] | 0 | [12 empty] | 80.48 | 160.96 | 241.44 | W:13'' H:11 1/4'' E:7'' | 4.5 |  |  | 13 | 11.25 | Wall / Bath |  |  |  |  | 7 |  | No |  | No | [21 empty] | D:5 1/2'' DP:1 3/8'' OB UP:6 1/4'' OB DOWN:5'' Round |  |  |  | 6.5 | Black/White |  |  | Hardwired | 0 | 1 | 0 | 1 | 1 | 0 | 0 | 0 | 0 | 0 | 0 | 785652050114 | 15 | 9.75 | 15.5 | 5.6 | 1.312 | 175 | Yes | [8 empty] | ETL Damp | cETL Damp | STIRLING 2L BATH-962 | Two Light Wall / Bath |  | 44953EN3-962.jpg | 44953.jpg
44954-05 | Three Light Wall / Bath | The Stirling lighting collection by Sea Gull Lighting, with its chic style and eclectic twist brings clean, modern lines to a traditional soul. The Beige Linen drum shades combined with a Burnt Sienna finish or White Linen drum shades combined with a Brushed Nickel finish are both eye-catching and inviting. For the wall/bath fixtures only, a Chrome finish coupled with Opal Etched glass shades is also available. The assortment includes nine-light, five-light and three-light chandeliers, pendants in six sizes, both flush and semi-flush ceiling fixtures, a one-light wall sconce, as well as one-light, two-light, three-light and four-light wall/bath fixtures. Most of these fixtures easily convert to LED by purchasing LED replacement lamps sold separately. | BATH | Stirling | Wall / Bath Lighting | Chrome | 5 | Steel | Cased Opal Etched Glass | D:3.875" H:6" |  |  | 3 Medium A19 100w |  | 3 | No | [14 empty] | 0 | [12 empty] | 99.98 | 199.96 | 299.94 | W:22'' H:11 1/4'' E:7'' | 6.3 |  |  | 22 | 11.25 | Wall / Bath |  |  |  |  | 7 |  | No |  | No | [21 empty] | D:5 1/2'' DP:1 3/8'' OB UP:6 1/4'' OB DOWN:5'' Round |  |  |  | 6.5 |  |  |  | Hardwired | 0 | 1 | 0 | 0 | 1 | 0 | 0 | 1 | 0 | 0 | 0 | 785652027505 | 24 | 10 | 15 | 8 | 2.083 | 250 | Yes | [8 empty] | ETL Damp | cETL Damp | STIRLING 3L BATH-05 | Three Light Wall / Bath |  | 44954-05.jpg | 44954.jpg
44954-710 | Three Light Wall / Bath | The Stirling lighting collection by Sea Gull Lighting, with its chic style and eclectic twist brings clean, modern lines to a traditional soul. The Beige Linen drum shades combined with a Burnt Sienna finish or White Linen drum shades combined with a Brushed Nickel finish are both eye-catching and inviting. For the wall/bath fixtures only, a Chrome finish coupled with Opal Etched glass shades is also available. The assortment includes nine-light, five-light and three-light chandeliers, pendants in six sizes, both flush and semi-flush ceiling fixtures, a one-light wall sconce, as well as one-light, two-light, three-light and four-light wall/bath fixtures. Most of these fixtures easily convert to LED by purchasing LED replacement lamps sold separately. | BATH | Stirling | Wall / Bath Lighting | Burnt Sienna | 710 | Steel | Cased Opal Etched Glass | D:3.875" H:6" |  |  | 3 Medium A19 100w |  | 3 | No | [14 empty] | 0 | [12 empty] | 99.98 | 199.96 | 299.94 | W:22'' H:11 1/4'' E:7'' | 6.3 |  |  | 22 | 11.25 | Wall / Bath |  |  |  |  | 7 |  | No |  | No | [21 empty] | D:5 1/2'' DP:1 3/8'' OB UP:6 1/4'' OB DOWN:5'' Round |  |  |  | 6.5 |  |  |  | Hardwired | 0 | 1 | 0 | 0 | 1 | 0 | 0 | 1 | 0 | 0 | 0 | 785652182396 | 24.5 | 9.125 | 15.25 | 8 | 1.973 | 175 | Yes | [8 empty] | ETL Damp | cETL Damp | STIRLING 3L BATH-710 | Three Light Wall / Bath |  | 44954-710.jpg | 44954.jpg
44954-962 | Three Light Wall / Bath | The Stirling lighting collection by Sea Gull Lighting, with its chic style and eclectic twist brings clean, modern lines to a traditional soul. The Beige Linen drum shades combined with a Burnt Sienna finish or White Linen drum shades combined with a Brushed Nickel finish are both eye-catching and inviting. For the wall/bath fixtures only, a Chrome finish coupled with Opal Etched glass shades is also available. The assortment includes nine-light, five-light and three-light chandeliers, pendants in six sizes, both flush and semi-flush ceiling fixtures, a one-light wall sconce, as well as one-light, two-light, three-light and four-light wall/bath fixtures. Most of these fixtures easily convert to LED by purchasing LED replacement lamps sold separately. | BATH | Stirling | Wall / Bath Lighting | Brushed Nickel | 962 | Steel | Cased Opal Etched Glass | D:3.875" H:6" |  |  | 3 Medium A19 100w |  | 3 | No | [14 empty] | 0 | [12 empty] | 99.98 | 199.96 | 299.94 | W:22'' H:11 1/4'' E:7'' | 6.3 |  |  | 22 | 11.25 | Wall / Bath |  |  |  |  | 7 |  | No |  | No | [21 empty] | D:5 1/2'' DP:1 3/8'' OB UP:6 1/4'' OB DOWN:5'' Round |  |  |  | 6.5 |  |  |  | Hardwired | 0 | 1 | 0 | 0 | 1 | 0 | 0 | 1 | 0 | 0 | 0 | 785652027475 | 24 | 10 | 15 | 8 | 2.083 | 250 | Yes | [8 empty] | ETL Damp | cETL Damp | STIRLING 3L BATH-962 | Three Light Wall / Bath |  | 44954-962.jpg | 44954.jpg
44954EN3-05 | Three Light Wall / Bath | The Stirling lighting collection by Sea Gull Lighting, with its chic style and eclectic twist brings clean, modern lines to a traditional soul. The Beige Linen drum shades combined with a Burnt Sienna finish or White Linen drum shades combined with a Brushed Nickel finish are both eye-catching and inviting. For the wall/bath fixtures only, a Chrome finish coupled with Opal Etched glass shades is also available. The assortment includes nine-light, five-light and three-light chandeliers, pendants in six sizes, both flush and semi-flush ceiling fixtures, a one-light wall sconce, as well as one-light, two-light, three-light and four-light wall/bath fixtures. Most of these fixtures easily convert to LED by purchasing LED replacement lamps sold separately. | BATH | Stirling | Wall / Bath Lighting | Chrome | 5 | Steel | Cased Opal Etched Glass | D:3.875" H:6" |  |  | 3 Medium A19 9.3w |  | 3 | Yes | [14 empty] | 0 | [12 empty] | 112.98 | 225.96 | 338.94 | W:22'' H:11 1/4'' E:7'' | 6.3 |  |  | 22 | 11.25 | Wall / Bath |  |  |  |  | 7 |  | No |  | No | [21 empty] | D:5 1/2'' DP:1 3/8'' OB UP:6 1/4'' OB DOWN:5'' Round |  |  |  | 6.5 | Black/White |  |  | Hardwired | 0 | 1 | 0 | 1 | 1 | 0 | 0 | 0 | 0 | 0 | 0 | 785652050121 | 24 | 10 | 15 | 8 | 2.083 | 250 | Yes | [8 empty] | ETL Damp | cETL Damp | STIRLING 3L BATH-05 | Three Light Wall / Bath |  | 44954EN3-05.jpg | 44954.jpg
44954EN3-710 | Three Light Wall / Bath | The Stirling lighting collection by Sea Gull Lighting, with its chic style and eclectic twist brings clean, modern lines to a traditional soul. The Beige Linen drum shades combined with a Burnt Sienna finish or White Linen drum shades combined with a Brushed Nickel finish are both eye-catching and inviting. For the wall/bath fixtures only, a Chrome finish coupled with Opal Etched glass shades is also available. The assortment includes nine-light, five-light and three-light chandeliers, pendants in six sizes, both flush and semi-flush ceiling fixtures, a one-light wall sconce, as well as one-light, two-light, three-light and four-light wall/bath fixtures. Most of these fixtures easily convert to LED by purchasing LED replacement lamps sold separately. | BATH | Stirling | Wall / Bath Lighting | Burnt Sienna | 710 | Steel | Cased Opal Etched Glass | D:3.875" H:6" |  |  | 3 Medium A19 9.3w |  | 3 | Yes | [14 empty] | 0 | [12 empty] | 112.98 | 225.96 | 338.94 | W:22'' H:11 1/4'' E:7'' | 6.3 |  |  | 22 | 11.25 | Wall / Bath |  |  |  |  | 7 |  | No |  | No | [21 empty] | D:5 1/2'' DP:1 3/8'' OB UP:6 1/4'' OB DOWN:5'' Round |  |  |  | 6.5 | Black/White |  |  | Hardwired | 0 | 1 | 0 | 1 | 1 | 0 | 0 | 0 | 0 | 0 | 0 | 785652050138 | 24.5 | 9.2 | 15.25 | 8 | 1.989 | 175 | Yes | [8 empty] | ETL Damp | cETL Damp | STIRLING 3L BATH-710 | Three Light Wall / Bath |  | 44954EN3-710.jpg | 44954.jpg
44954EN3-962 | Three Light Wall / Bath | The Stirling lighting collection by Sea Gull Lighting, with its chic style and eclectic twist brings clean, modern lines to a traditional soul. The Beige Linen drum shades combined with a Burnt Sienna finish or White Linen drum shades combined with a Brushed Nickel finish are both eye-catching and inviting. For the wall/bath fixtures only, a Chrome finish coupled with Opal Etched glass shades is also available. The assortment includes nine-light, five-light and three-light chandeliers, pendants in six sizes, both flush and semi-flush ceiling fixtures, a one-light wall sconce, as well as one-light, two-light, three-light and four-light wall/bath fixtures. Most of these fixtures easily convert to LED by purchasing LED replacement lamps sold separately. | BATH | Stirling | Wall / Bath Lighting | Brushed Nickel | 962 | Steel | Cased Opal Etched Glass | D:3.875" H:6" |  |  | 3 Medium A19 9.3w |  | 3 | Yes | [14 empty] | 0 | [12 empty] | 112.98 | 225.96 | 338.94 | W:22'' H:11 1/4'' E:7'' | 6.3 |  |  | 22 | 11.25 | Wall / Bath |  |  |  |  | 7 |  | No |  | No | [21 empty] | D:5 1/2'' DP:1 3/8'' OB UP:6 1/4'' OB DOWN:5'' Round |  |  |  | 6.5 | Black/White |  |  | Hardwired | 0 | 1 | 0 | 1 | 1 | 0 | 0 | 0 | 0 | 0 | 0 | 785652050145 | 24 | 10 | 15 | 8 | 2.083 | 250 | Yes | [8 empty] | ETL Damp | cETL Damp | STIRLING 3L BATH-962 | Three Light Wall / Bath |  | 44954EN3-962.jpg | 44954.jpg
44955-05 | Four Light Wall / Bath | The Stirling lighting collection by Sea Gull Lighting, with its chic style and eclectic twist brings clean, modern lines to a traditional soul. The Beige Linen drum shades combined with a Burnt Sienna finish or White Linen drum shades combined with a Brushed Nickel finish are both eye-catching and inviting. For the wall/bath fixtures only, a Chrome finish coupled with Opal Etched glass shades is also available. The assortment includes nine-light, five-light and three-light chandeliers, pendants in six sizes, both flush and semi-flush ceiling fixtures, a one-light wall sconce, as well as one-light, two-light, three-light and four-light wall/bath fixtures. Most of these fixtures easily convert to LED by purchasing LED replacement lamps sold separately. | BATH | Stirling | Wall / Bath Lighting | Chrome | 5 | Steel | Cased Opal Etched Glass | D:3.875" H:6" |  |  | 4 Medium A19 100w |  | 4 | No | [14 empty] | 0 | [12 empty] | 117.45 | 234.9 | 352.35 | W:31'' H:11 1/4'' E:7'' | 8.6 |  |  | 31 | 11.25 | Wall / Bath |  |  |  |  | 7 |  | No |  | No | [21 empty] | D:5 1/2'' DP:1 3/8'' OB UP:6 1/4'' OB DOWN:5'' Round |  |  |  | 6.5 |  |  |  | Hardwired | 0 | 1 | 0 | 0 | 1 | 0 | 0 | 1 | 0 | 0 | 0 | 785652027499 | 33 | 9.75 | 15 | 10.8 | 2.793 | 250 | Yes | [8 empty] | ETL Damp | cETL Damp | STIRLING 4L BATH-05 | Four Light Wall / Bath |  | 44955-05.jpg | 44955.jpg
44955-710 | Four Light Wall / Bath | The Stirling lighting collection by Sea Gull Lighting, with its chic style and eclectic twist brings clean, modern lines to a traditional soul. The Beige Linen drum shades combined with a Burnt Sienna finish or White Linen drum shades combined with a Brushed Nickel finish are both eye-catching and inviting. For the wall/bath fixtures only, a Chrome finish coupled with Opal Etched glass shades is also available. The assortment includes nine-light, five-light and three-light chandeliers, pendants in six sizes, both flush and semi-flush ceiling fixtures, a one-light wall sconce, as well as one-light, two-light, three-light and four-light wall/bath fixtures. Most of these fixtures easily convert to LED by purchasing LED replacement lamps sold separately. | BATH | Stirling | Wall / Bath Lighting | Burnt Sienna | 710 | Steel | Cased Opal Etched Glass | D:3.875" H:6" |  |  | 4 Medium A19 100w |  | 4 | No | [14 empty] | 0 | [12 empty] | 117.45 | 234.9 | 352.35 | W:31'' H:11 1/4'' E:7'' | 8.6 |  |  | 31 | 11.25 | Wall / Bath |  |  |  |  | 7 |  | No |  | No | [21 empty] | D:5 1/2'' DP:1 3/8'' OB UP:6 1/4'' OB DOWN:5'' Round |  |  |  | 6.5 |  |  |  | Hardwired | 0 | 1 | 0 | 0 | 1 | 0 | 0 | 1 | 0 | 0 | 0 | 785652182402 | 32.75 | 9.25 | 15 | 9.1 | 2.63 | 250 | Yes | [8 empty] | ETL Damp | cETL Damp | STIRLING 4L BATH-710 | Four Light Wall / Bath |  | 44955-710.jpg | 44955.jpg
44955-962 | Four Light Wall / Bath | The Stirling lighting collection by Sea Gull Lighting, with its chic style and eclectic twist brings clean, modern lines to a traditional soul. The Beige Linen drum shades combined with a Burnt Sienna finish or White Linen drum shades combined with a Brushed Nickel finish are both eye-catching and inviting. For the wall/bath fixtures only, a Chrome finish coupled with Opal Etched glass shades is also available. The assortment includes nine-light, five-light and three-light chandeliers, pendants in six sizes, both flush and semi-flush ceiling fixtures, a one-light wall sconce, as well as one-light, two-light, three-light and four-light wall/bath fixtures. Most of these fixtures easily convert to LED by purchasing LED replacement lamps sold separately. | BATH | Stirling | Wall / Bath Lighting | Brushed Nickel | 962 | Steel | Cased Opal Etched Glass | D:3.875" H:6" |  |  | 4 Medium A19 100w |  | 4 | No | [14 empty] | 0 | [12 empty] | 117.45 | 234.9 | 352.35 | W:31'' H:11 1/4'' E:7'' | 8.6 |  |  | 31 | 11.25 | Wall / Bath |  |  |  |  | 7 |  | No |  | No | [21 empty] | D:5 1/2'' DP:1 3/8'' OB UP:6 1/4'' OB DOWN:5'' Round |  |  |  | 6.5 |  |  |  | Hardwired | 0 | 1 | 0 | 0 | 1 | 0 | 0 | 1 | 0 | 0 | 0 | 785652027482 | 33 | 9.75 | 15 | 10.8 | 2.793 | 250 | Yes | [8 empty] | ETL Damp | cETL Damp | STIRLING 4L BATH-962 | Four Light Wall / Bath |  | 44955-962.jpg | 44955.jpg
44955EN3-05 | Four Light Wall / Bath | The Stirling lighting collection by Sea Gull Lighting, with its chic style and eclectic twist brings clean, modern lines to a traditional soul. The Beige Linen drum shades combined with a Burnt Sienna finish or White Linen drum shades combined with a Brushed Nickel finish are both eye-catching and inviting. For the wall/bath fixtures only, a Chrome finish coupled with Opal Etched glass shades is also available. The assortment includes nine-light, five-light and three-light chandeliers, pendants in six sizes, both flush and semi-flush ceiling fixtures, a one-light wall sconce, as well as one-light, two-light, three-light and four-light wall/bath fixtures. Most of these fixtures easily convert to LED by purchasing LED replacement lamps sold separately. | BATH | Stirling | Wall / Bath Lighting | Chrome | 5 | Steel | Cased Opal Etched Glass | D:3.875" H:6" |  |  | 4 Medium A19 9.3w |  | 4 | Yes | [14 empty] | 0 | [12 empty] | 139.98 | 279.96 | 419.94 | W:31'' H:11 1/4'' E:7'' | 8.6 |  |  | 31 | 11.25 | Wall / Bath |  |  |  |  | 7 |  | No |  | No | [21 empty] | D:5 1/2'' DP:1 3/8'' OB UP:6 1/4'' OB DOWN:5'' Round |  |  |  | 6.5 | Black/White |  |  | Hardwired | 0 | 1 | 0 | 1 | 1 | 0 | 0 | 0 | 0 | 0 | 0 | 785652050152 | 33 | 9.75 | 15 | 10.8 | 2.793 | 250 | Yes | [8 empty] | ETL Damp | cETL Damp | STIRLING 4L BATH-05 | Four Light Wall / Bath |  | 44955EN3-05.jpg | 44955.jpg
44955EN3-710 | Four Light Wall / Bath | The Stirling lighting collection by Sea Gull Lighting, with its chic style and eclectic twist brings clean, modern lines to a traditional soul. The Beige Linen drum shades combined with a Burnt Sienna finish or White Linen drum shades combined with a Brushed Nickel finish are both eye-catching and inviting. For the wall/bath fixtures only, a Chrome finish coupled with Opal Etched glass shades is also available. The assortment includes nine-light, five-light and three-light chandeliers, pendants in six sizes, both flush and semi-flush ceiling fixtures, a one-light wall sconce, as well as one-light, two-light, three-light and four-light wall/bath fixtures. Most of these fixtures easily convert to LED by purchasing LED replacement lamps sold separately. | BATH | Stirling | Wall / Bath Lighting | Burnt Sienna | 710 | Steel | Cased Opal Etched Glass | D:3.875" H:6" |  |  | 4 Medium A19 9.3w |  | 4 | Yes | [14 empty] | 0 | [12 empty] | 134.45 | 268.9 | 403.35 | W:31'' H:11 1/4'' E:7'' | 8.6 |  |  | 31 | 11.25 | Wall / Bath |  |  |  |  | 7 |  | No |  | No | [21 empty] | D:5 1/2'' DP:1 3/8'' OB UP:6 1/4'' OB DOWN:5'' Round |  |  |  | 6.5 | Black/White |  |  | Hardwired | 0 | 1 | 0 | 1 | 1 | 0 | 0 | 0 | 0 | 0 | 0 | 785652050169 | 32.75 | 9.25 | 15 | 9.1 | 2.63 | 250 | Yes | [8 empty] | ETL Damp | cETL Damp | STIRLING 4L BATH-710 | Four Light Wall / Bath |  | 44955EN3-710.jpg | 44955.jpg
44955EN3-962 | Four Light Wall / Bath | The Stirling lighting collection by Sea Gull Lighting, with its chic style and eclectic twist brings clean, modern lines to a traditional soul. The Beige Linen drum shades combined with a Burnt Sienna finish or White Linen drum shades combined with a Brushed Nickel finish are both eye-catching and inviting. For the wall/bath fixtures only, a Chrome finish coupled with Opal Etched glass shades is also available. The assortment includes nine-light, five-light and three-light chandeliers, pendants in six sizes, both flush and semi-flush ceiling fixtures, a one-light wall sconce, as well as one-light, two-light, three-light and four-light wall/bath fixtures. Most of these fixtures easily convert to LED by purchasing LED replacement lamps sold separately. | BATH | Stirling | Wall / Bath Lighting | Brushed Nickel | 962 | Steel | Cased Opal Etched Glass | D:3.875" H:6" |  |  | 4 Medium A19 9.3w |  | 4 | Yes | [14 empty] | 0 | [12 empty] | 134.45 | 268.9 | 403.35 | W:31'' H:11 1/4'' E:7'' | 8.6 |  |  | 31 | 11.25 | Wall / Bath |  |  |  |  | 7 |  | No |  | No | [21 empty] | D:5 1/2'' DP:1 3/8'' OB UP:6 1/4'' OB DOWN:5'' Round |  |  |  | 6.5 | Black/White |  |  | Hardwired | 0 | 1 | 0 | 1 | 1 | 0 | 0 | 0 | 0 | 0 | 0 | 785652050176 | 33 | 9.75 | 15 | 10.8 | 2.793 | 250 | Yes | [8 empty] | ETL Damp | cETL Damp | STIRLING 4L BATH-962 | Four Light Wall / Bath |  | 44955EN3-962.jpg | 44955.jpg
4522891S-04 | LED Wall / Bath | The Valverde Bath Collection by Sea Gull Lighting is a contemporary cylindrical linear vanity fixture series made of White Acrylic and Aluminum. Mounted vertically or horizontally, Valverde offers the incredible advantage of fully dimmable, warm white LED lighting. Offered in a Satin Aluminum finish, the bath lighting collection offers a wall sconce (which consumes only 8 watts of power), a 26” linear vanity fixture (which consumes only 18 watts of power) and 37” linear vanity fixture (which consumes only 29 watts of power). | BATH | Valverde | Wall / Bath Lighting | Satin Aluminum | 4 | Aluminum | White Acrylic | [5 empty] | 1 | No | 2700 | 2700 | 90 | 29 | 120 | 19 - Integrated | LED - Array |  | 10 | 100 | LED | 29 | 29 | 50000 | 0 | [12 empty] | 132.5 | 265 | 397.5 | W:37 1/4'' H:6 3/4'' E:4 1/4'' | 4.6 |  |  | 37.25 | 6.75 | Wall / Bath |  |  |  |  | 4.25 |  | No |  | No | [21 empty] | D:6 3/4'' H:1 1/2'' OB UP:3 1/2'' OB DOWN:3 1/4'' Round |  |  |  | 6 | Black/White |  |  | Hardwired | 0 | 0 | 0 | 0 | 1 | 0 | 1 | 0 | 0 | 0 | 0 | 785652275722 | 40.25 | 8 | 6.5 | 6.8 | 1.211 | 175 | Yes | [9 empty] | cETL Damp | VALVERDE 37IN LED BATH-04 | LED Wall / Bath |  | 4522891S-04.jpg | 4522891S.jpg
4534691S-962 | Medium LED Wall / Bath | Give your bathroom a bold statement with the East Benton Collection by Sea Gull Lighting. The Brushed Nickel finish and a white acrylic diffuser create a crisp look and bright, clean ambience. This essential light fixture with clean lines and classic styling is versatile enough to be used in any modern setting. Horizontal or vertical mounting options adds major versatility of this fixture. The linear housing and hard edges create an inviting and versatile silhouette, while the integrated linear LED light provides superior quality, dimmable, warm light. Offered in the Brushed Nickel finish, the bath lighting collection includes a 18”, 24" and 36" options which are all available in a Brushed Nickel finish. ADA compliant. Damp Rated. | BATH | East Benton | Wall / Bath Lighting | Brushed Nickel | 962 | Steel | Frosted Acrylic Acrylic | L:23.5625" W:4.625" H:1.25" |  |  |  |  | 1 | No | 1950 | 3000 | 90 | 22 | 120 | 19 - Integrated | LED - Array |  | 5 | 100 | LED | 22 | 22 | 50000 | 0 | [12 empty] | 113.45 | 226.9 | 340.35 | W:23 3/4'' H:5 1/8'' E:3 15/16'' | 3.32 |  |  | 23.75 | 5.125 | Wall / Bath |  |  |  |  | 3.9375 |  | No |  | No | [21 empty] | DP:1 5/16'' W:6'' H:5 1/8'' OB UP:2 9/16'' Rectangular |  |  |  | 6.5 | Black/White |  |  | Hardwired | 1 | 0 | 0 | 0 | 1 | 0 | 1 | 0 | 0 | 0 | 0 | 785652057946 | 27 | 7.25 | 6.25 | 4 | 0.708 | 175 | Yes | 4 | 10785652057943 | 27.5 | 15 | 14 | 18.1 | 3.342 | Yes |  | cETL Damp | EAST BENTON 24IN LED BATH-962 | Medium LED Wall / Bath |  | 4534691S-962.png | 4534691S.jpg
4535591S-962 | Medium LED Wall / Bath | A bold modern statement can be made with the Colusa bath lighting collection from Sea Gull Lighting. The design features a subtle, sweeping curve, Brushed Nickel finish and acrylic diffusers through which the soft glow of LED light shines. This essential light fixture with clean lines and classic styling is versatile enough to be used in any modern setting. The collection offers small (19” long), medium (25” long), large (36” long) and extra-large (49”long) linear bath bars to meet any design need. Damp-Rated. Can be mounted horizontally or vertically and are suitable for ADA applications. | BATH | Colusa | Wall / Bath Lighting | Brushed Nickel | 962 | Stainless Steel | Frosted Acrylic | L:19.3125" W:4.5" H:4" |  |  |  |  | 1 | No | 1800 | 2700 | 90 | 22 | 120 | 19 - Integrated | LED - Array |  | 10 | 100 | LED | 22 | 22 | 50000 | 0 | [12 empty] | 136.95 | 273.9 | 410.85 | W:25'' H:4 3/4'' E:3 1/2'' | 4.3 |  |  | 25 | 4.75 | Wall / Bath |  |  |  |  | 3.5 |  | No |  | No | [21 empty] | W:24 1/4'' H:4 1/2'' OB UP:2 1/2'' OB DOWN:2 1/2'' Rectangular |  |  |  | 6.5 | Black/White |  |  | Hardwired | 1 | 0 | 0 | 0 | 1 | 0 | 1 | 0 | 0 | 0 | 0 | 785652003288 | 27.5 | 7.5 | 6.25 | 4.9 | 0.746 | 125 | Yes | 4 | 10785652003285 | 28.25 | 15.5 | 14 | 22.1 | 3.548 | Yes |  | cETL Damp | COLUSA 24IN LED BATH-962 | Medium LED Wall / Bath |  | 4535591S-962.jpg | 4535591S.jpg
4535791S-710 | Medium LED Wall / Bath | The Braunfels bath lighting collection by Sea Gull Lighting provides a striking, post-modern profile with its sleek, linear aluminum body offset by subtle end cap details. An updated, layered effect is created as the integrated linear LED is housed within a White Acrylic shade which is then encased by a Clear Acrylic outer shade. ADA compliant for commercial applications. The collection offers small, large and extra large linear bath bars all available in Satin Aluminum or Burnt Sienna finishes. | BATH | Braunfels | Wall / Bath Lighting | Burnt Sienna | 710 | Aluminum | Frosted Acrylic Acrylic | L:24.875" W:3.5" H:1.75" |  | Clear Acrylic |  |  | 2 | No | 1800 | 2700 | 90 | 22 | 120 | 19 - Integrated | LED - Array |  | 10 | 100 | LED | 22 | 22 | 50000 | 0 | [12 empty] | 114.5 | 229 | 343.5 | W:26'' H:5'' E:3 3/4'' | 3.9 |  |  | 26 | 5 | Wall / Bath |  |  |  |  | 3.75 |  | No |  | No | [21 empty] | DP:1 1/2'' W:25'' H:5'' OB UP:2 1/2'' OB DOWN:2 1/2'' Rectangular |  |  |  | 6.5 | Black/White |  |  | Hardwired | 1 | 0 | 0 | 0 | 1 | 0 | 1 | 0 | 0 | 0 | 0 | 785652113031 | 29 | 7.75 | 6.75 | 4.7 | 0.878 | 175 | Yes | 4 | 10785652113038 | 29.5 | 16 | 14.5 | 21.3 | 3.961 | Yes |  | cETL Damp | BRAUNFELS 24IN LED BATH-710 | Medium LED Wall / Bath |  | 4535791S-710.jpg | 4535791S.jpg
4535793S-04 | Medium LED Wall / Bath | The Braunfels bath lighting collection by Sea Gull Lighting provides a striking, post-modern profile with its sleek, linear aluminum body offset by subtle end cap details. An updated, layered effect is created as the integrated linear LED is housed within a White Acrylic shade which is then encased by a Clear Acrylic outer shade. ADA compliant for commercial applications. The collection offers small, large and extra large linear bath bars all available in Satin Aluminum or Burnt Sienna finishes. | BATH | Braunfels | Wall / Bath Lighting | Satin Aluminum | 4 | Aluminum | Frosted Acrylic Acrylic | L:24.875" W:3.5" H:1.75" |  | Clear Acrylic |  |  | 2 | No | 1800 | 3000 | 90 | 22 | 120 | 19 - Integrated | LED - Array |  | 10 | 100 | LED | 22 | 22 | 50000 | 0 | [12 empty] | 124.98 | 249.96 | 374.94 | W:26'' H:5'' E:3 3/4'' |  |  |  | 26 | 5 | Wall / Bath |  |  |  |  | 3.75 |  | No |  | No | [21 empty] | DP:1 1/2'' W:25'' H:5'' OB UP:2 1/2'' OB DOWN:2 1/2'' Rectangular |  |  |  | 6.5 | Black/White |  |  | Hardwired | 1 | 0 | 0 | 0 | 1 | 0 | 1 | 0 | 0 | 0 | 0 | 785652072802 | 29 | 7.75 | 7.25 | 4.7 | 0.943 | 175 | Yes | 4 | 10785652072809 | 29.58 | 16 | 14.75 | 21.1 | 4.04 | Yes |  | cETL Damp | BRAUNFELS 24IN LED BATH-04 | Medium LED Wall / Bath |  | 4535793S-04.jpg | 4535793S.jpg
4535793S-710 | Medium LED Wall / Bath | The Braunfels bath lighting collection by Sea Gull Lighting provides a striking, post-modern profile with its sleek, linear aluminum body offset by subtle end cap details. An updated, layered effect is created as the integrated linear LED is housed within a White Acrylic shade which is then encased by a Clear Acrylic outer shade. ADA compliant for commercial applications. The collection offers small, large and extra large linear bath bars all available in Satin Aluminum or Burnt Sienna finishes. | BATH | Braunfels | Wall / Bath Lighting | Burnt Sienna | 710 | Aluminum | Frosted Acrylic Acrylic | L:24.875" W:3.5" H:1.75" |  | Clear Acrylic |  |  | 2 | No | 1800 | 3000 | 90 | 22 | 120 | 19 - Integrated | LED - Array |  | 10 | 100 | LED | 22 | 22 | 50000 | 0 | [12 empty] | 124.98 | 249.96 | 374.94 | W:26'' H:5'' E:3 3/4'' |  |  |  | 26 | 5 | Wall / Bath |  |  |  |  | 3.75 |  | No |  | No | [21 empty] | DP:1 1/2'' W:25'' H:5'' OB UP:2 1/2'' OB DOWN:2 1/2'' Rectangular |  |  |  | 6.5 | Black/White |  |  | Hardwired | 1 | 0 | 0 | 0 | 1 | 0 | 1 | 0 | 0 | 0 | 0 | 785652072734 | 29 | 7.75 | 7 | 4.8 | 0.91 | 175 | Yes | 4 | 10785652072731 | 30 | 16 | 14.5 | 21.35 | 4.028 | Yes |  | cETL Damp | BRAUNFELS 24IN LED BATH-710 | Medium LED Wall / Bath |  | 4535793S-710.jpg | 4535793S.jpg
4616191S-962 | Large LED Wall / Bath | The Aldridge bath collection by Sea Gull Lighting has clean lines and a contemporary rectilinear profile made of White Acrylic and Steel and offered in Brushed Nickel. Featuring fully dimmable, warm white LED light, the fixtures can be installed horizontally or vertically for ultimate design flexibility. The LEDs are long-lasting to minimize the need to change the light source over time. The collection offers small (19” long), medium (24” long) and large (36” long) linear bath bars to meet any design need. Damp-Rated. Can be mounted horizontally or vertically and are suitable for ADA applications. | BATH | Aldridge | Wall / Bath Lighting | Brushed Nickel | 962 | Steel | Frosted Acrylic Acrylic | L:35.8125" W:2.5" H:3.125" |  |  |  |  | 1 | No | 2950 | 3000 | 90 | 33 | 120 | 19 - Integrated | LED - Array |  | 5 | 100 | LED | 33 | 33 | 50000 | 0 | [12 empty] | 128.45 | 256.9 | 385.35 | W:35 15/16'' H:5'' E:4'' | 5.08 |  |  | 35.9375 | 5 | Wall / Bath |  |  |  |  | 4 |  | No |  | No | [21 empty] | DP:1 5/16'' W:8 1/4'' H:5 1/8'' OB UP:2 9/16'' Rectangular |  |  |  | 6.5 | Black/White |  |  | Hardwired | 1 | 0 | 0 | 0 | 1 | 0 | 1 | 0 | 0 | 0 | 0 | 785652057984 | 40 | 7.5 | 6.5 | 5.9 | 1.128 | 175 | Yes | [9 empty] | cETL Damp | ALDRIDGE 36IN LED BATH-962 | Large LED Wall / Bath |  | 4616191S-962.png | 4616191S.jpg
4635791S-710 | Large LED Wall / Bath | The Braunfels bath lighting collection by Sea Gull Lighting provides a striking, post-modern profile with its sleek, linear aluminum body offset by subtle end cap details. An updated, layered effect is created as the integrated linear LED is housed within a White Acrylic shade which is then encased by a Clear Acrylic outer shade. ADA compliant for commercial applications. The collection offers small, large and extra large linear bath bars all available in Satin Aluminum or Burnt Sienna finishes. | BATH | Braunfels | Wall / Bath Lighting | Burnt Sienna | 710 | Aluminum | Frosted Acrylic Acrylic | L:36.875" W:3.5" H:1.75" |  | Clear Acrylic |  |  | 3 | No | 2700 | 2700 | 90 | 33 | 120 | 19 - Integrated | LED - Array |  | 10 | 100 | LED | 33 | 33 | 50000 | 0 | [12 empty] | 160.5 | 321 | 481.5 | W:38'' H:5'' E:3 3/4'' | 5.4 |  |  | 38 | 5 | Wall / Bath |  |  |  |  | 3.75 |  | No |  | No | [21 empty] | DP:1 1/2'' W:37'' H:5'' OB UP:2 1/2'' OB DOWN:2 1/2'' Rectangular |  |  |  | 6.5 | Black/White |  |  | Hardwired | 1 | 0 | 0 | 0 | 1 | 0 | 1 | 0 | 0 | 0 | 0 | 785652113048 | 41.25 | 7.75 | 6.75 | 6.6 | 1.249 | 175 | Yes | 4 | 10785652113045 | 41.5 | 16 | 14.5 | 29.2 | 5.572 | Yes |  | cETL Damp | BRAUNFELS 36IN LED BATH-710 | Large LED Wall / Bath |  | 4635791S-710.jpg | 4635791S.jpg
4635793S-04 | Large LED Wall / Bath | The Braunfels bath lighting collection by Sea Gull Lighting provides a striking, post-modern profile with its sleek, linear aluminum body offset by subtle end cap details. An updated, layered effect is created as the integrated linear LED is housed within a White Acrylic shade which is then encased by a Clear Acrylic outer shade. ADA compliant for commercial applications. The collection offers small, large and extra large linear bath bars all available in Satin Aluminum or Burnt Sienna finishes. | BATH | Braunfels | Wall / Bath Lighting | Satin Aluminum | 4 | Aluminum | Frosted Acrylic Acrylic | L:36.875" W:3.5" H:1.75" |  | Clear Acrylic |  |  | 3 | No | 2700 | 3000 | 90 | 33 | 120 | 19 - Integrated | LED - Array |  | 10 | 100 | LED | 33 | 33 | 50000 | 0 | [12 empty] | 163.98 | 327.96 | 491.94 | W:38'' H:5'' E:3 3/4'' | 5.4 |  |  | 38 | 5 | Wall / Bath |  |  |  |  | 3.75 |  | No |  | No | [21 empty] | DP:1 1/2'' W:37'' H:5'' OB UP:2 1/2'' OB DOWN:2 1/2'' Rectangular |  |  |  | 6.5 | Black/White |  |  | Hardwired | 1 | 0 | 0 | 0 | 1 | 0 | 1 | 0 | 0 | 0 | 0 | 785652072741 | 41 | 7.75 | 6.75 | 6.5 | 1.241 | 175 | Yes | 4 | 10785652072748 | 41.25 | 16 | 14.75 | 28.8 | 5.634 | Yes |  | cETL Damp | BRAUNFELS 36IN LED BATH-04 | Large LED Wall / Bath |  | 4635793S-04.jpg | 4635793S.jpg
4635793S-710 | Large LED Wall / Bath | The Braunfels bath lighting collection by Sea Gull Lighting provides a striking, post-modern profile with its sleek, linear aluminum body offset by subtle end cap details. An updated, layered effect is created as the integrated linear LED is housed within a White Acrylic shade which is then encased by a Clear Acrylic outer shade. ADA compliant for commercial applications. The collection offers small, large and extra large linear bath bars all available in Satin Aluminum or Burnt Sienna finishes. | BATH | Braunfels | Wall / Bath Lighting | Burnt Sienna | 710 | Aluminum | Frosted Acrylic Acrylic | L:36.875" W:3.5" H:1.75" |  | Clear Acrylic |  |  | 3 | No | 2700 | 3000 | 90 | 33 | 120 | 19 - Integrated | LED - Array |  | 10 | 100 | LED | 33 | 33 | 50000 | 0 | [12 empty] | 163.98 | 327.96 | 491.94 | W:38'' H:5'' E:3 3/4'' | 5.4 |  |  | 38 | 5 | Wall / Bath |  |  |  |  | 3.75 |  | No |  | No | [21 empty] | DP:1 1/2'' W:37'' H:5'' OB UP:2 1/2'' OB DOWN:2 1/2'' Rectangular |  |  |  | 6.5 | Black/White |  |  | Hardwired | 1 | 0 | 0 | 0 | 1 | 0 | 1 | 0 | 0 | 0 | 0 | 785652072758 | 41 | 7.75 | 6.75 | 6.5 | 1.241 | 175 | Yes | 4 | 10785652072755 | 41.25 | 16 | 14.75 | 28.8 | 5.634 | Yes |  | cETL Damp | BRAUNFELS 36IN LED BATH-710 | Large LED Wall / Bath |  | 4635793S-710.jpg | 4635793S.jpg
4701-05 | Four Light Wall / Bath | For added star quality to your bath or dressing area, the De-Lovely bath and dressing room collection by Sea Gull Lighting brings the style of Hollywood to your home and provides generous illumination for getting ready! The assortment includes four-light, six-light and eight-light vanity fixtures offered in Chrome or Brushed Nickel finishes. Fixtures are Damp rated, California Title 24 compliant and easily convert to LED by purchasing LED lamps sold separately. | BATH | De-Lovely | Wall / Bath Lighting | Chrome | 5 | Steel |  |  |  |  | 4 Medium G25 100w |  | 4 | No | [14 empty] | 0 | [12 empty] | 19.98 | 39.96 | 59.94 | W:24'' H:4 3/4'' E:2 1/2'' | 2.1 |  |  | 24 | 4.75 | Wall / Bath |  |  |  |  | 2.5 |  | No |  | No | [21 empty] | DP:1 1/32'' W:24 3/32'' H:4 21/32'' OB UP:2 3/8'' |  |  |  | 6.5 |  |  | N/A | Hardwired | 0 | 0 | 0 | 0 | 1 | 0 | 0 | 0 | 0 | 0 | 0 | 785652047015 | 26.5 | 5 | 2.75 | 2.6 | 0.211 | 85 | Yes | 6 | 10785652047012 | 27.5 | 11.5 | 10 | 16.5 | 1.83 | Yes | UL Damp | cUL Damp | DE-LOVELY 4L BATH-05 | Four Light Wall / Bath |  | 4701-05.jpg | 4701.jpg
4701-962 | Four Light Wall / Bath | For added star quality to your bath or dressing area, the De-Lovely bath and dressing room collection by Sea Gull Lighting brings the style of Hollywood to your home and provides generous illumination for getting ready! The assortment includes four-light, six-light and eight-light vanity fixtures offered in Chrome or Brushed Nickel finishes. Fixtures are Damp rated, California Title 24 compliant and easily convert to LED by purchasing LED lamps sold separately. | BATH | De-Lovely | Wall / Bath Lighting | Brushed Nickel | 962 | Steel |  |  |  |  | 4 Medium G25 100w |  | 4 | No | [14 empty] | 0 | [12 empty] | 19.98 | 39.96 | 59.94 | W:24'' H:4 3/4'' E:2 1/2'' | 2.1 |  |  | 24 | 4.75 | Wall / Bath |  |  |  |  | 2.5 |  | No |  | No | [21 empty] | DP:1 1/32'' W:24 3/32'' H:4 21/32'' OB UP:2 3/8'' |  |  |  | 6.5 |  |  | N/A | Hardwired | 0 | 0 | 0 | 0 | 1 | 0 | 0 | 0 | 0 | 0 | 0 | 785652047091 | 26.5 | 4.75 | 2.75 | 2.7 | 0.2 | 85 | Yes | 6 | 10785652047098 | 27.5 | 11.5 | 10 | 16.5 | 1.83 | Yes | UL Damp | cUL Damp | DE-LOVELY 4L BATH-962 | Four Light Wall / Bath |  | 4701-962.jpg | 4701.jpg
4702-05 | Six Light Wall / Bath | For added star quality to your bath or dressing area, the De-Lovely bath and dressing room collection by Sea Gull Lighting brings the style of Hollywood to your home and provides generous illumination for getting ready! The assortment includes four-light, six-light and eight-light vanity fixtures offered in Chrome or Brushed Nickel finishes. Fixtures are Damp rated, California Title 24 compliant and easily convert to LED by purchasing LED lamps sold separately. | BATH | De-Lovely | Wall / Bath Lighting | Chrome | 5 | Steel |  |  |  |  | 6 Medium G25 100w |  | 6 | No | [14 empty] | 0 | [12 empty] | 30.98 | 61.96 | 92.94 | W:36'' H:4 3/4'' E:2 1/2'' | 3.5 |  |  | 36 | 4.75 | Wall / Bath |  |  |  |  | 2.5 |  | No |  | No | [21 empty] | DP:2 1/4'' W:36'' H:4 3/4'' OB UP:2 3/8'' |  |  |  | 6.5 |  |  | N/A | Hardwired | 0 | 0 | 0 | 0 | 1 | 0 | 0 | 0 | 0 | 0 | 0 | 785652047022 | 39.25 | 5 | 3 | 3.9 | 0.341 | 93 | Yes | 6 | 10785652047029 | 40 | 11 | 10 | 24.5 | 2.546 | Yes | UL Damp | cUL Damp | DE-LOVELY 6L BATH-05 | Six Light Wall / Bath |  | 4702-05.jpg | 4702.jpg
4702-962 | Six Light Wall / Bath | For added star quality to your bath or dressing area, the De-Lovely bath and dressing room collection by Sea Gull Lighting brings the style of Hollywood to your home and provides generous illumination for getting ready! The assortment includes four-light, six-light and eight-light vanity fixtures offered in Chrome or Brushed Nickel finishes. Fixtures are Damp rated, California Title 24 compliant and easily convert to LED by purchasing LED lamps sold separately. | BATH | De-Lovely | Wall / Bath Lighting | Brushed Nickel | 962 | Steel |  |  |  |  | 6 Medium G25 100w |  | 6 | No | [14 empty] | 0 | [12 empty] | 32.98 | 65.96 | 98.94 | W:36'' H:4 3/4'' E:2 1/2'' | 3 |  |  | 36 | 4.75 | Wall / Bath |  |  |  |  | 2.5 |  | No |  | No | [21 empty] | DP:2 1/4'' W:36'' H:4 3/4'' OB UP:2 3/8'' |  |  |  | 6.5 |  |  | N/A | Hardwired | 0 | 0 | 0 | 0 | 1 | 0 | 0 | 0 | 0 | 0 | 0 | 785652047060 | 39.25 | 5 | 3 | 3.9 | 0.341 | 93 | Yes | 6 | 10785652047067 | 40 | 11 | 10 | 24.5 | 2.546 | Yes | UL Damp | cUL Damp | DE-LOVELY 6L BATH-962 | Six Light Wall / Bath |  | 4702-962.jpg | 4702.jpg
4703-05 | Eight Light Wall / Bath | For added star quality to your bath or dressing area, the De-Lovely bath and dressing room collection by Sea Gull Lighting brings the style of Hollywood to your home and provides generous illumination for getting ready! The assortment includes four-light, six-light and eight-light vanity fixtures offered in Chrome or Brushed Nickel finishes. Fixtures are Damp rated, California Title 24 compliant and easily convert to LED by purchasing LED lamps sold separately. | BATH | De-Lovely | Wall / Bath Lighting | Chrome | 5 | Steel |  |  |  |  | 8 Medium G25 100w |  | 8 | No | [14 empty] | 0 | [12 empty] | 37.98 | 75.96 | 113.94 | W:48'' H:4 3/4'' E:2 1/2'' | 5 |  |  | 48 | 4.75 | Wall / Bath |  |  |  |  | 2.5 |  | No |  | No | [21 empty] | DP:2 9/32'' W:48 1/32'' H:4 21/32'' OB UP:2 3/8'' |  |  |  | 6.5 |  |  | N/A | Hardwired | 0 | 0 | 0 | 0 | 1 | 0 | 0 | 0 | 0 | 0 | 0 | 785652047053 | 51.75 | 5.25 | 3 | 5.3 | 0.472 | 93 | Yes | 6 | 10785652047050 | 52.25 | 11.5 | 9.5 | 33.6 | 3.303 | Yes | UL Damp | cUL Damp | DE-LOVELY 8L BATH-05 | Eight Light Wall / Bath |  | 4703-05.jpg | 4703.jpg
4703-962 | Eight Light Wall / Bath | For added star quality to your bath or dressing area, the De-Lovely bath and dressing room collection by Sea Gull Lighting brings the style of Hollywood to your home and provides generous illumination for getting ready! The assortment includes four-light, six-light and eight-light vanity fixtures offered in Chrome or Brushed Nickel finishes. Fixtures are Damp rated, California Title 24 compliant and easily convert to LED by purchasing LED lamps sold separately. | BATH | De-Lovely | Wall / Bath Lighting | Brushed Nickel | 962 | Steel |  |  |  |  | 8 Medium G25 100w |  | 8 | No | [14 empty] | 0 | [12 empty] | 37.98 | 75.96 | 113.94 | W:48'' H:4 3/4'' E:2 1/2'' | 4.6 |  |  | 48 | 4.75 | Wall / Bath |  |  |  |  | 2.5 |  | No |  | No | [21 empty] | DP:1 1/32'' W:48 1/32'' H:4 21/32'' OB UP:2 3/8'' |  |  |  | 6.5 |  |  | N/A | Hardwired | 0 | 0 | 0 | 0 | 1 | 0 | 0 | 0 | 0 | 0 | 0 | 785652703966 | 51.25 | 5.75 | 3 | 5.1 | 0.512 | 93 | Yes | 6 | 10785652703963 | 52.25 | 11.25 | 9.5 | 32 | 3.232 | Yes | UL Damp | cUL Damp | DE-LOVELY 8L BATH-962 | Eight Light Wall / Bath |  | 4703-962.jpg | 4703.jpg
4735-05 | Five Light Wall / Bath | Center Stage bath and dressing room lighting by Sea Gull Lighting provides generous illumination with few shadows. Center Stage brings the style of Hollywood dressing rooms to your home and provides generous illumination for getting ready! Offered in Chrome or Brushed Stainless finishes, the assortment includes three-light, four-light, five-light, six-light and eight-light vanity fixtures. Fixtures are Damp rated, California Title 24 compliant and easily convert to LED by purchasing LED lamps sold separately. | BATH | Center Stage | Wall / Bath Lighting | Chrome | 5 | Steel |  |  |  |  | 5 Medium G25 100w |  | 5 | No | [14 empty] | 0 | [12 empty] | 21.48 | 42.96 | 64.44 | W:30'' H:4 1/4'' E:2 1/4'' | 2.7 |  |  | 30 | 4.25 | Wall / Bath |  |  |  |  | 2.25 |  | No |  | No | [21 empty] | OB UP:2 1/8'' |  |  |  | 6.5 |  |  | N/A | Hardwired | 0 | 0 | 0 | 0 | 1 | 0 | 0 | 0 | 0 | 0 | 0 | 785652473555 | 32.25 | 5 | 2.75 | 3.4 | 0.257 | 85 | Yes | 6 | 10785652473552 | 33 | 10.5 | 10 | 21.3 | 2.005 | Yes | C-UL-US Damp |  | CENTER STAGE 5L BATH-05 | Five Light Wall / Bath |  | 4735-05.jpg | 4735.jpg
4735-98 | Five Light Wall / Bath | Center Stage bath and dressing room lighting by Sea Gull Lighting provides generous illumination with few shadows. Center Stage brings the style of Hollywood dressing rooms to your home and provides generous illumination for getting ready! Offered in Chrome or Brushed Stainless finishes, the assortment includes three-light, four-light, five-light, six-light and eight-light vanity fixtures. Fixtures are Damp rated, California Title 24 compliant and easily convert to LED by purchasing LED lamps sold separately. | BATH | Center Stage | Wall / Bath Lighting | Brushed Stainless | 98 | Steel |  |  |  |  | 5 Medium G25 100w |  | 5 | No | [14 empty] | 0 | [12 empty] | 21.48 | 42.96 | 64.44 | W:30'' H:4 1/4'' E:2 1/4'' | 2.7 |  |  | 30 | 4.25 | Wall / Bath |  |  |  |  | 2.25 |  | No |  | No | [21 empty] | OB UP:2 1/8'' |  |  |  | 6.5 |  |  | N/A | Hardwired | 0 | 0 | 0 | 0 | 1 | 0 | 0 | 0 | 0 | 0 | 0 | 785652473586 | 32.25 | 5 | 2.75 | 3.4 | 0.257 | 85 | Yes | 6 | 10785652473583 | 33 | 10.5 | 10 | 21.3 | 2.005 | Yes | C-UL-US Damp |  | CENTER STAGE 5L BATH-98 | Five Light Wall / Bath |  | 4735-98.jpg | 4735.jpg
4735591S-962 | Extra Large LED Wall / Bath | A bold modern statement can be made with the Colusa bath lighting collection from Sea Gull Lighting. The design features a subtle, sweeping curve, Brushed Nickel finish and acrylic diffusers through which the soft glow of LED light shines. This essential light fixture with clean lines and classic styling is versatile enough to be used in any modern setting. The collection offers small (19” long), medium (25” long), large (36” long) and extra-large (49”long) linear bath bars to meet any design need. Damp-Rated. Can be mounted horizontally or vertically and are suitable for ADA applications. | BATH | Colusa | Wall / Bath Lighting | Brushed Nickel | 962 | Stainless Steel | Frosted Acrylic | L:19.3125" W:4.5" H:4" |  |  |  |  | 1 | No | 3600 | 2700 | 90 | 44 | 120 | 19 - Integrated | LED - Array |  | 10 | 100 | LED | 44 | 44 | 50000 | 0 | [12 empty] | 189 | 378 | 567 | W:47 1/4'' H:4 3/4'' E:4'' | 8.1 |  |  | 47.25 | 4.75 | Wall / Bath |  |  |  |  | 4 |  | No |  | No | [21 empty] | W:46 3/4'' H:4 1/2'' OB UP:2 1/2'' OB DOWN:2 1/2'' Rectangular |  |  |  | 6.5 | Black/White |  |  | Hardwired | 1 | 0 | 0 | 0 | 1 | 0 | 1 | 0 | 0 | 0 | 0 | 785652003363 | 51.25 | 7.5 | 7.25 | 9 | 1.613 | 175 | Yes | 2 | 10785652003360 | 52 | 15 | 8 | 20.3 | 3.611 | Yes |  | cETL Damp | COLUSA 48IN LED BATH-962 | Extra Large LED Wall / Bath |  | 4735591S-962.jpg | 4735591S.jpg
4735791S-710 | Extra Large LED Wall / Bath | The Braunfels bath lighting collection by Sea Gull Lighting provides a striking, post-modern profile with its sleek, linear aluminum body offset by subtle end cap details. An updated, layered effect is created as the integrated linear LED is housed within a White Acrylic shade which is then encased by a Clear Acrylic outer shade. ADA compliant for commercial applications. The collection offers small, large and extra large linear bath bars all available in Satin Aluminum or Burnt Sienna finishes. | BATH | Braunfels | Wall / Bath Lighting | Burnt Sienna | 710 | Aluminum | Frosted Acrylic Acrylic | L:48.875" W:3.5" H:1.75" |  | Clear Acrylic |  |  | 4 | No | 3600 | 2700 | 90 | 44 | 120 | 19 - Integrated | LED - Array |  | 10 | 100 | LED | 44 | 44 | 50000 | 0 | [12 empty] | 180.5 | 361 | 541.5 | W:50'' H:5'' E:3 3/4'' | 6.9 |  |  | 50 | 5 | Wall / Bath |  |  |  |  | 3.75 |  | No |  | No | [21 empty] | DP:1 1/2'' W:49'' H:5'' OB UP:2 1/2'' OB DOWN:2 1/2'' Rectangular |  |  |  | 6.5 | Black/White |  |  | Hardwired | 1 | 0 | 0 | 0 | 1 | 0 | 1 | 0 | 0 | 0 | 0 | 785652113055 | 5.5 | 7.75 | 6.75 | 8.6 | 0.167 | 60 | Yes | 2 | 10785652113052 | 54 | 16 | 7.5 | 20 | 3.75 | Yes |  | cETL Damp | BRAUNFELS 48IN LED BATH-710 | Extra Large LED Wall / Bath |  | 4735791S-710.jpg | 4735791S.jpg
4735793S-04 | Extra Large LED Wall / Bath | The Braunfels bath lighting collection by Sea Gull Lighting provides a striking, post-modern profile with its sleek, linear aluminum body offset by subtle end cap details. An updated, layered effect is created as the integrated linear LED is housed within a White Acrylic shade which is then encased by a Clear Acrylic outer shade. ADA compliant for commercial applications. The collection offers small, large and extra large linear bath bars all available in Satin Aluminum or Burnt Sienna finishes. | BATH | Braunfels | Wall / Bath Lighting | Satin Aluminum | 4 | Aluminum | Frosted Acrylic Acrylic | L:48.875" W:3.5" H:1.75" |  | Clear Acrylic |  |  | 4 | No | 3600 | 3000 | 90 | 44 | 120 | 19 - Integrated | LED - Array |  | 10 | 100 | LED | 44 | 44 | 50000 | 0 | [12 empty] | 199.98 | 399.96 | 599.94 | W:50'' H:5'' E:3 3/4'' | 6.9 |  |  | 50 | 5 | Wall / Bath |  |  |  |  | 3.75 |  | No |  | No | [21 empty] | DP:1 1/2'' W:49'' H:5'' OB UP:2 1/2'' OB DOWN:2 1/2'' Rectangular |  |  |  | 6.5 | Black/White |  |  | Hardwired | 1 | 0 | 0 | 0 | 1 | 0 | 1 | 0 | 0 | 0 | 0 | 785652072765 | 53.25 | 7.78 | 6.78 | 8.5 | 1.625 | 175 | Yes | 2 | 10785652072762 | 53.75 | 15.75 | 7.75 | 19.9 | 3.797 | Yes |  | cETL Damp | BRAUNFELS 48IN LED BATH-04 | Extra Large LED Wall / Bath |  | 4735793S-04.jpg | 4735793S.jpg
4735793S-710 | Extra Large LED Wall / Bath | The Braunfels bath lighting collection by Sea Gull Lighting provides a striking, post-modern profile with its sleek, linear aluminum body offset by subtle end cap details. An updated, layered effect is created as the integrated linear LED is housed within a White Acrylic shade which is then encased by a Clear Acrylic outer shade. ADA compliant for commercial applications. The collection offers small, large and extra large linear bath bars all available in Satin Aluminum or Burnt Sienna finishes. | BATH | Braunfels | Wall / Bath Lighting | Burnt Sienna | 710 | Aluminum | Frosted Acrylic Acrylic | L:48.875" W:3.5" H:1.75" |  | Clear Acrylic |  |  | 4 | No | 3600 | 30000 | 90 | 44 | 120 | 19 - Integrated | LED - Array |  | 10 | 100 | LED | 44 | 44 | 50000 | 0 | [12 empty] | 199.98 | 399.96 | 599.94 | W:50'' H:5'' E:3 3/4'' | 6.9 |  |  | 50 | 5 | Wall / Bath |  |  |  |  | 3.75 |  | No |  | No | [21 empty] | DP:1 1/2'' W:49'' H:5'' OB UP:2 1/2'' OB DOWN:2 1/2'' Rectangular |  |  |  | 6.5 | Black/White |  |  | Hardwired | 1 | 0 | 0 | 0 | 1 | 0 | 1 | 0 | 0 | 0 | 0 | 785652072772 | 53.125 | 7.75 | 7 | 8.4 | 1.668 | 175 | Yes | 2 | 10785652072779 | 53.875 | 15.875 | 7.75 | 19.5 | 3.836 | Yes |  | cETL Damp | BRAUNFELS 48IN LED BATH-710 | Extra Large LED Wall / Bath |  | 4735793S-710.jpg | 4735793S.jpg
4737-05 | Three Light Wall / Bath | Center Stage bath and dressing room lighting by Sea Gull Lighting provides generous illumination with few shadows. Center Stage brings the style of Hollywood dressing rooms to your home and provides generous illumination for getting ready! Offered in Chrome or Brushed Stainless finishes, the assortment includes three-light, four-light, five-light, six-light and eight-light vanity fixtures. Fixtures are Damp rated, California Title 24 compliant and easily convert to LED by purchasing LED lamps sold separately. | BATH | Center Stage | Wall / Bath Lighting | Chrome | 5 | Steel |  |  |  |  | 3 Medium G25 100w |  | 3 | No | [14 empty] | 0 | [12 empty] | 13.48 | 26.96 | 40.44 | W:18'' H:4 1/4'' E:2 1/4'' | 1.5 |  |  | 18 | 4.25 | Wall / Bath |  |  |  |  | 2.25 |  | No |  | No | [21 empty] | OB UP:2 1/8'' |  |  |  | 6.5 |  |  | N/A | Hardwired | 0 | 0 | 0 | 0 | 1 | 0 | 0 | 0 | 0 | 0 | 0 | 785652473753 | 20 | 5 | 3 | 2 | 0.174 | 93 | Yes | 6 | 10785652473750 | 21 | 10.5 | 10 | 12.9 | 1.276 | Yes | C-UL-US Damp |  | CENTER STAGE 3L BATH-05 | Three Light Wall / Bath |  | 4737-05.jpg | 4737.jpg
4737-98 | Three Light Wall / Bath | Center Stage bath and dressing room lighting by Sea Gull Lighting provides generous illumination with few shadows. Center Stage brings the style of Hollywood dressing rooms to your home and provides generous illumination for getting ready! Offered in Chrome or Brushed Stainless finishes, the assortment includes three-light, four-light, five-light, six-light and eight-light vanity fixtures. Fixtures are Damp rated, California Title 24 compliant and easily convert to LED by purchasing LED lamps sold separately. | BATH | Center Stage | Wall / Bath Lighting | Brushed Stainless | 98 | Steel |  |  |  |  | 3 Medium G25 100w |  | 3 | No | [14 empty] | 0 | [12 empty] | 13.48 | 26.96 | 40.44 | W:18'' H:4 1/4'' E:2 1/4'' | 1.5 |  |  | 18 | 4.25 | Wall / Bath |  |  |  |  | 2.25 |  | No |  | No | [21 empty] | OB UP:2 1/8'' |  |  |  | 6.5 |  |  | N/A | Hardwired | 0 | 0 | 0 | 0 | 1 | 0 | 0 | 0 | 0 | 0 | 0 | 785652473784 | 19 | 4.7 | 2.5 | 1.966 | 0.129 | 70 | Yes | 6 | 10785652473781 | 18.8 | 10 | 7.6 | 11.8 | 0.827 | Yes | C-UL-US Damp |  | CENTER STAGE 3L BATH-98 | Three Light Wall / Bath |  | 4737-98.jpg | 4737.jpg
4738-05 | Four Light Wall / Bath | Center Stage bath and dressing room lighting by Sea Gull Lighting provides generous illumination with few shadows. Center Stage brings the style of Hollywood dressing rooms to your home and provides generous illumination for getting ready! Offered in Chrome or Brushed Stainless finishes, the assortment includes three-light, four-light, five-light, six-light and eight-light vanity fixtures. Fixtures are Damp rated, California Title 24 compliant and easily convert to LED by purchasing LED lamps sold separately. | BATH | Center Stage | Wall / Bath Lighting | Chrome | 5 | Steel |  |  |  |  | 4 Medium G25 100w |  | 4 | No | [14 empty] | 0 | [12 empty] | 17.98 | 35.96 | 53.94 | W:24'' H:4 1/4'' E:2 1/4'' | 2.2 |  |  | 24 | 4.25 | Wall / Bath |  |  |  |  | 2.25 |  | No |  | No | [21 empty] | OB UP:2 1/8'' |  |  |  | 6.5 |  |  | N/A | Hardwired | 0 | 0 | 0 | 0 | 1 | 0 | 0 | 0 | 0 | 0 | 0 | 785652473852 | 26 | 5 | 2.8 | 2.8 | 0.211 | 85 | Yes | 6 | 10785652473859 | 27 | 10 | 10.5 | 17.3 | 1.641 | Yes | C-UL-US Damp |  | CENTER STAGE 4L BATH-05 | Four Light Wall / Bath |  | 4738-05.jpg | 4738.jpg
4738-98 | Four Light Wall / Bath | Center Stage bath and dressing room lighting by Sea Gull Lighting provides generous illumination with few shadows. Center Stage brings the style of Hollywood dressing rooms to your home and provides generous illumination for getting ready! Offered in Chrome or Brushed Stainless finishes, the assortment includes three-light, four-light, five-light, six-light and eight-light vanity fixtures. Fixtures are Damp rated, California Title 24 compliant and easily convert to LED by purchasing LED lamps sold separately. | BATH | Center Stage | Wall / Bath Lighting | Brushed Stainless | 98 | Steel |  |  |  |  | 4 Medium G25 100w |  | 4 | No | [14 empty] | 0 | [12 empty] | 17.98 | 35.96 | 53.94 | W:24'' H:4 1/4'' E:2 1/4'' | 2.2 |  |  | 24 | 4.25 | Wall / Bath |  |  |  |  | 2.25 |  | No |  | No | [21 empty] | OB UP:2 1/8'' |  |  |  | 6.5 |  |  | N/A | Hardwired | 0 | 0 | 0 | 0 | 1 | 0 | 0 | 0 | 0 | 0 | 0 | 785652473883 | 25 | 5 | 2.5 | 2.4 | 0.181 | 85 | Yes | 6 | 10785652473880 | 25 | 10 | 7.5 | 14.6 | 1.085 | Yes | C-UL-US Damp |  | CENTER STAGE 4L BATH-98 | Four Light Wall / Bath |  | 4738-98.jpg | 4738.jpg
4739-05 | Six Light Wall / Bath | Center Stage bath and dressing room lighting by Sea Gull Lighting provides generous illumination with few shadows. Center Stage brings the style of Hollywood dressing rooms to your home and provides generous illumination for getting ready! Offered in Chrome or Brushed Stainless finishes, the assortment includes three-light, four-light, five-light, six-light and eight-light vanity fixtures. Fixtures are Damp rated, California Title 24 compliant and easily convert to LED by purchasing LED lamps sold separately. | BATH | Center Stage | Wall / Bath Lighting | Chrome | 5 | Steel |  |  |  |  | 6 Medium G25 100w |  | 6 | No | [14 empty] | 0 | [12 empty] | 26.98 | 53.96 | 80.94 | W:36'' H:4 1/4'' E:2 1/4'' | 2.9 |  |  | 36 | 4.25 | Wall / Bath |  |  |  |  | 2.25 |  | No |  | No | [21 empty] | OB UP:2 1/8'' |  |  |  | 6.5 |  |  | N/A | Hardwired | 0 | 0 | 0 | 0 | 1 | 0 | 0 | 0 | 0 | 0 | 0 | 785652473951 | 38.25 | 4.75 | 2.5 | 3.1 | 0.263 | 93 | Yes | 6 | 10785652473958 | 39 | 10.25 | 10 | 25.15 | 2.313 | Yes | C-UL-US Damp |  | CENTER STAGE 6L BATH-05 | Six Light Wall / Bath |  | 4739-05.jpg | 4739.jpg
4739-98 | Six Light Wall / Bath | Center Stage bath and dressing room lighting by Sea Gull Lighting provides generous illumination with few shadows. Center Stage brings the style of Hollywood dressing rooms to your home and provides generous illumination for getting ready! Offered in Chrome or Brushed Stainless finishes, the assortment includes three-light, four-light, five-light, six-light and eight-light vanity fixtures. Fixtures are Damp rated, California Title 24 compliant and easily convert to LED by purchasing LED lamps sold separately. | BATH | Center Stage | Wall / Bath Lighting | Brushed Stainless | 98 | Steel |  |  |  |  | 6 Medium G25 100w |  | 6 | No | [14 empty] | 0 | [12 empty] | 26.98 | 53.96 | 80.94 | W:36'' H:4 1/4'' E:2 1/4'' | 2.6 |  |  | 36 | 4.25 | Wall / Bath |  |  |  |  | 2.25 |  | No |  | No | [21 empty] | OB UP:2 1/8'' |  |  |  | 6.5 |  |  | N/A | Hardwired | 0 | 0 | 0 | 0 | 1 | 0 | 0 | 0 | 0 | 0 | 0 | 785652473982 | 38.25 | 5 | 3 | 3.1 | 0.332 | 93 | Yes | 6 | 10785652473989 | 39.5 | 10.75 | 10 | 25.4 | 2.457 | Yes | C-UL-US Damp |  | CENTER STAGE 6L BATH-98 | Six Light Wall / Bath |  | 4739-98.jpg | 4739.jpg
4740-05 | Eight Light Wall / Bath | Center Stage bath and dressing room lighting by Sea Gull Lighting provides generous illumination with few shadows. Center Stage brings the style of Hollywood dressing rooms to your home and provides generous illumination for getting ready! Offered in Chrome or Brushed Stainless finishes, the assortment includes three-light, four-light, five-light, six-light and eight-light vanity fixtures. Fixtures are Damp rated, California Title 24 compliant and easily convert to LED by purchasing LED lamps sold separately. | BATH | Center Stage | Wall / Bath Lighting | Chrome | 5 | Steel |  |  |  |  | 8 Medium G25 100w |  | 8 | No | [14 empty] | 0 | [12 empty] | 35.48 | 70.96 | 106.44 | W:48'' H:4 1/4'' E:2 1/4'' | 5 |  |  | 48 | 4.25 | Wall / Bath |  |  |  |  | 2.25 |  | No |  | No | [21 empty] | OB UP:2 1/8'' |  |  |  | 6.5 |  |  | N/A | Hardwired | 0 | 0 | 0 | 0 | 1 | 0 | 0 | 0 | 0 | 0 | 0 | 785652474057 | 50.25 | 5 | 2.75 | 5.2 | 0.4 | 85 | Yes | 6 | 10785652474054 | 51.5 | 10.75 | 10 | 32.8 | 3.204 | Yes | C-UL-US Damp |  | CENTER STAGE 8L BATH-05 | Eight Light Wall / Bath |  | 4740-05.jpg | 4740.jpg
4740-98 | Eight Light Wall / Bath | Center Stage bath and dressing room lighting by Sea Gull Lighting provides generous illumination with few shadows. Center Stage brings the style of Hollywood dressing rooms to your home and provides generous illumination for getting ready! Offered in Chrome or Brushed Stainless finishes, the assortment includes three-light, four-light, five-light, six-light and eight-light vanity fixtures. Fixtures are Damp rated, California Title 24 compliant and easily convert to LED by purchasing LED lamps sold separately. | BATH | Center Stage | Wall / Bath Lighting | Brushed Stainless | 98 | Steel |  |  |  |  | 8 Medium G25 100w |  | 8 | No | [14 empty] | 0 | [12 empty] | 35.48 | 70.96 | 106.44 | W:48'' H:4 1/4'' E:2 1/4'' | 4.7 |  |  | 48 | 4.25 | Wall / Bath |  |  |  |  | 2.25 |  | No |  | No | [21 empty] | OB UP:2 1/8'' |  |  |  | 6.5 |  |  | N/A | Hardwired | 0 | 0 | 0 | 0 | 1 | 0 | 0 | 0 | 0 | 0 | 0 | 785652474088 | 50.25 | 5 | 2.75 | 5.2 | 0.4 | 85 | Yes | 6 | 10785652474085 | 51.5 | 10.75 | 10 | 32.8 | 3.204 | Yes | C-UL-US Damp |  | CENTER STAGE 8L BATH-98 | Eight Light Wall / Bath |  | 4740-98.jpg | 4740.jpg
4871-05 | Two Light Wall / Bath | The Brookchester bath light collection from Sea Gull Lighting features a subtle design which complements most bathroom decor. The traditional, Clear Ribbed glass mounted on a transitional back plate create a versatile design. With Chrome or Polished Brass finishes, the perfect option can be selected to match the rest of the bathroom fixtures. The assortment includes two-light, three-light and four-light vanity fixtures. Damp Rated. Brookchester features both incandescent and ENERGY STAR-qualified LED lighting fixtures; all fixtures are California Title 24 compliant. | BATH | Brookchester | Wall / Bath Lighting | Chrome | 5 | Steel | Clear Ribbed Glass | D:4.875" H:4.5" |  |  | 2 Medium A19 100w |  | 2 | No | [14 empty] | 0 | [12 empty] | 25.95 | 51.9 | 77.85 | W:12'' H:8 1/4'' E:7 1/2'' | 3.1 |  |  | 12 | 8.25 | Center Lock-Up |  |  |  |  | 7.5 |  | No |  | No | [21 empty] | DP:1 1/4'' W:6 1/8'' H:4 1/8'' OB DOWN:3'' Oval |  |  |  | 6.5 | Black/White |  |  | Hardwired | 0 | 0 | 0 | 0 | 1 | 0 | 0 | 1 | 0 | 0 | 0 | 785652487156 | 10.75 | 10.75 | 7.75 | 3.9 | 0.518 | 125 | Yes | [8 empty] | UL Damp | cUL Damp | BROOKCHESTER 2L BATH-05 | Two Light Wall / Bath |  | 4871-05.jpg | 4871.jpg
4871EN3-05 | Two Light Wall / Bath | The Brookchester bath light collection from Sea Gull Lighting features a subtle design which complements most bathroom decor. The traditional, Clear Ribbed glass mounted on a transitional back plate create a versatile design. With Chrome or Polished Brass finishes, the perfect option can be selected to match the rest of the bathroom fixtures. The assortment includes two-light, three-light and four-light vanity fixtures. Damp Rated. Brookchester features both incandescent and ENERGY STAR-qualified LED lighting fixtures; all fixtures are California Title 24 compliant. | BATH | Brookchester | Wall / Bath Lighting | Chrome | 5 | Steel | Clear Ribbed Glass | D:4.875" H:4.5" |  |  | 2 Medium A19 9.3w |  | 2 | Yes | [14 empty] | 0 | [12 empty] | 34.95 | 69.9 | 104.85 | W:12'' H:8 1/4'' E:7 1/2'' | 3.1 |  |  | 12 | 8.25 | Center Lock-Up |  |  |  |  | 7.5 |  | No |  | No | [21 empty] | DP:1 1/4'' W:6 1/8'' H:4 1/8'' OB DOWN:3'' Oval |  |  |  | 6.5 | Black/White |  |  | Hardwired | 0 | 0 | 0 | 1 | 1 | 0 | 0 | 0 | 0 | 0 | 0 | 785652064166 | 10.75 | 10.75 | 7.75 | 3.9 | 0.518 | 125 | Yes | [8 empty] | UL Damp | cUL Damp | BROOKCHESTER 2L BATH-05 | Two Light Wall / Bath |  | 4871EN3-05.png | 4871.jpg
4872-05 | Three Light Wall / Bath | The Brookchester bath light collection from Sea Gull Lighting features a subtle design which complements most bathroom decor. The traditional, Clear Ribbed glass mounted on a transitional back plate create a versatile design. With Chrome or Polished Brass finishes, the perfect option can be selected to match the rest of the bathroom fixtures. The assortment includes two-light, three-light and four-light vanity fixtures. Damp Rated. Brookchester features both incandescent and ENERGY STAR-qualified LED lighting fixtures; all fixtures are California Title 24 compliant. | BATH | Brookchester | Wall / Bath Lighting | Chrome | 5 | Steel | Clear Ribbed Glass | D:4.625" H:4.5" |  |  | 3 Medium A19 100w |  | 3 | No | [14 empty] | 0 | [12 empty] | 38.48 | 76.96 | 115.44 | W:17'' H:8'' E:8 1/2'' | 4 |  |  | 17 | 8 | Center Lock-Up |  |  |  |  | 8.5 |  | No |  | No | [21 empty] | DP:1 1/4'' W:6 1/8'' H:4 1/8'' OB DOWN:3'' Oval |  |  |  | 6.5 | Black/White |  |  | Hardwired | 0 | 0 | 0 | 0 | 1 | 0 | 0 | 1 | 0 | 0 | 0 | 785652487255 | 13.25 | 10.125 | 7.5 | 4.9 | 0.582 | 100 | Yes | [8 empty] | UL Damp | cUL Damp | BROOKCHESTER 3L BATH-05 | Three Light Wall / Bath |  | 4872-05.jpg | 4872.jpg
4872EN3-05 | Three Light Wall / Bath | The Brookchester bath light collection from Sea Gull Lighting features a subtle design which complements most bathroom decor. The traditional, Clear Ribbed glass mounted on a transitional back plate create a versatile design. With Chrome or Polished Brass finishes, the perfect option can be selected to match the rest of the bathroom fixtures. The assortment includes two-light, three-light and four-light vanity fixtures. Damp Rated. Brookchester features both incandescent and ENERGY STAR-qualified LED lighting fixtures; all fixtures are California Title 24 compliant. | BATH | Brookchester | Wall / Bath Lighting | Chrome | 5 | Steel | Clear Ribbed Glass | D:4.625" H:4.5" |  |  | 3 Medium A19 9.3w |  | 3 | Yes | [14 empty] | 0 | [12 empty] | 53.48 | 106.96 | 160.44 | W:17'' H:8'' E:8 1/2'' | 4 |  |  | 17 | 8 | Center Lock-Up |  |  |  |  | 8.5 |  | No |  | No | [21 empty] | DP:1 1/4'' W:6 1/8'' H:4 1/8'' OB DOWN:3'' Oval |  |  |  | 6.5 | Black/White |  |  | Hardwired | 0 | 0 | 0 | 1 | 1 | 0 | 0 | 0 | 0 | 0 | 0 | 785652064180 | 13.25 | 10.2 | 7.5 | 4.9 | 0.587 | 100 | Yes | [8 empty] | UL Damp | cUL Damp | BROOKCHESTER 3L BATH-05 | Three Light Wall / Bath |  | 4872EN3-05.png | 4872.jpg
4873-05 | Four Light Wall / Bath | The Brookchester bath light collection from Sea Gull Lighting features a subtle design which complements most bathroom decor. The traditional, Clear Ribbed glass mounted on a transitional back plate create a versatile design. With Chrome or Polished Brass finishes, the perfect option can be selected to match the rest of the bathroom fixtures. The assortment includes two-light, three-light and four-light vanity fixtures. Damp Rated. Brookchester features both incandescent and ENERGY STAR-qualified LED lighting fixtures; all fixtures are California Title 24 compliant. | BATH | Brookchester | Wall / Bath Lighting | Chrome | 5 | Steel | Clear Ribbed Glass | D:4.625" H:4.5" |  |  | 4 Medium A19 100w |  | 4 | No | [14 empty] | 0 | [12 empty] | 46.95 | 93.9 | 140.85 | W:23 1/2'' H:8 1/4'' E:8'' | 5.9 |  |  | 23.5 | 8.25 | Center Lock-Up |  |  |  |  | 8 |  | No |  | No | [21 empty] | DP:1 1/4'' W:6 1/8'' H:4 1/8'' OB DOWN:3'' Oval |  |  |  | 6.5 | Black/White |  |  | Hardwired | 0 | 0 | 0 | 0 | 1 | 0 | 0 | 1 | 0 | 0 | 0 | 785652487354 | 18.75 | 12.38 | 8 | 7.7 | 1.075 | 125 | Yes | [8 empty] | UL Damp | cUL Damp | BROOKCHESTER 4L BATH-05 | Four Light Wall / Bath |  | 4873-05.jpg | 4873.jpg
4873EN3-05 | Four Light Wall / Bath | The Brookchester bath light collection from Sea Gull Lighting features a subtle design which complements most bathroom decor. The traditional, Clear Ribbed glass mounted on a transitional back plate create a versatile design. With Chrome or Polished Brass finishes, the perfect option can be selected to match the rest of the bathroom fixtures. The assortment includes two-light, three-light and four-light vanity fixtures. Damp Rated. Brookchester features both incandescent and ENERGY STAR-qualified LED lighting fixtures; all fixtures are California Title 24 compliant. | BATH | Brookchester | Wall / Bath Lighting | Chrome | 5 | Steel | Clear Ribbed Glass | D:4.625" H:4.5" |  |  | 4 Medium A19 9.3w |  | 4 | Yes | [14 empty] | 0 | [12 empty] | 65.95 | 131.9 | 197.85 | W:23 1/2'' H:8 1/4'' E:8'' | 5.9 |  |  | 23.5 | 8.25 | Center Lock-Up |  |  |  |  | 8 |  | No |  | No | [21 empty] | DP:1 1/4'' W:6 1/8'' H:4 1/8'' OB DOWN:3'' Oval |  |  |  | 6.5 | Black/White |  |  | Hardwired | 0 | 0 | 0 | 1 | 1 | 0 | 0 | 0 | 0 | 0 | 0 | 785652064203 | 18.75 | 12.38 | 8 | 7.7 | 1.075 | 125 | Yes | [8 empty] | UL Damp | cUL Damp | BROOKCHESTER 4L BATH-05 | Four Light Wall / Bath |  | 4873EN3-05.png | 4873.jpg
49013LE-05 | Two Light Wall / Bath | These fluorescent lights use a 120 volt electronic high power factor ballast for efficient operation. A classic fluorescent bath look is achieved with sleek chrome end caps and a smooth white acrylic diffuser that is shatter resistant. | BATH | Fluorescent Wall / Bath | Wall / Bath Lighting | Chrome | 5 |  |  |  |  | Smooth White Acrylic | 2 Medium Bi-Pin T8 17w |  | 2 | No | [14 empty] | 0 | [12 empty] | 72.5 | 145 | 217.5 | W:24'' H:3 1/4'' E:5 1/4'' | 4.3 |  |  | 24 | 3.25 | Other |  |  |  |  | 5.25 |  | No |  | No | [28 empty] | N/A | Hardwired | 0 | 0 | 1 | 0 | 1 | 0 | 0 | 0 | 0 | 0 | 0 | 785652999147 | 26.58 | 5.75 | 4 | 4.8 | 0.354 | 85 | Yes | 4 | 10785652999144 | 27.125 | 16.375 | 6.625 | 21.2 | 1.703 | Yes | UL Damp | cUL Damp | Compact Fluorescent Two Light Chrome Finish | Two Light Wall / Bath |  | 49013LE-05.jpg | 49013LE.jpg
49014LE-05 | Two Light Wall / Bath | These fluorescent lights use a 120 volt electronic high power factor ballast for efficient operation. A classic fluorescent bath look is achieved with sleek chrome end caps and a smooth white acrylic diffuser that is shatter resistant. | BATH | Fluorescent Wall / Bath | Wall / Bath Lighting | Chrome | 5 |  |  |  |  | Smooth White Acrylic | 2 Medium Bi-Pin T8 25w |  | 2 | No | [14 empty] | 0 | [12 empty] | 97.5 | 195 | 292.5 | W:36'' H:3 1/4'' E:5 1/4'' | 6 |  |  | 36 | 3.25 | Other |  |  |  |  | 5.25 |  | No |  | No | [25 empty] | 6.5 |  |  | N/A | Hardwired | 0 | 0 | 1 | 0 | 1 | 0 | 0 | 0 | 0 | 0 | 0 | 785652999154 | 38.25 | 5.75 | 3.78 | 6.4 | 0.481 | 85 | Yes | 4 | 10785652999151 | 38.5 | 16.5 | 6.5 | 27.5 | 2.39 | Yes | UL Damp | cUL Damp | Compact Fluorescent Two Light Chrome Finish | Two Light Wall / Bath |  | 49014LE-05.jpg | 49014LE.jpg
49024LE-15 | Two Light Multi-Volt Ceiling / Wall Mount | Our multi-volt fixtures are energy efficient linear fluorescent lights with white finish end caps and smooth white shatter resistant acrylic diffusers. Each fixture is 120V/277V compatible and can be mounted to the wall or the ceiling for added versatility. | BATH | Multi-Volt Ceiling / Wall Mount | Wall / Bath Lighting | White | 15 |  |  |  |  | White Plastic Acrylic | 2 Medium Bi-Pin T8 17w |  | 2 | No | [14 empty] | 0 | [12 empty] | 89.98 | 179.96 | 269.94 | W:24 1/4'' H:4 1/2'' E:4 3/8'' | 4.2 |  |  | 24.25 | 4.5 | Other |  |  |  |  | 4.375 |  | No |  | No | [21 empty] | OB UP:2 1/4'' |  |  |  | 6.5 |  |  | N/A | Hardwired | 0 | 0 | 1 | 0 | 1 | 0 | 0 | 0 | 0 | 0 | 1 | 785652184963 | 26 | 5 | 5 | 5 | 0.376 | 85 | Yes | 4 | 10785652184960 | 26.25 | 10.25 | 10.75 | 22 | 1.674 | Yes | UL Damp | cUL Damp | Two Light Multi-volt Square Fluorescent Strip in White Finish | Two Light Multi-Volt Ceiling / Wall Mount | IG# SQ2-217T8W | 49024LE-15.jpg | 49024LE.jpg
49026LE-15 | Two Light Multi-Volt Ceiling / Wall Mount | Our multi-volt fixtures are energy efficient linear fluorescent lights with white finish end caps and smooth white shatter resistant acrylic diffusers. Each fixture is 120V/277V compatible and can be mounted to the wall or the ceiling for added versatility. | BATH | Multi-Volt Ceiling / Wall Mount | Wall / Bath Lighting | White | 15 |  |  |  |  | White Plastic Acrylic | 2 Medium Bi-Pin T8 32w |  | 2 | No | [14 empty] | 0 | [12 empty] | 105.5 | 211 | 316.5 | W:48 1/4'' H:4 1/2'' E:4 1/2'' | 7.5 |  |  | 48.25 | 4.5 | Other |  |  |  |  | 4.5 |  | No |  | No | [21 empty] | OB UP:2 1/4'' |  |  |  | 6.5 |  |  | N/A | Hardwired | 0 | 0 | 1 | 0 | 1 | 0 | 0 | 0 | 0 | 0 | 1 | 785652184987 | 50 | 5 | 5 | 8.2 | 0.723 | 93 | Yes | 4 | 10785652184984 | 51 | 10.25 | 10.75 | 35.3 | 3.252 | Yes | UL Damp | cUL Damp | Two Light Multi-volt Square Fluorescent Strip in White Finish | Two Light Multi-Volt Ceiling / Wall Mount | IG# SQ4-232T8W | 49026LE-15.jpg | 49026LE.jpg
49090BL-15 | 12.5" Self-Contained High Output Fluorescent | Ambiance Self-Contained High Output Electronic T5 Lighting is ideal for confined areas and commercial applications. They include a premium 4100°K T5 lamp that produces 40% more light and lasts two times longer than standard T5s. An integral on/off switch, multiple knockouts and a hinged ballast cover are included for easy installation. UL suitable for wall mounting. | UNDER CABINET | Self-Contained High Output Fluorescent Lighting | Under Cabinet Lighting | White | 15 | [5 empty] | 1 Mini Bi-Pin T5 8w |  | 1 | Yes | 460 | 4100 | 82 | 8 | 120 | [6 empty] | 8 | 8 | 10000 | 0 | [12 empty] | 33.4 | 66.8 | 100.2 | L:12 1/2'' W:2 3/4'' H:1'' |  |  | 12.5 | 2.75 | 1 | [7 empty] | No |  | No | [30 empty] | 0 | 0 | 1 | 0 | 1 | 0 | 0 | 0 | 0 | 0 | 1 | 785652212390 | 14 | 3 | 1.5 | 1.2 | 0.036 | 60 | Yes | 6 | 00785652212390 | [6 empty] | C-UL-US Damp |  | T5 12" Ultra Slim 1 Light Fluorescent Undercabinet in White Finish, Direct Wire | T5 12" Ultra Slim 1 Light Fluorescent Undercabinet in White Finish, Direct Wire | 1 8W T5 lamp, 4100K (included) | 49090BL-15.jpg | 49090BL.jpg
49091BL-15 | 23" Self-Contained High Output Fluorescent | Ambiance Self-Contained High Output Electronic T5 Lighting is ideal for confined areas and commercial applications. They include a premium 4100°K T5 lamp that produces 40% more light and lasts two times longer than standard T5s. An integral on/off switch, multiple knockouts and a hinged ballast cover are included for easy installation. UL suitable for wall mounting. | UNDER CABINET | Self-Contained High Output Fluorescent Lighting | Under Cabinet Lighting | White | 15 | [5 empty] | 1 Mini Bi-Pin T5 14w |  | 1 | Yes | 1140 | 4100 | 82 | 14 | 120 | [6 empty] | 14 | 14 | 10000 | 0 | [12 empty] | 45.8 | 91.6 | 137.4 | L:23'' W:2 3/4'' H:1'' |  |  | 23 | 2.75 | 1 | [7 empty] | No |  | No | [30 empty] | 0 | 0 | 1 | 0 | 1 | 0 | 0 | 0 | 0 | 0 | 1 | 785652212444 | 24.25 | 3.18 | 1.5 | 1.9 | 0.067 | 65 | Yes | 6 | 10785652212441 | 25 | 10.25 | 3.5 | 11.9 | 0.519 | Yes | C-UL-US Damp |  | T5 24"L Ultra Slim 1 Light Fluorescent Undercabinet in White Finish, Direct Wire | T5 24"L Ultra Slim 1 Light Fluorescent Undercabinet in White Finish, Direct Wire | 1 14W T5 lamp, 4100K (included) | 49091BL-15.jpg | 49091BL.jpg
49091BL-171 | 23" Self-Contained High Output Fluorescent | Ambiance Self-Contained High Output Electronic T5 Lighting is ideal for confined areas and commercial applications. They include a premium 4100°K T5 lamp that produces 40% more light and lasts two times longer than standard T5s. An integral on/off switch, multiple knockouts and a hinged ballast cover are included for easy installation. UL suitable for wall mounting. | UNDER CABINET | Self-Contained High Output Fluorescent Lighting | Under Cabinet Lighting | Painted Antique Bronze | 171 | [5 empty] | 1 Mini Bi-Pin T5 14w |  | 1 | Yes | 1140 | 4100 | 82 | 14 | 120 | [6 empty] | 14 | 14 | 10000 | 0 | [12 empty] | 45.8 | 91.6 | 137.4 | L:23'' W:2 3/4'' H:1'' |  |  | 23 | 2.75 | 1 | [7 empty] | No |  | No | [30 empty] | 0 | 0 | 1 | 0 | 1 | 0 | 0 | 0 | 0 | 0 | 1 | 785652212420 | 24.25 | 1.5 | 3.25 | 1.8 | 0.068 | 65 | Yes | 6 | 00785652212420 | [6 empty] | C-UL-US Damp |  | T5 24"L Ultra Slim 1 Light Fluorescent Undercabinet in Painted Antique Bronze Finish, Direct Wire | T5 24"L Ultra Slim 1 Light Fluorescent Undercabinet in Painted Antique Bronze Finish, Direct Wire | 1 14W T5 lamp, 4100K (included) | 49091BL-171.jpg | 49091BL.jpg
49092BL-15 | 34.5" Self-Contained High Output Fluorescent | Ambiance Self-Contained High Output Electronic T5 Lighting is ideal for confined areas and commercial applications. They include a premium 4100°K T5 lamp that produces 40% more light and lasts two times longer than standard T5s. An integral on/off switch, multiple knockouts and a hinged ballast cover are included for easy installation. UL suitable for wall mounting. | UNDER CABINET | Self-Contained High Output Fluorescent Lighting | Under Cabinet Lighting | White | 15 | [5 empty] | 1 Mini Bi-Pin T5 21w |  | 1 | Yes | 1850 | 4100 | 82 | 21 | 120 | [6 empty] | 21 | 21 | 10000 | 0 | [12 empty] | 56.3 | 112.6 | 168.9 | L:34 1/2'' W:2 3/4'' H:1'' |  |  | 34.5 | 2.75 | 1 | [7 empty] | No |  | No | [30 empty] | 0 | 0 | 1 | 0 | 1 | 0 | 0 | 0 | 0 | 0 | 1 | 785652212451 | 36 | 3 | 1.5 | 2.6 | 0.094 | 65 | Yes | 6 | 00785652212451 | [6 empty] | C-UL-US Damp |  | T5 36"L Ultra Slim 1 Light Fluorescent Undercabinet in White Finish, Direct Wire | T5 36"L Ultra Slim 1 Light Fluorescent Undercabinet in White Finish, Direct Wire | 1 21W T5 lamp, 4100K (included) | 49092BL-15.jpg | 49092BL.jpg
49093BL-15 | 46.5" Self-Contained High Output Fluorescent | Ambiance Self-Contained High Output Electronic T5 Lighting is ideal for confined areas and commercial applications. They include a premium 4100°K T5 lamp that produces 40% more light and lasts two times longer than standard T5s. An integral on/off switch, multiple knockouts and a hinged ballast cover are included for easy installation. UL suitable for wall mounting. | UNDER CABINET | Self-Contained High Output Fluorescent Lighting | Under Cabinet Lighting | White | 15 | [5 empty] | 1 Mini Bi-Pin T5 28w |  | 1 | Yes | 2470 | 4100 | 82 | 28 | 120 | [6 empty] | 28 | 28 | 10000 | 0 | [12 empty] | 67.7 | 135.4 | 203.1 | L:46 1/2'' W:2 3/4'' H:1'' |  |  | 46.5 | 2.75 | 1 | [7 empty] | No |  | No | [30 empty] | 0 | 0 | 1 | 0 | 1 | 0 | 0 | 0 | 0 | 0 | 1 | 785652212505 | 47.75 | 3 | 1.5 | 3.3 | 0.124 | 65 | Yes | 6 | 00785652212505 | [6 empty] | C-UL-US Damp |  | T5 48"L Ultra Slim 1 Light Fluorescent Undercabinet in White, Direct Wire | T5 48"L Ultra Slim 1 Light Fluorescent Undercabinet in White, Direct WireWhite, Direct Wire | 1 28W T5 lamp, 4100K (included) | 49093BL-15.jpg | 49093BL.jpg
49119-782 | One Light Wall / Bath |  | WALL SCONCE | Nearu | Wall / Bath Lighting | Heirloom Bronze | 782 | Steel |  |  |  | Opal Cased Etched Glass | 1 Medium A19 100w |  | 1 | No | [14 empty] | 0 | [12 empty] | 42.98 | 85.96 | 128.94 | W:8'' H:10 1/2'' E:4'' | 2.8 |  |  | 8 | 10.5 | Wall / Bath |  |  |  |  | 4 |  | No |  | No | [21 empty] | OB UP:5 3/4'' OB DOWN:5'' |  |  |  | 6.5 |  |  | N/A | Hardwired | 1 | 0 | 0 | 0 | 1 | 0 | 0 | 1 | 0 | 0 | 0 | 785652024887 | 11.5 | 10.5 | 6.25 | 2.8 | 0.437 | 125 | Yes | [8 empty] | UL Damp | cUL Damp | ADA 1L WALL SCONCE-782 | One Light Wall / Bath |  | 49119-782.jpg | 49119.jpg
49119-962 | One Light Wall / Bath |  | WALL SCONCE | Nearu | Wall / Bath Lighting | Brushed Nickel | 962 | Steel |  |  |  | Opal Cased Etched Glass | 1 Medium A19 100w |  | 1 | No | [14 empty] | 0 | [12 empty] | 42.98 | 85.96 | 128.94 | W:8'' H:10 1/2'' E:4'' | 2.8 |  |  | 8 | 10.5 | Wall / Bath |  |  |  |  | 4 |  | No |  | No | [21 empty] | OB UP:5 3/4'' OB DOWN:5'' |  |  |  | 6.5 |  |  | N/A | Hardwired | 1 | 0 | 0 | 0 | 1 | 0 | 0 | 1 | 0 | 0 | 0 | 785652024894 | 11.5 | 10.5 | 6.25 | 2.8 | 0.437 | 125 | Yes | [8 empty] | UL Damp | cUL Damp | ADA 1L WALL SCONCE-962 | One Light Wall / Bath |  | 49119-962.jpg | 49119.jpg
4911991S-782 | LED Wall Sconce |  | WALL SCONCE | Nearu | Wall / Bath Lighting | Heirloom Bronze | 782 | Steel |  |  |  | Opal Cased Etched Glass |  |  | 1 | No | 1000 | 2700 | 90 | 14 | 120 | 19 - Integrated | MODS - Modules |  | 5 | 100 | LED | 14 | 14 | 50000 | 0 | [12 empty] | 69.5 | 139 | 208.5 | W:8'' H:10 1/2'' E:4'' | 2.8 |  |  | 8 | 10.5 | Wall / Bath |  |  |  |  | 4 |  | No |  | No | [21 empty] | W:4 1/4'' H:8 5/16'' OB UP:5 3/4'' OB DOWN:5'' Octagonal |  |  |  | 6.5 |  |  | N/A | Hardwired | 1 | 0 | 0 | 0 | 0 | 0 | 0 | 0 | 0 | 0 | 0 | 785652278624 | 12.25 | 11.25 | 7.75 | 3.4 | 0.618 | 175 | Yes | [8 empty] | UL Damp | cUL Damp | ADA LED WALL SCONCE-782 | LED Wall Sconce |  | 49119ble-782.jpg | 49119.jpg
49119EN3-782 | One Light Wall / Bath Sconce |  | WALL SCONCE | Nearu | Wall / Bath Lighting | Heirloom Bronze | 782 | Steel |  |  |  | Opal Cased Etched Glass | 1 Medium A19 9.3w |  | 1 | Yes | [14 empty] | 0 | [12 empty] | 49.98 | 99.96 | 149.94 | W:8'' H:10 1/2'' E:4'' | 2.8 |  |  | 8 | 10.5 | Wall / Bath |  |  |  |  | 4 |  | No |  | No | [21 empty] | W:4 1/4'' H:8 5/16'' OB UP:5 3/4'' OB DOWN:5'' Octagonal |  |  |  | 6.5 | Black/White |  | N/A | Hardwired | 1 | 0 | 0 | 1 | 1 | 0 | 0 | 0 | 0 | 0 | 0 | 785652050190 | 11.75 | 10.75 | 7.5 | 2.9 | 0.548 | 175 | Yes | [8 empty] | UL Damp | cUL Damp | ADA 1L WALL SCONCE-782 | One Light Wall / Bath Sconce |  | 49119EN3-782.jpg | 49119.jpg
49119EN3-962 | One Light Wall / Bath Sconce |  | WALL SCONCE | Nearu | Wall / Bath Lighting | Brushed Nickel | 962 | Steel | Opal Cased Etched Glass | W:4" H:8" |  |  | 1 Medium A19 9.3w |  | 1 | Yes | [14 empty] | 0 | [12 empty] | 49.98 | 99.96 | 149.94 | W:8'' H:10 1/2'' E:4'' | 2.8 |  |  | 8 | 10.5 | Wall / Bath |  |  |  |  | 4 |  | No |  | No | [21 empty] | W:4 1/4'' H:8 5/16'' OB UP:5 3/4'' OB DOWN:5'' Octagonal |  |  |  | 6.5 | Black/White |  | N/A | Hardwired | 1 | 0 | 0 | 1 | 1 | 0 | 0 | 0 | 0 | 0 | 0 | 785652050213 | 11.5 | 10.5 | 6.25 | 2.8 | 0.437 | 125 | Yes | [8 empty] | UL Damp | cUL Damp | ADA 1L WALL SCONCE-962 | One Light Wall / Bath Sconce |  | 49119EN3-962.jpg | 49119.jpg
4915193S-962 | LED Wall Sconce | The Nexus collection by Sea Gull Lighting has a sleek urban, contemporary design that is highly popular in commercial, retail, restaurant and modern industrial decor. Nexus offers medium, large and extra large oval ceiling flush mount fixtures as well as medium and large ADA Compliant wall sconces. All fixtures are offered in ENERGY STAR-Qualified Integrated LED. | WALL SCONCE | Nexus | Wall / Bath Lighting | Brushed Nickel | 962 | Steel |  |  |  | White Plastic Acrylic |  |  | 1 | No | 1000 | 3000 | 90 | 14 | 120 | 19 - Integrated | MODS - Modules |  | 5 | 100 | LED | 14 | 14 | 50000 | 0 | [12 empty] | 78.45 | 156.9 | 235.35 | W:14 3/4'' H:7 1/4'' E:3 3/4'' | 2.45 |  |  | 14.75 | 7.25 | Cap Nuts |  |  |  |  | 3.75 |  | No |  | No | [21 empty] | W:14 5/8'' H:7 1/4'' OB UP:2 1/2'' |  |  |  | 6.5 | Black/White |  |  | Hardwired | 1 | 0 | 0 | 0 | 1 | 0 | 0 | 0 | 0 | 0 | 0 | 785652064906 | 17.25 | 10.5 | 7 | 2.8 | 0.734 | 250 | Yes | [8 empty] | C-UL-US Damp |  | NEXUS LED WALL SCONCE-962 | LED Wall Sconce |  | 4915193S-962.jpg | 49151BLE.jpg
49215BLE-962 | Two Light Wall / Bath | This collection of fluorescent bath bars is offered in a Brushed Nickel finish with a White Acrylic diffuser. Three lengths are available. Damp Rated. ADA Compliant. | BATH | Midland | Wall / Bath Lighting | Brushed Nickel | 962 |  |  |  |  | White Plastic Acrylic | 2 Mini Bi-Pin T5 14w |  | 2 | Yes | [14 empty] | 0 | [12 empty] | 104 | 208 | 312 | W:23 1/2'' H:4 1/2'' E:4'' | 4.3 |  |  | 23.5 | 4.5 | Other |  |  |  |  | 4 |  | No |  | No | [21 empty] | DP:1/4'' W:8'' H:1 3/4'' OB UP:2 1/4'' |  |  |  | 6.5 |  |  | N/A | Hardwired | 1 | 0 | 1 | 0 | 1 | 0 | 0 | 0 | 0 | 0 | 0 | 785652215964 | 26 | 6.5 | 6.25 | 4.8 | 0.611 | 125 | Yes | [8 empty] | UL Damp | cUL Damp | Two Light Tubular Wall Fixture in Brushed Nickel Finish | Two Light Wall / Bath |  | 49215BLE-962.jpg | 49215BLE.jpg
49274S-15 | Vivid LED Undercabinet 7-1/2 in 2700K White | The Vivid LED Self Contained Undercabinet series by Sea Gull Lighting brings the classic xenon or fluorescent under cabinet light to the next level of sophistication. Using high quality LED technology, these fixtures achieve great light output and a high level of energy efficiency at an extremely affordable price point. Available in 5 sizes (7.5”, 12”, 18”, 24” and 30”) and two finish options (White and Antique Bronze) for full versatility. With local on/off switches and the ability to be dimmed down to 10%, these fixtures work well for different activities or times of day. ENERGY STAR qualified. With efficacy well over 50 lumens/watt, fixtures are California CEC Title 24 certified. | UNDER CABINET | Vivid LED Undercabinet | Under Cabinet Lighting | White | 15 | [7 empty] | 1 | No | 343 | 2700 | 90 | 6.4 | 120 | 19 - Integrated | LED - Array |  | 10 | 100 | LED | 6.4 | 6.4 | 50000 | 0 | [12 empty] | 40.98 | 81.96 | 122.94 | L:7 1/2'' W:3 1/8'' H:1'' | 0.4 |  | 7.5 | 3.125 | 1 | [7 empty] | No |  | No | [29 empty] | Plug In | 0 | 0 | 0 | 1 | 1 | 0 | 1 | 0 | 0 | 0 | 0 | 785652040542 | 9 | 3.5 | 1.5 | 0.8 | 0.027 | 65 | Yes | 6 | 10785652040549 | 10 | 9.5 | 4 | 5.2 | 0.22 | Yes |  | cETL Damp | LED UNDERCAB 7.5IN 2700K-15 | Vivid LED Undercabinet 7in 2700K White |  | 49274S-15.jpg | 49274S.jpg
49275S-15 | Vivid LED Undercabinet 12in 2700K White | The Vivid LED Self Contained Undercabinet series by Sea Gull Lighting brings the classic xenon or fluorescent under cabinet light to the next level of sophistication. Using high quality LED technology, these fixtures achieve great light output and a high level of energy efficiency at an extremely affordable price point. Available in 5 sizes (7.5”, 12”, 18”, 24” and 30”) and two finish options (White and Antique Bronze) for full versatility. With local on/off switches and the ability to be dimmed down to 10%, these fixtures work well for different activities or times of day. ENERGY STAR qualified. With efficacy well over 50 lumens/watt, fixtures are California CEC Title 24 certified. | UNDER CABINET | Vivid LED Undercabinet | Under Cabinet Lighting | White | 15 | [7 empty] | 1 | No | 575 | 2700 | 90 | 9.7 | 120 | 19 - Integrated | LED - Array |  | 10 | 100 | LED | 9.7 | 9.7 | 50000 | 0 | [12 empty] | 46.48 | 92.96 | 139.44 | L:12'' W:3 1/8'' H:1'' | 0.9 |  | 12 | 3.125 | 1 | [7 empty] | No |  | No | [29 empty] | Plug In | 0 | 0 | 0 | 1 | 1 | 0 | 1 | 0 | 0 | 0 | 0 | 785652040573 | 13.25 | 3.5 | 1.5 | 1.2 | 0.04 | 65 | Yes | 6 | 10785652040570 | 14.75 | 9.5 | 4 | 7.3 | 0.324 | Yes |  | cETL Damp | LED UNDERCAB 12IN 2700K-15 | Vivid LED Undercabinet 12in 2700K White |  | 49275S-15.jpg | 49275S.jpg
49276S-15 | Vivid LED Undercabinet 18in 2700K White | The Vivid LED Self Contained Undercabinet series by Sea Gull Lighting brings the classic xenon or fluorescent under cabinet light to the next level of sophistication. Using high quality LED technology, these fixtures achieve great light output and a high level of energy efficiency at an extremely affordable price point. Available in 5 sizes (7.5”, 12”, 18”, 24” and 30”) and two finish options (White and Antique Bronze) for full versatility. With local on/off switches and the ability to be dimmed down to 10%, these fixtures work well for different activities or times of day. ENERGY STAR qualified. With efficacy well over 50 lumens/watt, fixtures are California CEC Title 24 certified. | UNDER CABINET | Vivid LED Undercabinet | Under Cabinet Lighting | White | 15 | [7 empty] | 1 | No | 900 | 2700 | 90 | 15.5 | 120 | 19 - Integrated | LED - Array |  | 10 | 100 | LED | 15.5 | 15.5 | 50000 | 0 | [12 empty] | 54.98 | 109.96 | 164.94 | L:18'' W:3 1/8'' H:1'' | 1.2 |  | 18 | 3.125 | 1 | [7 empty] | No |  | No | [29 empty] | Plug In | 0 | 0 | 0 | 1 | 1 | 0 | 1 | 0 | 0 | 0 | 0 | 785652040610 | 19.5 | 3.5 | 1.5 | 1.5 | 0.059 | 65 | Yes | 6 | 10785652040617 | 21 | 9.5 | 4 | 9.8 | 0.462 | Yes |  | cETL Damp | LED UNDERCAB 18IN 2700K-15 | Vivid LED Undercabinet 18in 2700K White |  | 49276S-15.jpg | 49276S.jpg
49277S-15 | Vivid LED Undercabinet 24in 2700K White | The Vivid LED Self Contained Undercabinet series by Sea Gull Lighting brings the classic xenon or fluorescent under cabinet light to the next level of sophistication. Using high quality LED technology, these fixtures achieve great light output and a high level of energy efficiency at an extremely affordable price point. Available in 5 sizes (7.5”, 12”, 18”, 24” and 30”) and two finish options (White and Antique Bronze) for full versatility. With local on/off switches and the ability to be dimmed down to 10%, these fixtures work well for different activities or times of day. ENERGY STAR qualified. With efficacy well over 50 lumens/watt, fixtures are California CEC Title 24 certified. | UNDER CABINET | Vivid LED Undercabinet | Under Cabinet Lighting | White | 15 | [7 empty] | 1 | No | 1245 | 2700 | 90 | 20.6 | 120 | 19 - Integrated | LED - Array |  | 10 | 100 | LED | 20.6 | 20.6 | 50000 | 0 | [12 empty] | 65.98 | 131.96 | 197.94 | L:24'' W:3 1/8'' H:1'' | 1.9 |  | 24 | 3.125 | 1 | [7 empty] | No |  | No | [29 empty] | Plug In | 0 | 0 | 0 | 1 | 1 | 0 | 1 | 0 | 0 | 0 | 0 | 785652040696 | 25.25 | 3.5 | 1.5 | 2.1 | 0.077 | 65 | Yes | 6 | 10785652040693 | 26.75 | 9.25 | 4 | 13.2 | 0.573 | Yes |  | cETL Damp | LED UNDERCAB 24IN 2700K-15 | Vivid LED Undercabinet 24in 2700K White |  | 49277S-15.jpg | 49277S.jpg
49278S-15 | Vivid LED Undercabinet 30in 2700K White | The Vivid LED Self Contained Undercabinet series by Sea Gull Lighting brings the classic xenon or fluorescent under cabinet light to the next level of sophistication. Using high quality LED technology, these fixtures achieve great light output and a high level of energy efficiency at an extremely affordable price point. Available in 5 sizes (7.5”, 12”, 18”, 24” and 30”) and two finish options (White and Antique Bronze) for full versatility. With local on/off switches and the ability to be dimmed down to 10%, these fixtures work well for different activities or times of day. ENERGY STAR qualified. With efficacy well over 50 lumens/watt, fixtures are California CEC Title 24 certified. | UNDER CABINET | Vivid LED Undercabinet | Under Cabinet Lighting | White | 15 | [7 empty] | 1 | No | 1461 | 2700 | 90 | 26 | 120 | 19 - Integrated | LED - Array |  | 10 | 100 | LED | 26 | 26 | 50000 | 0 | [12 empty] | 74.98 | 149.96 | 224.94 | L:30'' W:3 1/8'' H:1'' | 2 |  | 30 | 3.125 | 1 | [7 empty] | No |  | No | [29 empty] | Plug In | 0 | 0 | 0 | 1 | 1 | 0 | 1 | 0 | 0 | 0 | 0 | 785652040726 | 31.5 | 3.5 | 1.5 | 2.5 | 0.096 | 65 | Yes | 6 | 10785652040723 | 32.75 | 9.5 | 4 | 15.6 | 0.72 | Yes |  | cETL Damp | LED UNDERCAB 30IN 2700K-15 | Vivid LED Undercabinet 30in 2700K White |  | 49278S-15.jpg | 49278S.jpg
4933193S-710 | LED Wall Sconce |  | WALL SCONCE | Truss | Wall / Bath Lighting | Burnt Sienna | 710 | Steel |  |  |  | Satin White Acrylic |  |  | 1 | No | 1000 | 3000 | 90 | 14 | 120 | 19 - Integrated | MODS - Modules |  | 5 | 100 | LED | 14 | 14 | 50000 | 0 | [12 empty] | 85.98 | 171.96 | 257.94 | W:7 1/2'' H:13 1/2'' E:3 1/4'' | 2.2 |  |  | 7.5 | 13.5 | Wall / Bath |  |  |  |  | 3.25 |  | No |  | No | [21 empty] | DP:2'' W:7 1/2'' H:13 1/2'' OB UP:6 3/4'' Rectangular |  |  |  | 6.5 | Black/White |  |  | Hardwired | 1 | 0 | 0 | 0 | 1 | 0 | 0 | 0 | 0 | 0 | 0 | 785652064227 | 16.5 | 10.625 | 5.875 | 3.2 | 0.596 | 175 | Yes | 4 | 10785652064224 | 23.5 | 17.5 | 11.625 | 14.1 | 2.767 | Yes |  | cETL Damp | LED WALL SCONCE-710 | LED Wall Sconce |  | 4933193S-710.jpg | 49331ble.jpg
4933593S-962 | LED Wall Sconce |  | WALL SCONCE | Ravel | Wall / Bath Lighting | Brushed Nickel | 962 | Steel |  |  |  | Satin White Acrylic |  |  | 1 | No | 1000 | 3000 | 90 | 14 | 120 | 19 - Integrated | MODS - Modules |  | 5 | 100 | LED | 14 | 14 | 50000 | 0 | [12 empty] | 93.98 | 187.96 | 281.94 | W:9 1/2'' H:10 1/2'' E:4'' | 3.2 |  |  | 9.5 | 10.5 | Wall / Bath |  |  |  |  | 4 |  | No |  | No | [21 empty] | DP:1'' W:7 1/4'' H:10 1/2'' OB UP:5 1/4'' Rectangular |  |  |  | 6.5 | Black/White |  |  | Hardwired | 1 | 0 | 0 | 0 | 1 | 0 | 0 | 0 | 0 | 0 | 0 | 785652064234 | 11.5 | 5.5 | 13.7 | 3.125 | 0.501 | 125 | Yes | 4 | 10785652064231 | 23 | 12.75 | 14.5 | 14.45 | 2.461 | Yes |  | cETL Damp | LED WALL SCONCE-962 | LED Wall Sconce |  | 4933593S-962.jpg | 49335ble.jpg
4934093S-962 | LED Wall Sconce |  | WALL SCONCE | Faron | Wall / Bath Lighting | Brushed Nickel | 962 | Steel |  |  |  | Satin White Acrylic |  |  | 1 | No | 1000 | 3000 | 90 | 14 | 120 | 19 - Integrated | MODS - Modules |  | 5 | 100 | LED | 14 | 14 | 50000 | 0 | [12 empty] | 93.98 | 187.96 | 281.94 | W:6'' H:12 1/2'' E:3 1/2'' | 2.4 |  |  | 6 | 12.5 | Wall / Bath |  |  |  |  | 3.5 |  | No |  | No | [21 empty] | DP:1'' W:5 1/4'' H:11'' OB UP:6 1/4'' Rectangular |  |  |  | 6.5 | Black/White |  |  | Hardwired | 1 | 0 | 0 | 0 | 1 | 0 | 0 | 0 | 0 | 0 | 0 | 785652064241 | 16 | 9 | 6.5 | 3.4 | 0.542 | 125 | Yes | 4 | 10785652064248 | 25.75 | 17 | 9.5 | 14.6 | 2.407 | Yes |  | cETL Damp | LED WALL SCONCE-962 | LED Wall Sconce |  | 4934093S-962.jpg | 49340ble.jpg
49374S-15 | Vivid LED Undercabinet 7.5in 3000K White | The Vivid LED Self Contained Undercabinet series by Sea Gull Lighting brings the classic xenon or fluorescent under cabinet light to the next level of sophistication. Using high quality LED technology, these fixtures achieve great light output and a high level of energy efficiency at an extremely affordable price point. Available in 5 sizes (7.5”, 12”, 18”, 24” and 30”) and two finish options (White and Antique Bronze) for full versatility. With local on/off switches and the ability to be dimmed down to 10%, these fixtures work well for different activities or times of day. ENERGY STAR qualified. With efficacy well over 50 lumens/watt, fixtures are California CEC Title 24 certified. | UNDER CABINET | Vivid LED Undercabinet | Under Cabinet Lighting | White | 15 | [7 empty] | 1 | No | 343 | 3000 | 90 | 6.4 | 120 | 19 - Integrated | LED - Array |  | 10 | 100 | LED | 6.4 | 6.4 | 50000 | 0 | [12 empty] | 43.98 | 87.96 | 131.94 | L:7 1/2'' W:3 1/8'' H:1'' | 0.6 |  | 7.5 | 3.125 | 1 | [7 empty] | No |  | No | [29 empty] | Plug In | 0 | 0 | 0 | 1 | 1 | 0 | 1 | 0 | 0 | 0 | 0 | 785652040740 | 9 | 3.5 | 1.5 | 0.8 | 0.027 | 65 | Yes | 6 | 10785652040747 | 10 | 9.5 | 4 | 5.3 | 0.22 | Yes |  | cETL Damp | LED UNDERCAB 7.5IN 3000K-15 | Vivid LED Undercabinet 7.5in 3000K White |  | 49374S-15.jpg | 49374S.jpg
49375S-15 | Vivid LED Undercabinet 12in 3000K White | The Vivid LED Self Contained Undercabinet series by Sea Gull Lighting brings the classic xenon or fluorescent under cabinet light to the next level of sophistication. Using high quality LED technology, these fixtures achieve great light output and a high level of energy efficiency at an extremely affordable price point. Available in 5 sizes (7.5”, 12”, 18”, 24” and 30”) and two finish options (White and Antique Bronze) for full versatility. With local on/off switches and the ability to be dimmed down to 10%, these fixtures work well for different activities or times of day. ENERGY STAR qualified. With efficacy well over 50 lumens/watt, fixtures are California CEC Title 24 certified. | UNDER CABINET | Vivid LED Undercabinet | Under Cabinet Lighting | White | 15 | [7 empty] | 1 | No | 575 | 3000 | 90 | 9.7 | 120 | 19 - Integrated | LED - Array |  | 10 | 100 | LED | 9.7 | 9.7 | 50000 | 0 | [12 empty] | 49.98 | 99.96 | 149.94 | L:12'' W:3 1/8'' H:1'' | 1 |  | 12 | 3.125 | 1 | [7 empty] | No |  | No | [29 empty] | Plug In | 0 | 0 | 0 | 1 | 1 | 0 | 1 | 0 | 0 | 0 | 0 | 785652040771 | 13.5 | 3.5 | 1.5 | 1.2 | 0.041 | 65 | Yes | 6 | 10785652040778 | 14.75 | 9.5 | 4 | 7.5 | 0.324 | Yes |  | cETL Damp | LED UNDERCAB 12IN 3000K-15 | Vivid LED Undercabinet 12in 3000K White |  | 49375S-15.jpg | 49375S.jpg
49376S-15 | Vivid LED Undercabinet 18in 3000K White | The Vivid LED Self Contained Undercabinet series by Sea Gull Lighting brings the classic xenon or fluorescent under cabinet light to the next level of sophistication. Using high quality LED technology, these fixtures achieve great light output and a high level of energy efficiency at an extremely affordable price point. Available in 5 sizes (7.5”, 12”, 18”, 24” and 30”) and two finish options (White and Antique Bronze) for full versatility. With local on/off switches and the ability to be dimmed down to 10%, these fixtures work well for different activities or times of day. ENERGY STAR qualified. With efficacy well over 50 lumens/watt, fixtures are California CEC Title 24 certified. | UNDER CABINET | Vivid LED Undercabinet | Under Cabinet Lighting | White | 15 | [7 empty] | 1 | No | 900 | 3000 | 90 | 15.5 | 120 | 19 - Integrated | LED - Array |  | 10 | 100 | LED | 15.5 | 15.5 | 50000 | 0 | [12 empty] | 59.48 | 118.96 | 178.44 | L:18'' W:3 1/8'' H:1'' | 1.3 |  | 18 | 3.125 | 1 | [7 empty] | No |  | No | [29 empty] | Plug In | 0 | 0 | 0 | 1 | 1 | 0 | 1 | 0 | 0 | 0 | 0 | 785652040825 | 19.25 | 3.5 | 1.5 | 1.6 | 0.058 | 65 | Yes | 6 | 10785652040822 | 20.75 | 9.5 | 4 | 10.2 | 0.456 | Yes |  | cETL Damp | LED UNDERCAB 18IN 3000K-15 | Vivid LED Undercabinet 18in 3000K White |  | 49376S-15.jpg | 49376S.jpg
49377S-15 | Vivid LED Undercabinet 24in 3000K White | The Vivid LED Self Contained Undercabinet series by Sea Gull Lighting brings the classic xenon or fluorescent under cabinet light to the next level of sophistication. Using high quality LED technology, these fixtures achieve great light output and a high level of energy efficiency at an extremely affordable price point. Available in 5 sizes (7.5”, 12”, 18”, 24” and 30”) and two finish options (White and Antique Bronze) for full versatility. With local on/off switches and the ability to be dimmed down to 10%, these fixtures work well for different activities or times of day. ENERGY STAR qualified. With efficacy well over 50 lumens/watt, fixtures are California CEC Title 24 certified. | UNDER CABINET | Vivid LED Undercabinet | Under Cabinet Lighting | White | 15 | [7 empty] | 1 | No | 1245 | 3000 | 90 | 20.6 | 120 | 19 - Integrated | LED - Array |  | 10 | 100 | LED | 20.6 | 20.6 | 50000 | 0 | [12 empty] | 71.48 | 142.96 | 214.44 | L:24'' W:3 1/8'' H:1'' | 1.8 |  | 24 | 3.125 | 1 | [7 empty] | No |  | No | [29 empty] | Plug In | 0 | 0 | 0 | 1 | 1 | 0 | 1 | 0 | 0 | 0 | 0 | 785652040887 | 25.25 | 3.5 | 1.5 | 2.1 | 0.077 | 65 | Yes | 6 | 10785652040884 | 27 | 9 | 4 | 13.2 | 0.563 | Yes |  | cETL Damp | LED UNDERCAB 24IN 3000K-15 | Vivid LED Undercabinet 24in 3000K White |  | 49377S-15.jpg | 49377S.jpg
49378S-15 | Vivid LED Undercabinet 30in 3000K White | The Vivid LED Self Contained Undercabinet series by Sea Gull Lighting brings the classic xenon or fluorescent under cabinet light to the next level of sophistication. Using high quality LED technology, these fixtures achieve great light output and a high level of energy efficiency at an extremely affordable price point. Available in 5 sizes (7.5”, 12”, 18”, 24” and 30”) and two finish options (White and Antique Bronze) for full versatility. With local on/off switches and the ability to be dimmed down to 10%, these fixtures work well for different activities or times of day. ENERGY STAR qualified. With efficacy well over 50 lumens/watt, fixtures are California CEC Title 24 certified. | UNDER CABINET | Vivid LED Undercabinet | Under Cabinet Lighting | White | 15 | [7 empty] | 1 | No | 1461 | 3000 | 90 | 26 | 120 | 19 - Integrated | LED - Array |  | 10 | 100 | LED | 26 | 26 | 50000 | 0 | [12 empty] | 80.98 | 161.96 | 242.94 | L:30'' W:3 1/8'' H:1'' | 2.1 |  | 30 | 3.125 | 1 | [7 empty] | No |  | No | [29 empty] | Plug In | 0 | 0 | 0 | 1 | 1 | 0 | 1 | 0 | 0 | 0 | 0 | 785652040948 | 31.25 | 3.5 | 1.5 | 2.6 | 0.095 | 65 | Yes | 6 | 10785652040945 | 32.5 | 9.5 | 4 | 16.3 | 0.715 | Yes |  | cETL Damp | LED UNDERCAB 30IN 3000K-15 | Vivid LED Undercabinet 30in 3000K White |  | 49378S-15.jpg | 49378S.jpg
4940EN3-68 | Three Light Wall / Bath | These efficient fixtures utilize a white acrylic diffuser for shatter resistance. They are U.L. listed for damp locations and meet ADA requirements for accessibility. | BATH | Pillow Lens | Wall / Bath Lighting | White Plastic | 68 |  |  |  |  | White Plastic Acrylic | 3 Medium A19 9.3w |  | 3 | Yes | [14 empty] | 0 | [12 empty] | 122.55 | 245.1 | 367.65 | W:25 3/4'' H:6 3/4'' E:3 1/2'' | 2.45 |  |  | 25.75 | 6.75 | Other |  |  |  |  | 3.5 |  | No |  | No | [25 empty] | 6.5 | Black/White |  |  | Hardwired | 1 | 0 | 0 | 1 | 1 | 0 | 0 | 0 | 0 | 0 | 0 | 785652065309 | 27.18 | 10.5 | 7 | 3.2 | 1.156 | 250 | Yes | [8 empty] | UL Damp | cUL Damp | PILLOW LENS 3L BATH-68 | Three Light Wall / Bath |  | 4940EN3-68.png | 4940EN3.jpg
49430L-57 | NEO CLASSIC Two Light Quad Pin ADA Wall Sconce | Our ADA wall sconce designs with incandescent and LED lamping options meet ADA compliance standards for low-profile extension off the wall, while providing you many style options. Perfect for commercial, multi-family residential and various other situations were accessibility is a concern. | Fluorescent Wall/Bath/Vanity | ADA Wall Sconces | Wall / Bath Lighting | Weathered Pewter | 57 | [5 empty] | 1 GU24 Self Ballasted CFL 13w |  | 1 | Yes | [27 empty] | 59 | 118 | 177 | [13 empty] | No |  | No | [30 empty] | 1 | 0 | 1 | 0 | 0 | 0 | 0 | 0 | 0 | 0 | 0 | 785652228636 | [17 empty] | NEO CLASSIC Two Light Quad Pin ADA Wall Sconce | Two Light Wall Sconce |  | 49430L-57.jpg | 49430L.jpg
4975BLE-15 | 12.25" Self-Contained Fluorescent | Ambiance Self-Contained Fluorescent Lighting is designed with quality and performance in mind. The low profile design is optimal for confined areas. High performance electronic ballasts and T5 lamps provide instant-on, flicker-free light. Contains multiple knockouts for ease of installation and linking units together. | UNDER CABINET | Self-Contained Fluorescent Lighting | Under Cabinet Lighting | White | 15 |  |  |  |  | White Acrylic |  |  | 1 | No | 390 | 3000 | 82 | 8 | 120 | O - Mini Bi-Pin | 28 - Tri-Phosphor T-5 |  |  |  | Fluorescent | 8 | 8 | 10000 | 0 | [12 empty] | 36.98 | 73.96 | 110.94 | L:12 1/4'' W:5'' H:1'' | 1.5 |  | 12.25 | 5 | 1 | Key Slots | [6 empty] | No |  | No | [30 empty] | 0 | 0 | 1 | 0 | 1 | 0 | 0 | 0 | 0 | 0 | 0 | 785652049750 | 12.5 | 5.5 | 1.75 | 2 | 0.07 | 65 | Yes | 6 | 10785652049757 | 13 | 12 | 6.25 | 12.9 | 0.564 | Yes | UL Damp | cUL Damp | 12.25 IN T5 UNDERCABINET-15 | One Light Under Cabinet |  | 4975BLE-15.jpg | 4975BLE.jpg
4976BLE-15 | 21.25" Self-Contained Fluorescent | Ambiance Self-Contained Fluorescent Lighting is designed with quality and performance in mind. The low profile design is optimal for confined areas. High performance electronic ballasts and T5 lamps provide instant-on, flicker-free light. Contains multiple knockouts for ease of installation and linking units together. | UNDER CABINET | Self-Contained Fluorescent Lighting | Under Cabinet Lighting | White | 15 |  |  |  |  | White Acrylic |  |  | 1 | No | 855 | 3000 | 82 | 13 | 120 | O - Mini Bi-Pin | 28 - Tri-Phosphor T-5 |  |  |  | Fluorescent | 13 | 13 | 10000 | 0 | [12 empty] | 44.48 | 88.96 | 133.44 | L:21 1/4'' W:5'' H:1'' | 2.5 |  | 21.25 | 5 | 1 | Key Slots | [6 empty] | No |  | No | [30 empty] | 0 | 0 | 1 | 0 | 1 | 0 | 0 | 0 | 0 | 0 | 0 | 785652049767 | 22 | 6 | 2.4 | 3.4 | 0.183 | 70 | Yes | 6 | 10785652049764 | 22.18 | 12.5 | 6.38 | 22.85 | 1.024 | Yes | UL Damp | cUL Damp | 21.25 IN T5 UNDERCABINET-15 | One Light Under Cabinet |  | 4976BLE-15.jpg | 4976BLE.jpg
4977BLE-15 | 24.25" Self-Contained Fluorescent | Ambiance Self-Contained Fluorescent Lighting is designed with quality and performance in mind. The low profile design is optimal for confined areas. High performance electronic ballasts and T5 lamps provide instant-on, flicker-free light. Contains multiple knockouts for ease of installation and linking units together. | UNDER CABINET | Self-Contained Fluorescent Lighting | Under Cabinet Lighting | White | 15 |  |  |  |  | White Acrylic |  |  | 2 | No | 780 | 3000 | 82 | 16 | 120 | O - Mini Bi-Pin | 28 - Tri-Phosphor T-5 |  |  |  | Fluorescent | 16 | 16 | 10000 | 0 | [12 empty] | 61.48 | 122.96 | 184.44 | L:24 1/2'' W:5'' H:1'' | 2.8 |  | 24.5 | 5 | 1 | Key Slots | [6 empty] | No |  | No | [30 empty] | 0 | 0 | 1 | 0 | 1 | 0 | 0 | 0 | 0 | 0 | 0 | 785652049774 | 24.75 | 5.5 | 1.75 | 3.7 | 0.138 | 65 | Yes | 6 | 10785652049771 | 25.5 | 12 | 6.25 | 23.75 | 1.107 | Yes | C-UL-US Damp |  | 24.25 IN 2L T5 UNDERCABINET-15 | Two Light Under Cabinet |  | 4977BLE-15.jpg | 4977BLE.jpg
4978BLE-15 | 33.5" Self-Contained Fluorescent | Ambiance Self-Contained Fluorescent Lighting is designed with quality and performance in mind. The low profile design is optimal for confined areas. High performance electronic ballasts and T5 lamps provide instant-on, flicker-free light. Contains multiple knockouts for ease of installation and linking units together. | UNDER CABINET | Self-Contained Fluorescent Lighting | Under Cabinet Lighting | White | 15 |  |  |  |  | White Acrylic |  |  | 2 | No | 1245 | 3000 | 82 | 21 | 120 | O - Mini Bi-Pin | 28 - Tri-Phosphor T-5 |  |  |  | Fluorescent | 21 | 21 | 10000 | 0 | [12 empty] | 57 | 114 | 171 | L:33 1/2'' W:5'' H:1'' | 3.6 |  | 33.5 | 5 | 1 | Key Slots | [6 empty] | No |  | No | [30 empty] | 0 | 0 | 1 | 0 | 1 | 0 | 0 | 0 | 0 | 0 | 0 | 785652049781 | 34.5 | 12.58 | 6.25 | 4.2 | 1.57 | 60 | Yes | 6 | 10785652049788 | 33.75 | 5.5 | 1.78 | 27.15 | 0.191 | Yes | UL Damp | cUL Damp | Undercabinet Two Light Fluorescent White Finish | Two Light Under Cabinet |  | 4978BLE-15.jpg | 4978BLE.jpg
5102506-112 | Six Light Pendant |  | LINE VOLTAGE PENDANT | Mellita | Pendants | Midnight Black | 112 | Steel | Satin Etched Glass | D:7.5" W:0.125" |  |  | 6 Candelabra Torpedo 40w |  | 6 | No | [14 empty] | 0 | [12 empty] | 199.5 | 399 | 598.5 | D:21'' H:15 1/2'' O:54'' |  | 21 |  |  | 15.5 | Screw Collar - Chain |  |  | 54 |  |  |  | No |  | No | [20 empty] | D:5'' H:3/4'' Round |  |  |  |  | 72 | Black | 36 |  | Hardwired | 0 | 0 | 0 | 0 | 1 | 0 | 0 | 1 | 0 | 0 | 0 | 785652077487 | 27 | 27 | 18 | 23.7 | 7.594 | 250 | Yes | [9 empty] | cETL Damp | MELLITA 6L PENDANT-112 | Six Light Pendant |  | 5102506-112.jpg | 5102506.jpg
5102506-848 | Six Light Pendant |  | LINE VOLTAGE PENDANT | Mellita | Pendants | Satin Bronze | 848 | Steel | Satin Etched Glass | D:7.5" W:0.125" |  |  | 6 Candelabra Torpedo 40w |  | 6 | No | [14 empty] | 0 | [12 empty] | 199.5 | 399 | 598.5 | D:21'' H:15 1/2'' O:54'' |  | 21 |  |  | 15.5 | Screw Collar - Chain |  |  | 54 |  |  |  | No |  | No | [20 empty] | D:5'' H:3/4'' Round |  |  |  |  | 72 | Gold | 36 |  | Hardwired | 0 | 0 | 0 | 0 | 1 | 0 | 0 | 1 | 0 | 0 | 0 | 785652077494 | 27 | 27 | 18 | 23.7 | 7.594 | 250 | Yes | [9 empty] | cETL Damp | MELLITA 6L PENDANT-848 | Six Light Pendant |  | 5102506-848.jpg | 5102506.jpg
5102506EN-112 | Six Light Pendant |  | LINE VOLTAGE PENDANT | Mellita | Pendants | Midnight Black | 112 | Steel | Satin Etched Glass | D:7.5" W:0.125" |  |  | 6 Candelabra Torpedo 3.5w |  | 6 | Yes | [14 empty] | 0 | [12 empty] | 234.5 | 469 | 703.5 | D:21'' H:15 1/2'' O:54'' |  | 21 |  |  | 15.5 | Screw Collar - Chain |  |  | 54 |  |  |  | No |  | No | [20 empty] | D:5'' H:3/4'' Round |  |  |  |  | 72 | Black | 36 |  | Hardwired | 0 | 0 | 0 | 1 | 1 | 0 | 0 | 0 | 0 | 0 | 0 | 785652081026 | [16 empty] | cETL Damp | MELLITA 6L PENDANT-112 | Six Light Pendant |  | 5102506EN-112.jpg | 5102506EN.jpg
5102506EN-848 | Six Light Pendant |  | LINE VOLTAGE PENDANT | Mellita | Pendants | Satin Bronze | 848 | Steel | Satin Etched Glass | D:7.5" W:0.125" |  |  | 6 Candelabra Torpedo 3.5w |  | 6 | Yes | [14 empty] | 0 | [12 empty] | 234.5 | 469 | 703.5 | D:21'' H:15 1/2'' O:54'' |  | 21 |  |  | 15.5 | Screw Collar - Chain |  |  | 54 |  |  |  | No |  | No | [20 empty] | D:5'' H:3/4'' Round |  |  |  |  | 72 | Gold | 36 |  | Hardwired | 0 | 0 | 0 | 1 | 1 | 0 | 0 | 0 | 0 | 0 | 0 | 785652081033 | [16 empty] | cETL Damp | MELLITA 6L PENDANT-848 | Six Light Pendant |  | 5102506EN-848.jpg | 5102506EN.jpg
51035-962 | One Light Hall / Foyer | The Metropolis collection from Sea Gull Lighting delivers a subtle urban feel that's not overwhelming. The simple, softly curved design takes a dramatic turn with a rich Brushed Nickel finish and Satin Etched glass. Use Metropolis to coordinate with a wide range of interior design, from traditional to eclectic to add a level of eye catching shapes and texture. The assortment includes five-light and three-light chandeliers, pendants in three sizes, a flush mount ceiling fixture and a one-light up-light wall sconce. Both incandescent lamping and ENERGY STAR-qualified LED lamping are available. All fixtures are California Title 24 compliant. | CEILING | Metropolis | Ceiling Lights | Brushed Nickel | 962 | Steel | Satin Etched Glass | D:8" |  |  | 1 Medium A19 100w |  | 1 | No | [14 empty] | 0 | [12 empty] | 45.5 | 91 | 136.5 | D:8 1/2'' H:14'' O:136'' | 4.8 | 8.5 |  |  | 14 | Cap Nuts |  | 12.25 | 136 |  |  |  | No |  | No | [20 empty] | D:5'' H:1'' Round |  |  |  |  | 144 | Clear | 120 | N/A | Hardwired | 0 | 0 | 0 | 0 | 1 | 0 | 0 | 1 | 1 | 0 | 0 | 785652510342 | 16 | 10 | 9.5 | 6 | 0.88 | 125 | Yes | [8 empty] | UL Dry | cUL Dry | METROPOLIS 1L FOYER-962 | One Light Hall / Foyer |  | 51035-962.jpg | 51035.jpg
51035EN3-962 | One Light Semi-Flush Convertible Pendant | The Metropolis collection from Sea Gull Lighting delivers a subtle urban feel that's not overwhelming. The simple, softly curved design takes a dramatic turn with a rich Brushed Nickel finish and Satin Etched glass. Use Metropolis to coordinate with a wide range of interior design, from traditional to eclectic to add a level of eye catching shapes and texture. The assortment includes five-light and three-light chandeliers, pendants in three sizes, a flush mount ceiling fixture and a one-light up-light wall sconce. Both incandescent lamping and ENERGY STAR-qualified LED lamping are available. All fixtures are California Title 24 compliant. | CEILING | Metropolis | Ceiling Lights | Brushed Nickel | 962 | Steel | Satin Etched Glass | D:8" |  |  | 1 Medium A19 9.3w |  | 1 | Yes | [14 empty] | 0 | [12 empty] | 58 | 116 | 174 | D:8 1/2'' H:14'' O:136'' | 4.8 | 8.5 |  |  | 14 | Dual Mount |  | 12.25 | 136 |  |  |  | No |  | No | [20 empty] | D:5'' H:1'' Round |  |  |  |  | 144 | Clear | 120 | N/A | Hardwired | 0 | 0 | 0 | 1 | 1 | 0 | 0 | 0 | 0 | 0 | 0 | 785652050275 | 16 | 10 | 9.5 | 6 | 0.88 | 125 | Yes | [8 empty] | ETL Dry | cETL Dry | METROPOLIS 1L FOYER-962 | One Light Semi-Flush Convertible Pendant |  | 51035EN3-962.jpg | 51035.jpg
5106712-112 | Small Twelve Light Chandelier |  | CHANDELIERS | Wyn | Chandeliers | Midnight Black | 112 | Steel |  |  |  |  | 12 Candelabra Torpedo 60w |  | 12 | No | [14 empty] | 0 | [12 empty] | 149.5 | 299 | 448.5 | L:29 3/8'' W:29 3/8'' H:17'' O:61'' |  |  | 29.375 | 29.375 | 17 | Screw Collar - Stem |  |  | 61 |  |  |  | No |  | No | [20 empty] | D:5'' H:3/4'' Round |  |  |  |  | 120 | Black |  |  | Hardwired | 0 | 0 | 0 | 0 | 1 | 0 | 0 | 1 | 0 | 0 | 0 | 785652077500 | 35.5 | 24 | 9.5 | 14.2 | 4.684 | 250 | Yes | [9 empty] | cETL Damp | WYN 12L SMALL CHAND-112 | Small Twelve Light Chandelier |  | 5106712-112.jpg | 5106712.jpg
5106712EN-112 | Small Twelve Light Chandelier |  | CHANDELIERS | Wyn | Chandeliers | Midnight Black | 112 | Steel |  |  |  |  | 12 Candelabra Torpedo 3.5w |  | 12 | Yes | [14 empty] | 0 | [12 empty] | 219.5 | 439 | 658.5 | L:29 3/8'' W:29 3/8'' H:17'' O:61'' |  |  | 29.375 | 29.375 | 17 | Screw Collar - Stem |  |  | 61 |  |  |  | No |  | No | [20 empty] | D:5'' H:3/4'' Round |  |  |  |  | 120 | Black |  |  | Hardwired | 0 | 0 | 0 | 1 | 1 | 0 | 0 | 0 | 0 | 0 | 0 | 785652081064 | [16 empty] | cETL Damp | WYN 12L SMALL CHAND-112 | Small Twelve Light Chandelier |  | 5106712EN-112.jpg | 5106712EN.jpg
51121-820 | Eight Light Hall / Foyer | The Del Prato collection by Sea Gull Lighting has a rustic transitional style making it a great choice for all décor styles. Sweeping curves add interest without complication. Coordinate Del Prato in the Chestnut Bronze finish with earth tone walls for an added level of sophistication. The Seeded, Acid-Etched glass shades with a Café Tint contribute to the overall impact as well. The assortment includes nine-light and five-light chandeliers, pendants in five sizes, both flush and semi-flush ceiling fixtures, as well as one-light, two-light, three-light and four-light wall/bath fixtures. Most of these fixtures easily convert to LED by purchasing LED replacement lamps sold separately. | LINE VOLTAGE PENDANT | Del Prato | Pendants | Chestnut Bronze | 820 | Resin / Steel |  |  |  |  | 8 Candelabra Torpedo 60w |  | 8 | No | [14 empty] | 0 | [12 empty] | 442.5 | 885 | 1327.5 | D:21 1/4'' H:43 1/4'' O:166 1/2'' | 23.7 | 21.25 |  |  | 43.25 | Center Lock-Up |  |  | 166.5 |  |  |  | No |  | No | [20 empty] | D:6'' DP:1 5/8'' Round |  |  |  |  | 144 | Brown | 120 | N/A | Hardwired | 0 | 0 | 0 | 0 | 1 | 0 | 0 | 1 | 1 | 0 | 0 | 785652075841 | 18.25 | 15.5 | 39.5 | 33.85 | 6.466 | 175 | Yes | [8 empty] | UL Dry | cUL Dry | DEL PRATO 8L FOYER-820 | Eight Light Hall / Foyer |  | 51121-820.jpg | 51121.jpg
51121EN-820 | Eight Light Hall / Foyer | The Del Prato collection by Sea Gull Lighting has a rustic transitional style making it a great choice for all décor styles. Sweeping curves add interest without complication. Coordinate Del Prato in the Chestnut Bronze finish with earth tone walls for an added level of sophistication. The Seeded, Acid-Etched glass shades with a Café Tint contribute to the overall impact as well. The assortment includes nine-light and five-light chandeliers, pendants in five sizes, both flush and semi-flush ceiling fixtures, as well as one-light, two-light, three-light and four-light wall/bath fixtures. Most of these fixtures easily convert to LED by purchasing LED replacement lamps sold separately. | LINE VOLTAGE PENDANT | Del Prato | Pendants | Chestnut Bronze | 820 | Resin / Steel |  |  |  |  | 8 Candelabra Torpedo 3.5w |  | 8 | Yes | [14 empty] | 0 | [12 empty] | 454.8 | 909.6 | 1364.4 | D:21 1/4'' H:43 1/4'' O:166 1/2'' | 23.7 | 21.25 |  |  | 43.25 | Center Lock-Up |  |  | 166.5 |  |  |  | No |  | No | [20 empty] | D:6'' DP:1 5/8'' Round |  |  |  |  | 144 | Brown | 120 | N/A | Hardwired | 0 | 0 | 0 | 1 | 1 | 0 | 0 | 0 | 1 | 0 | 0 | 785652030635 | 18.25 | 15.5 | 39.5 | 33.85 | 6.466 | 175 | Yes | [8 empty] | UL Dry | cUL Dry | DEL PRATO 8L FOYER-820 | Eight Light Hall / Foyer |  | 51121EN-820.jpg | 51121.jpg
5115004-05 | Medium Four Light Hall / Foyer | The transitional Perryton pendant light collection by Sea Gull Lighting is inspired by stately, carriage lanterns. The updated open frame is formed with sleek square steel tubing, and each pendant is a generously proportioned, minimalist silhouette completed in either textured Blacksmith or Heirloom Bronze finishes. Offered are small and large four-light hall/foyer pendants, an eight-light hall/foyer pendant and an eight-light island pendant. Incandescent candelabra base lamping. Damp rated, Perryton is also ideal as a focal point on a covered patio or porch. | LINE VOLTAGE PENDANT | Perryton | Pendants | Chrome | 5 | Steel |  |  |  |  | 4 Candelabra Torpedo 60w |  | 4 | No | [14 empty] | 0 | [12 empty] | 163.45 | N/A | 490.35 | L:15 1/2'' W:15 1/2'' H:23 1/4'' O:69 3/4'' | 9 |  | 15.5 | 15.5 | 23.25 | Center Lock-Up |  |  | 69.75 |  |  |  | No |  | No | [20 empty] | D:5'' H:3/4'' Round |  |  |  |  | 120 | Clear Silver |  |  | Hardwired | 0 | 0 | 0 | 0 | 1 | 0 | 0 | 0 | 0 | 0 | 0 | 785652078323 | 29.75 | 21.75 | 21.75 | 15.5 | 8.144 | 300 | Yes | [9 empty] | cETL Damp | PERRYTON 4L FOYER-05 | Medium Four Light Hall / Foyer |  | 5115004-05.jpg | 5115004.jpg
5115004-782 | Medium Four Light Hall / Foyer | The transitional Perryton pendant light collection by Sea Gull Lighting is inspired by stately, carriage lanterns. The updated open frame is formed with sleek square steel tubing, and each pendant is a generously proportioned, minimalist silhouette completed in either textured Blacksmith or Heirloom Bronze finishes. Offered are small and large four-light hall/foyer pendants, an eight-light hall/foyer pendant and an eight-light island pendant. Incandescent candelabra base lamping. Damp rated, Perryton is also ideal as a focal point on a covered patio or porch. | LINE VOLTAGE PENDANT | Perryton | Pendants | Heirloom Bronze | 782 | Steel |  |  |  |  | 4 Candelabra Torpedo 60w |  | 4 | No | [14 empty] | 0 | [12 empty] | 169.98 | N/A | 509.94 | L:15 1/2'' W:15 1/2'' H:23 1/4'' O:69 3/4'' | 9 |  | 15.5 | 15.5 | 23.25 | Center Lock-Up |  |  | 69.75 |  |  |  | No |  | No | [20 empty] | D:5'' H:3/4'' Round |  |  |  |  | 120 | Brown |  |  | Hardwired | 0 | 0 | 0 | 0 | 1 | 0 | 0 | 0 | 0 | 0 | 0 | 785652059599 | 27 | 18.5 | 18.25 | 11.2 | 5.275 | 250 | Yes | [9 empty] | cETL Damp | PERRYTON 4L FOYER-782 | Medium Four Light Hall / Foyer |  | 5115004-782.png | 5115004.jpg
5115004-839 | Medium Four Light Hall / Foyer | The transitional Perryton pendant light collection by Sea Gull Lighting is inspired by stately, carriage lanterns. The updated open frame is formed with sleek square steel tubing, and each pendant is a generously proportioned, minimalist silhouette completed in either textured Blacksmith or Heirloom Bronze finishes. Offered are small and large four-light hall/foyer pendants, an eight-light hall/foyer pendant and an eight-light island pendant. Incandescent candelabra base lamping. Damp rated, Perryton is also ideal as a focal point on a covered patio or porch. | LINE VOLTAGE PENDANT | Perryton | Pendants | Blacksmith | 839 | Steel |  |  |  |  | 4 Candelabra Torpedo 60w |  | 4 | No | [14 empty] | 0 | [12 empty] | 169.98 | N/A | 509.94 | L:15 1/2'' W:15 1/2'' H:23 1/4'' O:69 3/4'' | 9 |  | 15.5 | 15.5 | 23.25 | Center Lock-Up |  |  | 69.75 |  |  |  | No |  | No | [20 empty] | D:5'' H:3/4'' Round |  |  |  |  | 120 | Black |  |  | Hardwired | 0 | 0 | 0 | 0 | 1 | 0 | 0 | 0 | 0 | 0 | 0 | 785652108334 | 27 | 18.5 | 18.25 | 10.7 | 5.275 | 250 | Yes | [9 empty] | cETL Damp | PERRYTON 4L FOYER-839 | Medium Four Light Hall / Foyer |  | 5115004-839.png | 5115004.jpg
5115004-848 | Medium Four Light Hall / Foyer | The transitional Perryton pendant light collection by Sea Gull Lighting is inspired by stately, carriage lanterns. The updated open frame is formed with sleek square steel tubing, and each pendant is a generously proportioned, minimalist silhouette completed in either textured Blacksmith or Heirloom Bronze finishes. Offered are small and large four-light hall/foyer pendants, an eight-light hall/foyer pendant and an eight-light island pendant. Incandescent candelabra base lamping. Damp rated, Perryton is also ideal as a focal point on a covered patio or porch. | LINE VOLTAGE PENDANT | Perryton | Pendants | Satin Bronze | 848 | Steel |  |  |  |  | 4 Candelabra Torpedo 60w |  | 4 | No | [14 empty] | 0 | [12 empty] | 163.45 | N/A | 490.35 | L:15 1/2'' W:15 1/2'' H:23 1/4'' O:69 3/4'' | 9 |  | 15.5 | 15.5 | 23.25 | Center Lock-Up |  |  | 69.75 |  |  |  | No |  | No | [20 empty] | D:5'' H:3/4'' Round |  |  |  |  | 120 | Clear Gold |  |  | Hardwired | 0 | 0 | 0 | 0 | 1 | 0 | 0 | 0 | 0 | 0 | 0 | 785652078330 | 27 | 18.5 | 18.25 | 11.2 | 5.275 | 250 | Yes | [9 empty] | cETL Damp | PERRYTON 4L FOYER-848 | Medium Four Light Hall / Foyer |  | 5115004-848.jpg | 5115004.jpg
5115004EN-05 | Medium Four Light Hall / Foyer | The transitional Perryton pendant light collection by Sea Gull Lighting is inspired by stately, carriage lanterns. The updated open frame is formed with sleek square steel tubing, and each pendant is a generously proportioned, minimalist silhouette completed in either textured Blacksmith or Heirloom Bronze finishes. Offered are small and large four-light hall/foyer pendants, an eight-light hall/foyer pendant and an eight-light island pendant. Incandescent candelabra base lamping. Damp rated, Perryton is also ideal as a focal point on a covered patio or porch. | LINE VOLTAGE PENDANT | Perryton | Pendants | Chrome | 5 | Steel |  |  |  |  | 4 Candelabra Torpedo 3.5w |  | 4 | Yes | [14 empty] | 0 | [12 empty] | 182.95 | 365.9 | 548.85 | L:15 1/2'' W:15 1/2'' H:23 1/4'' O:69 3/4'' | 9 |  | 15.5 | 15.5 | 23.25 | Center Lock-Up |  |  | 69.75 |  |  |  | No |  | No | [20 empty] | D:5'' H:3/4'' Round |  |  |  |  | 120 | Clear Silver |  |  | Hardwired | 0 | 0 | 0 | 1 | 1 | 0 | 0 | 0 | 0 | 0 | 0 | 785652082689 | 27 | 18.5 | 18.25 | 11.2 | 5.275 | 250 | Yes | [9 empty] | cETL Damp | PERRYTON 4L FOYER-05 | Medium Four Light Hall / Foyer |  | 5115004EN-05.jpg | 5115004EN.jpg
5115004EN-782 | Medium Four Light Hall / Foyer | The transitional Perryton pendant light collection by Sea Gull Lighting is inspired by stately, carriage lanterns. The updated open frame is formed with sleek square steel tubing, and each pendant is a generously proportioned, minimalist silhouette completed in either textured Blacksmith or Heirloom Bronze finishes. Offered are small and large four-light hall/foyer pendants, an eight-light hall/foyer pendant and an eight-light island pendant. Incandescent candelabra base lamping. Damp rated, Perryton is also ideal as a focal point on a covered patio or porch. | LINE VOLTAGE PENDANT | Perryton | Pendants | Heirloom Bronze | 782 | Steel |  |  |  |  | 4 Candelabra Torpedo 3.5w |  | 4 | Yes | [14 empty] | 0 | [12 empty] | 187.98 | N/A | 563.94 | L:15 1/2'' W:15 1/2'' H:23 1/4'' O:69 3/4'' | 9 |  | 15.5 | 15.5 | 23.25 | Center Lock-Up |  |  | 69.75 |  |  |  | No |  | No | [20 empty] | D:5'' H:3/4'' Round |  |  |  |  | 120 | Brown |  |  | Hardwired | 0 | 0 | 0 | 1 | 1 | 0 | 0 | 0 | 0 | 0 | 0 | 785652060137 | 27 | 18.5 | 18.25 | 11.2 | 5.275 | 250 | Yes | [9 empty] | cETL Damp | PERRYTON 4L FOYER-782 | Medium Four Light Hall / Foyer |  | 5115004EN-782.jpg | 5115004EN.jpg
5115004EN-839 | Medium Four Light Hall / Foyer | The transitional Perryton pendant light collection by Sea Gull Lighting is inspired by stately, carriage lanterns. The updated open frame is formed with sleek square steel tubing, and each pendant is a generously proportioned, minimalist silhouette completed in either textured Blacksmith or Heirloom Bronze finishes. Offered are small and large four-light hall/foyer pendants, an eight-light hall/foyer pendant and an eight-light island pendant. Incandescent candelabra base lamping. Damp rated, Perryton is also ideal as a focal point on a covered patio or porch. | LINE VOLTAGE PENDANT | Perryton | Pendants | Blacksmith | 839 | Steel |  |  |  |  | 4 Candelabra Torpedo 3.5w |  | 4 | Yes | [14 empty] | 0 | [12 empty] | 187.98 | N/A | 563.94 | L:15 1/2'' W:15 1/2'' H:23 1/4'' O:69 3/4'' | 9 |  | 15.5 | 15.5 | 23.25 | Center Lock-Up |  |  | 69.75 |  |  |  | No |  | No | [20 empty] | D:5'' H:3/4'' Round |  |  |  |  | 120 | Black |  |  | Hardwired | 0 | 0 | 0 | 1 | 1 | 0 | 0 | 0 | 0 | 0 | 0 | 785652030642 | 27 | 18.5 | 18.25 | 10.9 | 5.275 | 250 | Yes | [9 empty] | cETL Damp | PERRYTON 4L FOYER-839 | Medium Four Light Hall / Foyer |  | 5115004EN-839.jpg | 5115004.jpg
5115004EN-848 | Medium Four Light Hall / Foyer | The transitional Perryton pendant light collection by Sea Gull Lighting is inspired by stately, carriage lanterns. The updated open frame is formed with sleek square steel tubing, and each pendant is a generously proportioned, minimalist silhouette completed in either textured Blacksmith or Heirloom Bronze finishes. Offered are small and large four-light hall/foyer pendants, an eight-light hall/foyer pendant and an eight-light island pendant. Incandescent candelabra base lamping. Damp rated, Perryton is also ideal as a focal point on a covered patio or porch. | LINE VOLTAGE PENDANT | Perryton | Pendants | Satin Bronze | 848 | Steel |  |  |  |  | 4 Candelabra Torpedo 3.5w |  | 4 | Yes | [14 empty] | 0 | [12 empty] | 182.95 | 365.9 | 548.85 | L:15 1/2'' W:15 1/2'' H:23 1/4'' O:69 3/4'' | 9 |  | 15.5 | 15.5 | 23.25 | Center Lock-Up |  |  | 69.75 |  |  |  | No |  | No | [20 empty] | D:5'' H:3/4'' Round |  |  |  |  | 120 | Clear Gold |  |  | Hardwired | 0 | 0 | 0 | 1 | 1 | 0 | 0 | 0 | 0 | 0 | 0 | 785652082696 | 27 | 18.5 | 18.25 | 11.2 | 5.275 | 250 | Yes | [9 empty] | cETL Damp | PERRYTON 4L FOYER-848 | Medium Four Light Hall / Foyer |  | 5115004EN-848.jpg | 5115004EN.jpg
5115008-05 | Large Eight Light Hall / Foyer | The transitional Perryton pendant light collection by Sea Gull Lighting is inspired by stately, carriage lanterns. The updated open frame is formed with sleek square steel tubing, and each pendant is a generously proportioned, minimalist silhouette completed in either textured Blacksmith or Heirloom Bronze finishes. Offered are small and large four-light hall/foyer pendants, an eight-light hall/foyer pendant and an eight-light island pendant. Incandescent candelabra base lamping. Damp rated, Perryton is also ideal as a focal point on a covered patio or porch. | LINE VOLTAGE PENDANT | Perryton | Pendants | Chrome | 5 | Steel |  |  |  |  | 8 Candelabra Torpedo 60w |  | 8 | No | [14 empty] | 0 | [12 empty] | 250.95 | N/A | 752.85 | L:19'' W:19'' H:30 3/4'' O:77'' | 12.3 |  | 19 | 19 | 30.75 | Center Lock-Up |  |  | 77 |  |  |  | No |  | No | [20 empty] | D:5'' H:3/4'' Round |  |  |  |  | 120 | Clear Silver |  |  | Hardwired | 0 | 0 | 0 | 0 | 1 | 0 | 0 | 0 | 0 | 0 | 0 | 785652078347 | 34 | 22.25 | 21.75 | 16 | 9.522 | 300 | Yes | [9 empty] | cETL Damp | PERRYTON 8L FOYER-05 | Large Eight Light Hall / Foyer |  | 5115008-05.jpg | 5115008.jpg
5115008-782 | Large Eight Light Hall / Foyer | The transitional Perryton pendant light collection by Sea Gull Lighting is inspired by stately, carriage lanterns. The updated open frame is formed with sleek square steel tubing, and each pendant is a generously proportioned, minimalist silhouette completed in either textured Blacksmith or Heirloom Bronze finishes. Offered are small and large four-light hall/foyer pendants, an eight-light hall/foyer pendant and an eight-light island pendant. Incandescent candelabra base lamping. Damp rated, Perryton is also ideal as a focal point on a covered patio or porch. | LINE VOLTAGE PENDANT | Perryton | Pendants | Heirloom Bronze | 782 | Steel |  |  |  |  | 8 Candelabra Torpedo 60w |  | 8 | No | [14 empty] | 0 | [12 empty] | 257.48 | N/A | 772.44 | L:19'' W:19'' H:30 3/4'' O:77'' | 12.3 |  | 19 | 19 | 30.75 | Center Lock-Up |  |  | 77 |  |  |  | No |  | No | [20 empty] | D:5'' H:3/4'' Round |  |  |  |  | 120 | Brown |  |  | Hardwired | 0 | 0 | 0 | 0 | 1 | 0 | 0 | 0 | 0 | 0 | 0 | 785652059605 | 34 | 22.25 | 21.75 | 16 | 9.522 | 300 | Yes | [9 empty] | cETL Damp | PERRYTON 8L FOYER-782 | Large Eight Light Hall / Foyer |  | 5115008-782.png | 5115008.jpg
5115008-839 | Large Eight Light Hall / Foyer | The transitional Perryton pendant light collection by Sea Gull Lighting is inspired by stately, carriage lanterns. The updated open frame is formed with sleek square steel tubing, and each pendant is a generously proportioned, minimalist silhouette completed in either textured Blacksmith or Heirloom Bronze finishes. Offered are small and large four-light hall/foyer pendants, an eight-light hall/foyer pendant and an eight-light island pendant. Incandescent candelabra base lamping. Damp rated, Perryton is also ideal as a focal point on a covered patio or porch. | LINE VOLTAGE PENDANT | Perryton | Pendants | Blacksmith | 839 | Steel |  |  |  |  | 8 Candelabra Torpedo 60w |  | 8 | No | [14 empty] | 0 | [12 empty] | 257.48 | N/A | 772.44 | L:19'' W:19'' H:30 3/4'' O:77'' | 12.3 |  | 19 | 19 | 30.75 | Center Lock-Up |  |  | 77 |  |  |  | No |  | No | [20 empty] | D:5'' H:3/4'' Round |  |  |  |  | 120 | Black |  |  | Hardwired | 0 | 0 | 0 | 0 | 1 | 0 | 0 | 0 | 0 | 0 | 0 | 785652108341 | 34.25 | 22 | 21.75 | 15.3 | 9.484 | 300 | Yes | [9 empty] | cETL Damp | PERRYTON 8L FOYER-839 | Large Eight Light Hall / Foyer |  | 5115008-839.png | 5115008.jpg
5115008-848 | Large Eight Light Hall / Foyer | The transitional Perryton pendant light collection by Sea Gull Lighting is inspired by stately, carriage lanterns. The updated open frame is formed with sleek square steel tubing, and each pendant is a generously proportioned, minimalist silhouette completed in either textured Blacksmith or Heirloom Bronze finishes. Offered are small and large four-light hall/foyer pendants, an eight-light hall/foyer pendant and an eight-light island pendant. Incandescent candelabra base lamping. Damp rated, Perryton is also ideal as a focal point on a covered patio or porch. | LINE VOLTAGE PENDANT | Perryton | Pendants | Satin Bronze | 848 | Steel |  |  |  |  | 8 Candelabra Torpedo 60w |  | 8 | No | [14 empty] | 0 | [12 empty] | 250.95 | N/A | 752.85 | L:19'' W:19'' H:30 3/4'' O:77'' | 12.3 |  | 19 | 19 | 30.75 | Center Lock-Up |  |  | 77 |  |  |  | No |  | No | [20 empty] | D:5'' H:3/4'' Round |  |  |  |  | 120 | Clear Gold |  |  | Hardwired | 0 | 0 | 0 | 0 | 1 | 0 | 0 | 0 | 0 | 0 | 0 | 785652078354 | 34 | 22.25 | 21.75 | 16 | 9.522 | 300 | Yes | [9 empty] | cETL Damp | PERRYTON 8L FOYER-848 | Large Eight Light Hall / Foyer |  | 5115008-848.jpg | 5115008.jpg
5115008EN-05 | Large Eight Light Hall / Foyer | The transitional Perryton pendant light collection by Sea Gull Lighting is inspired by stately, carriage lanterns. The updated open frame is formed with sleek square steel tubing, and each pendant is a generously proportioned, minimalist silhouette completed in either textured Blacksmith or Heirloom Bronze finishes. Offered are small and large four-light hall/foyer pendants, an eight-light hall/foyer pendant and an eight-light island pendant. Incandescent candelabra base lamping. Damp rated, Perryton is also ideal as a focal point on a covered patio or porch. | LINE VOLTAGE PENDANT | Perryton | Pendants | Chrome | 5 | Steel |  |  |  |  | 8 Candelabra Torpedo 3.5w |  | 8 | Yes | [14 empty] | 0 | [12 empty] | 293.95 | 587.9 | 881.85 | L:19'' W:19'' H:30 3/4'' O:77'' | 12.3 |  | 19 | 19 | 30.75 | Center Lock-Up |  |  | 77 |  |  |  | No |  | No | [20 empty] | D:5'' H:3/4'' Round |  |  |  |  | 120 | Clear Silver |  |  | Hardwired | 0 | 0 | 0 | 1 | 1 | 0 | 0 | 0 | 0 | 0 | 0 | 785652082702 | 34 | 22.25 | 21.75 | 16 | 9.522 | 300 | Yes | [9 empty] | cETL Damp | PERRYTON 8L FOYER-05 | Large Eight Light Hall / Foyer |  | 5115008EN-05.jpg | 5115008EN.jpg
5115008EN-782 | Large Eight Light Hall / Foyer | The transitional Perryton pendant light collection by Sea Gull Lighting is inspired by stately, carriage lanterns. The updated open frame is formed with sleek square steel tubing, and each pendant is a generously proportioned, minimalist silhouette completed in either textured Blacksmith or Heirloom Bronze finishes. Offered are small and large four-light hall/foyer pendants, an eight-light hall/foyer pendant and an eight-light island pendant. Incandescent candelabra base lamping. Damp rated, Perryton is also ideal as a focal point on a covered patio or porch. | LINE VOLTAGE PENDANT | Perryton | Pendants | Heirloom Bronze | 782 | Steel |  |  |  |  | 8 Candelabra Torpedo 3.5w |  | 8 | Yes | [14 empty] | 0 | [12 empty] | 299.98 | N/A | 899.94 | L:19'' W:19'' H:30 3/4'' O:77'' | 12.3 |  | 19 | 19 | 30.75 | Center Lock-Up |  |  | 77 |  |  |  | No |  | No | [20 empty] | D:5'' H:3/4'' Round |  |  |  |  | 120 | Brown |  |  | Hardwired | 0 | 0 | 0 | 1 | 1 | 0 | 0 | 0 | 0 | 0 | 0 | 785652060144 | 34 | 22.25 | 21.75 | 16 | 9.522 | 300 | Yes | [9 empty] | cETL Damp | PERRYTON 8L FOYER-782 | Large Eight Light Hall / Foyer |  | 5115008EN-782.jpg | 5115008EN.jpg
5115008EN-839 | Large Eight Light Hall / Foyer | The transitional Perryton pendant light collection by Sea Gull Lighting is inspired by stately, carriage lanterns. The updated open frame is formed with sleek square steel tubing, and each pendant is a generously proportioned, minimalist silhouette completed in either textured Blacksmith or Heirloom Bronze finishes. Offered are small and large four-light hall/foyer pendants, an eight-light hall/foyer pendant and an eight-light island pendant. Incandescent candelabra base lamping. Damp rated, Perryton is also ideal as a focal point on a covered patio or porch. | LINE VOLTAGE PENDANT | Perryton | Pendants | Blacksmith | 839 | Steel |  |  |  |  | 8 Candelabra Torpedo 3.5w |  | 8 | Yes | [14 empty] | 0 | [12 empty] | 299.98 | N/A | 899.94 | L:19'' W:19'' H:30 3/4'' O:77'' | 12.3 |  | 19 | 19 | 30.75 | Center Lock-Up |  |  | 77 |  |  |  | No |  | No | [20 empty] | D:5'' H:3/4'' Round |  |  |  |  | 120 | Black |  |  | Hardwired | 0 | 0 | 0 | 1 | 1 | 0 | 0 | 0 | 0 | 0 | 0 | 785652030659 | 34.25 | 22 | 21.75 | 15.3 | 9.484 | 300 | Yes | [9 empty] | cETL Damp | PERRYTON 8L FOYER-839 | Large Eight Light Hall / Foyer |  | 5115008EN-839.jpg | 5115008.jpg
5115008EN-848 | Large Eight Light Hall / Foyer | The transitional Perryton pendant light collection by Sea Gull Lighting is inspired by stately, carriage lanterns. The updated open frame is formed with sleek square steel tubing, and each pendant is a generously proportioned, minimalist silhouette completed in either textured Blacksmith or Heirloom Bronze finishes. Offered are small and large four-light hall/foyer pendants, an eight-light hall/foyer pendant and an eight-light island pendant. Incandescent candelabra base lamping. Damp rated, Perryton is also ideal as a focal point on a covered patio or porch. | LINE VOLTAGE PENDANT | Perryton | Pendants | Satin Bronze | 848 | Steel |  |  |  |  | 8 Candelabra Torpedo 3.5w |  | 8 | Yes | [14 empty] | 0 | [12 empty] | 293.95 | 587.9 | 881.85 | L:19'' W:19'' H:30 3/4'' O:77'' | 12.3 |  | 19 | 19 | 30.75 | Center Lock-Up |  |  | 77 |  |  |  | No |  | No | [20 empty] | D:5'' H:3/4'' Round |  |  |  |  | 120 | Clear Gold |  |  | Hardwired | 0 | 0 | 0 | 1 | 1 | 0 | 0 | 0 | 0 | 0 | 0 | 785652082719 | 34 | 22.25 | 21.75 | 16 | 9.522 | 300 | Yes | [9 empty] | cETL Damp | PERRYTON 8L FOYER-848 | Large Eight Light Hall / Foyer |  | 5115008EN-848.jpg | 5115008EN.jpg
5119408-782 | Eight Light Hall / Foyer | The traditional Lockheart lantern pendant collection by Sea Gull Lighting is inspired by historic carriage lights. While traditionally placed in entryways and halls, these types of fixtures are increasingly being selected by designers to enhance kitchen islands, dining areas and living rooms. Offered in either Heirloom Bronze or textured Blacksmith finishes, the substantial scale assortment includes four-light and eight-light pendants with Clear glass. Incandescent candelabra base and ENERGY STAR-qualified candelabra base LED lamping are available; all fixtures are California Title 24 compliant. | LINE VOLTAGE PENDANT | Lockheart | Pendants | Heirloom Bronze | 782 | Steel | Clear Glass | L:17.5" W:10.5" H:19.5" | W:17.5" |  | 8 Candelabra B10 Torpedo 60w |  | 8 | No | [14 empty] | 0 | [12 empty] | 309.45 | 618.9 | 928.35 | L:18'' W:18'' H:32 3/4'' O:76 3/4'' | 23.9 |  | 18 | 18 | 32.75 | Dual Mount |  |  | 76.75 |  |  |  | No |  | No | [20 empty] | D:6'' H:1'' Round |  |  |  |  | 120 | Brown |  |  | Hardwired | 0 | 0 | 0 | 0 | 1 | 0 | 0 | 1 | 0 | 0 | 0 | 785652241338 | 24.25 | 20.75 | 24.125 | 28.9 | 7.025 | 175 | Yes | [8 empty] | C-UL-US Damp |  | LOCKHEART 8L FOYER-782 | Eight Light Hall / Foyer |  | 5119408-782.jpg | 5119408.jpg
5119408EN-839 | Eight Light Hall / Foyer | The traditional Lockheart lantern pendant collection by Sea Gull Lighting is inspired by historic carriage lights. While traditionally placed in entryways and halls, these types of fixtures are increasingly being selected by designers to enhance kitchen islands, dining areas and living rooms. Offered in either Heirloom Bronze or textured Blacksmith finishes, the substantial scale assortment includes four-light and eight-light pendants with Clear glass. Incandescent candelabra base and ENERGY STAR-qualified candelabra base LED lamping are available; all fixtures are California Title 24 compliant. | LINE VOLTAGE PENDANT | Lockheart | Pendants | Blacksmith | 839 | Steel | Undefined Glass | L:17.5" W:10.5" H:19.5" | W:17.5" |  | 8 Candelabra Torpedo 3.5w |  | 8 | Yes | [14 empty] | 0 | [12 empty] | 306 | 612 | 918 | L:18'' W:18'' H:32 3/4'' O:76 3/4'' |  |  | 18 | 18 | 32.75 | Dual Mount |  |  | 76.75 |  |  |  | No |  | No | [20 empty] | D:6'' H:1'' Round |  |  |  |  | 120 | Black |  |  | Hardwired | 0 | 0 | 0 | 1 | 1 | 0 | 0 | 0 | 0 | 0 | 0 | 785652030734 | 24.25 | 20.75 | 24.125 | 28.9 | 7.025 | 175 | Yes | [8 empty] | C-UL-US Damp |  | LOCKHEART 8L FOYER-839 | Eight Light Hall / Foyer |  | 5119408EN-839.jpg | 5119408.jpg
5121804-962 | Small Four Light Hall / Foyer |  | LINE VOLTAGE PENDANT | Rennie | Pendants | Brushed Nickel / Midnight Black | 962 / 112 | Steel |  |  |  |  | 4 Candelabra Torpedo 60w |  | 4 | No | [14 empty] | 0 | [12 empty] | 174.5 | 349 | 523.5 | L:13 3/8'' W:13 3/8'' H:18'' O:63 5/8'' |  |  | 13.375 | 13.375 | 18 | Center Lock-Up |  |  | 63.625 |  |  |  | No |  | No | [20 empty] | D:5'' H:3/4'' Round |  |  |  |  | 120 | Clear Silver |  |  | Hardwired | 0 | 0 | 0 | 0 | 1 | 0 | 0 | 0 | 0 | 0 | 0 | 785652077401 | 25 | 19.25 | 19 | 19.1 | 5.292 | 250 | Yes | [9 empty] | cETL Damp | RENNIE 4L FOYER-962 | Small Four Light Hall / Foyer |  | 5121804-962.jpg | 5121804.jpg
5121804EN-962 | Small Four Light Hall / Foyer |  | LINE VOLTAGE PENDANT | Rennie | Pendants | Brushed Nickel / Midnight Black | 962 / 112 | Steel |  |  |  |  | 4 Candelabra Torpedo 3.5w |  | 4 | Yes | [14 empty] | 0 | [12 empty] | 199.5 | 399 | 598.5 | L:13 3/8'' W:13 3/8'' H:18'' O:63 5/8'' |  |  | 13.375 | 13.375 | 18 | Center Lock-Up |  |  | 63.625 |  |  |  | No |  | No | [20 empty] | D:5'' H:3/4'' Round |  |  |  |  | 120 | Clear Silver |  |  | Hardwired | 0 | 0 | 0 | 1 | 1 | 0 | 0 | 0 | 0 | 0 | 0 | 785652080968 | [16 empty] | cETL Damp | RENNIE 4L FOYER-962 | Small Four Light Hall / Foyer |  | 5121804EN-962.jpg | 5121804EN.jpg
5124904-846 | Four Light Hall / Foyer | The transitional Socorro lighting collection by Sea Gull Lighting features a classic, barbed Quatrefoil profile - wholly updated by combining a distressed Cerused Oak finish on the decorative silhouette with the rich Stardust finish on the metal bobeches and decorative strapping to create undeniable rustic charm. While still offered in its original finish Stardust, the Socorro has been beautifully updated with our popular Washed Pine and Chrome finish to offer a modern take on this timeless industrial beauty. The collection includes a four-light mini-chandelier, medium and large six-light chandeliers, and four-light and six-light hall / foyer pendants. Incandescent candelabra base lamping. | LINE VOLTAGE PENDANT | Socorro | Pendants | Stardust / Cerused Oak | 846 / 735 | Steel |  |  |  |  | 4 Candelabra Torpedo 60w |  | 4 | No | [14 empty] | 0 | [12 empty] | 242.98 | N/A | 728.94 | D:20 7/8'' H:27 1/2'' O:149 1/4'' | 12.8 | 20.875 |  |  | 27.5 | Center Lock-Up |  |  | 149.25 |  |  |  | No |  | No | [20 empty] | D:5'' H:1'' Round |  |  |  |  | 144 | Brown | 120 |  | Hardwired | 0 | 0 | 0 | 0 | 1 | 0 | 0 | 1 | 1 | 0 | 0 | 785652108310 | 25.75 | 23 | 22.5 | 16.1 | 7.712 | 250 | Yes | [9 empty] | cETL Damp | SOCORRO 4L FOYER-846 | Four Light Hall / Foyer |  | 5124904-846.jpg | 5124904.jpg
5124904-872 | Four Light Hall / Foyer | The transitional Socorro lighting collection by Sea Gull Lighting features a classic, barbed Quatrefoil profile - wholly updated by combining a distressed Cerused Oak finish on the decorative silhouette with the rich Stardust finish on the metal bobeches and decorative strapping to create undeniable rustic charm. While still offered in its original finish Stardust, the Socorro has been beautifully updated with our popular Washed Pine and Chrome finish to offer a modern take on this timeless industrial beauty. The collection includes a four-light mini-chandelier, medium and large six-light chandeliers, and four-light and six-light hall / foyer pendants. Incandescent candelabra base lamping. | LINE VOLTAGE PENDANT | Socorro | Pendants | Washed Pine / Chrome | 872 / 05 | Steel |  |  |  |  | 4 Candelabra Torpedo 60w |  | 4 | No | [14 empty] | 0 | [12 empty] | 224.98 | N/A | 674.94 | D:20 7/8'' H:27 1/2'' O:149 1/4'' | 12.8 | 20.875 |  |  | 27.5 | Center Lock-Up |  |  | 149.25 |  |  |  | No |  | No | [20 empty] | D:5'' H:1'' Round |  |  |  |  | 144 | Clear Silver | 120 |  | Hardwired | 0 | 0 | 0 | 0 | 1 | 0 | 0 | 1 | 1 | 0 | 0 | 785652067907 | 25.75 | 22.75 | 22.5 | 15.3 | 7.628 | 250 | Yes | [9 empty] | cETL Damp | SOCORRO 4L FOYER-872 | Four Light Hall / Foyer |  | 5124904-872.jpg | 5124904.jpg
5124904EN-846 | Four Light Hall / Foyer | The transitional Socorro lighting collection by Sea Gull Lighting features a classic, barbed Quatrefoil profile - wholly updated by combining a distressed Cerused Oak finish on the decorative silhouette with the rich Stardust finish on the metal bobeches and decorative strapping to create undeniable rustic charm. While still offered in its original finish Stardust, the Socorro has been beautifully updated with our popular Washed Pine and Chrome finish to offer a modern take on this timeless industrial beauty. The collection includes a four-light mini-chandelier, medium and large six-light chandeliers, and four-light and six-light hall / foyer pendants. Incandescent candelabra base lamping. | LINE VOLTAGE PENDANT | Socorro | Pendants | Stardust / Cerused Oak | 846 / 735 | Steel |  |  |  |  | 4 Candelabra Torpedo 3.5w |  | 4 | Yes | [14 empty] | 0 | [12 empty] | 259.98 | N/A | 779.94 | D:20 7/8'' H:27 1/2'' O:149 1/4'' | 12.8 | 20.875 |  |  | 27.5 | Center Lock-Up |  |  | 149.25 |  |  |  | No |  | No | [20 empty] | D:5'' H:1'' Round |  |  |  |  | 144 | Brown | 120 |  | Hardwired | 0 | 0 | 0 | 1 | 1 | 0 | 0 | 0 | 1 | 0 | 0 | 785652030765 | 25.75 | 23 | 22.5 | 16.1 | 7.712 | 250 | Yes | [9 empty] | cETL Damp | SOCORRO 4L FOYER-846 | Four Light Hall / Foyer |  | 5124904EN-846.jpg | 5124904.jpg
5124904EN-872 | Four Light Hall / Foyer | The transitional Socorro lighting collection by Sea Gull Lighting features a classic, barbed Quatrefoil profile - wholly updated by combining a distressed Cerused Oak finish on the decorative silhouette with the rich Stardust finish on the metal bobeches and decorative strapping to create undeniable rustic charm. While still offered in its original finish Stardust, the Socorro has been beautifully updated with our popular Washed Pine and Chrome finish to offer a modern take on this timeless industrial beauty. The collection includes a four-light mini-chandelier, medium and large six-light chandeliers, and four-light and six-light hall / foyer pendants. Incandescent candelabra base lamping. | LINE VOLTAGE PENDANT | Socorro | Pendants | Washed Pine / Chrome | 872 / 05 | Steel |  |  |  |  | 4 Candelabra Torpedo 3.5w |  | 4 | Yes | [14 empty] | 0 | [12 empty] | 264.98 | N/A | 794.94 | D:20 7/8'' H:27 1/2'' O:149 1/4'' | 12.8 | 20.875 |  |  | 27.5 | Center Lock-Up |  |  | 149.25 |  |  |  | No |  | No | [20 empty] | D:5'' H:1'' Round |  |  |  |  | 144 | Clear Silver | 120 |  | Hardwired | 0 | 0 | 0 | 1 | 1 | 0 | 0 | 0 | 1 | 0 | 0 | 785652068683 | 25.75 | 22.75 | 22.5 | 15.3 | 7.628 | 250 | Yes | [9 empty] | cETL Damp | SOCORRO 4L LED FOYER-872 | Four Light Hall / Foyer |  | 5124904EN-872.png | 5124904.jpg
5124906-846 | Six Light Hall / Foyer | The transitional Socorro lighting collection by Sea Gull Lighting features a classic, barbed Quatrefoil profile - wholly updated by combining a distressed Cerused Oak finish on the decorative silhouette with the rich Stardust finish on the metal bobeches and decorative strapping to create undeniable rustic charm. While still offered in its original finish Stardust, the Socorro has been beautifully updated with our popular Washed Pine and Chrome finish to offer a modern take on this timeless industrial beauty. The collection includes a four-light mini-chandelier, medium and large six-light chandeliers, and four-light and six-light hall / foyer pendants. Incandescent candelabra base lamping. | LINE VOLTAGE PENDANT | Socorro | Pendants | Stardust / Cerused Oak | 846 / 735 | Steel |  |  |  |  | 6 Candelabra Torpedo 60w |  | 6 | No | [14 empty] | 0 | [12 empty] | 334.48 | N/A | 1003.44 | D:25'' H:31 3/4'' O:153 1/2'' | 19 | 25 |  |  | 31.75 | Center Lock-Up |  |  | 153.5 |  |  |  | No |  | No | [20 empty] | D:5'' H:1'' Round |  |  |  |  | 144 | Brown | 120 |  | Hardwired | 0 | 0 | 0 | 0 | 1 | 0 | 0 | 1 | 1 | 0 | 0 | 785652108327 | 30 | 27.5 | 27.25 | 23.5 | 13.01 | 300 | Yes | [9 empty] | cETL Damp | SOCORRO 6L FOYER-846 | Six Light Hall / Foyer |  | 5124906-846.jpg | 5124906.jpg
5124906-872 | Six Light Hall / Foyer | The transitional Socorro lighting collection by Sea Gull Lighting features a classic, barbed Quatrefoil profile - wholly updated by combining a distressed Cerused Oak finish on the decorative silhouette with the rich Stardust finish on the metal bobeches and decorative strapping to create undeniable rustic charm. While still offered in its original finish Stardust, the Socorro has been beautifully updated with our popular Washed Pine and Chrome finish to offer a modern take on this timeless industrial beauty. The collection includes a four-light mini-chandelier, medium and large six-light chandeliers, and four-light and six-light hall / foyer pendants. Incandescent candelabra base lamping. | LINE VOLTAGE PENDANT | Socorro | Pendants | Washed Pine / Chrome | 872 / 05 | Steel |  |  |  |  | 6 Candelabra Torpedo 60w |  | 6 | No | [14 empty] | 0 | [12 empty] | 324.98 | N/A | 974.94 | D:25'' H:31 3/4'' O:153 1/2'' | 19 | 25 |  |  | 31.75 | Center Lock-Up |  |  | 153.5 |  |  |  | No |  | No | [20 empty] | D:5'' H:1'' Round |  |  |  |  | 144 | Clear Silver | 120 |  | Hardwired | 0 | 0 | 0 | 0 | 1 | 0 | 0 | 1 | 1 | 0 | 0 | 785652067914 | 30 | 27.5 | 27.5 | 22.6 | 13.129 | 300 | Yes | [9 empty] | cETL Damp | SOCORRO 6L FOYER-872 | Six Light Hall / Foyer |  | 5124906-872.png | 5124906.jpg
5124906EN-846 | Six Light Hall / Foyer | The transitional Socorro lighting collection by Sea Gull Lighting features a classic, barbed Quatrefoil profile - wholly updated by combining a distressed Cerused Oak finish on the decorative silhouette with the rich Stardust finish on the metal bobeches and decorative strapping to create undeniable rustic charm. While still offered in its original finish Stardust, the Socorro has been beautifully updated with our popular Washed Pine and Chrome finish to offer a modern take on this timeless industrial beauty. The collection includes a four-light mini-chandelier, medium and large six-light chandeliers, and four-light and six-light hall / foyer pendants. Incandescent candelabra base lamping. | LINE VOLTAGE PENDANT | Socorro | Pendants | Stardust / Cerused Oak | 846 / 735 | Steel |  |  |  |  | 6 Candelabra Torpedo 3.5w |  | 6 | Yes | [14 empty] | 0 | [12 empty] | 349.98 | N/A | 1049.94 | D:25'' H:31 3/4'' O:153 1/2'' | 19 | 25 |  |  | 31.75 | Center Lock-Up |  |  | 153.5 |  |  |  | No |  | No | [20 empty] | D:5'' H:1'' Round |  |  |  |  | 144 | Brown | 120 |  | Hardwired | 0 | 0 | 0 | 1 | 1 | 0 | 0 | 0 | 1 | 0 | 0 | 785652030772 | 30 | 27.5 | 27.5 | 22.6 | 13.129 | 300 | Yes | [9 empty] | cETL Damp | SOCORRO 6L FOYER-846 | Six Light Hall / Foyer |  | 5124906EN-846.jpg | 5124906.jpg
5124906EN-872 | Six Light Hall / Foyer | The transitional Socorro lighting collection by Sea Gull Lighting features a classic, barbed Quatrefoil profile - wholly updated by combining a distressed Cerused Oak finish on the decorative silhouette with the rich Stardust finish on the metal bobeches and decorative strapping to create undeniable rustic charm. While still offered in its original finish Stardust, the Socorro has been beautifully updated with our popular Washed Pine and Chrome finish to offer a modern take on this timeless industrial beauty. The collection includes a four-light mini-chandelier, medium and large six-light chandeliers, and four-light and six-light hall / foyer pendants. Incandescent candelabra base lamping. | LINE VOLTAGE PENDANT | Socorro | Pendants | Washed Pine / Chrome | 872 / 05 | Steel |  |  |  |  | 6 Candelabra Torpedo 3.5w |  | 6 | Yes | [14 empty] | 0 | [12 empty] | 362.98 | N/A | 1088.94 | D:25'' H:31 3/4'' O:153 1/2'' | 19 | 25 |  |  | 31.75 | Center Lock-Up |  |  | 153.5 |  |  |  | No |  | No | [20 empty] | D:5'' H:1'' Round |  |  |  |  | 144 | Clear Silver | 120 |  | Hardwired | 0 | 0 | 0 | 1 | 1 | 0 | 0 | 0 | 1 | 0 | 0 | 785652068690 | 30 | 27.5 | 27.5 | 22.6 | 13.129 | 300 | Yes | [9 empty] | cETL Damp | SOCORRO 6L LED FOYER-872 | Six Light Hall / Foyer |  | 5124906EN-872.png | 5124906.jpg
5126003-710 | Three Light Hall / Foyer | This chic Dawes pendant light by Sea Gull Lighting will gracefully take center stage in any foyer, kitchen or dining room. The sleek, modern silhouette adds excitement to any room without over shadowing furniture and décor. Light shines through a Clear Seeded glass shade, making the Dawes pendant an airy, unobtrusive but definitive style statement that comes to life with its cylindrical shape. Dawes comes in a choice of either a Brushed Nickel or Burnt Sienna finish which offers a clean, simplistic design to complement your living room, dining room, or in a cluster over a kitchen island. Fixtures are California Title 24 compliant and easily convert to LED by purchasing LED lamps sold separately. | LINE VOLTAGE PENDANT | Dawes | Pendants | Burnt Sienna | 710 | Steel | Clear Seeded Glass | D:14" H:14.5" |  |  | 3 Medium ST19 75w |  | 3 | No | [14 empty] | 0 | [12 empty] | 199.98 | 399.96 | 599.94 | D:15 3/4'' H:23 1/2'' O:67 1/2'' | 10.2 | 15.75 |  |  | 23.5 | Center Lock-Up |  |  | 67.5 |  |  |  | No |  | No | [20 empty] | D:5'' H:3/4'' Round |  |  |  |  | 120 | Brown |  |  | Hardwired | 0 | 0 | 0 | 0 | 1 | 0 | 0 | 0 | 0 | 0 | 0 | 785652003608 | 28 | 19.5 | 19.25 | 18.2 | 6.082 | 250 | Yes | [8 empty] | UL Damp | cUL Damp | DAWES 3L FOYER-710 | Three Light Hall / Foyer |  | 5126003-710.jpg | 5126003.jpg
5126003-962 | Three Light Hall / Foyer | This chic Dawes pendant light by Sea Gull Lighting will gracefully take center stage in any foyer, kitchen or dining room. The sleek, modern silhouette adds excitement to any room without over shadowing furniture and décor. Light shines through a Clear Seeded glass shade, making the Dawes pendant an airy, unobtrusive but definitive style statement that comes to life with its cylindrical shape. Dawes comes in a choice of either a Brushed Nickel or Burnt Sienna finish which offers a clean, simplistic design to complement your living room, dining room, or in a cluster over a kitchen island. Fixtures are California Title 24 compliant and easily convert to LED by purchasing LED lamps sold separately. | LINE VOLTAGE PENDANT | Dawes | Pendants | Brushed Nickel | 962 | Steel | Clear Seeded Glass | D:14" H:14.5" |  |  | 3 Medium ST19 75w |  | 3 | No | [14 empty] | 0 | [12 empty] | 199.98 | 399.96 | 599.94 | D:15 3/4'' H:23 1/2'' O:67 1/2'' | 10.2 | 15.75 |  |  | 23.5 | Center Lock-Up |  |  | 67.5 |  |  |  | No |  | No | [20 empty] | D:5'' H:3/4'' Round |  |  |  |  | 120 | Clear Silver |  |  | Hardwired | 0 | 0 | 0 | 0 | 1 | 0 | 0 | 0 | 0 | 0 | 0 | 785652003110 | 27.5 | 19.5 | 19.25 | 18.2 | 5.974 | 250 | Yes | [8 empty] | UL Damp | cUL Damp | DAWES 3L FOYER-962 | Three Light Hall / Foyer |  | 5126003-962.jpg | 5126003.jpg
5127803-839 | Three Light Hall / Foyer | The Morill lighting collection by Sea Gull Lighting combines retro and industrial trends to make an impactful design statement. The warm, textured Blacksmith finish contrasts dramatically with the goblet-shaped, Clear Seeded glass shades which are especially dramatic when used with antique style Edison light bulbs, making the fixtures the perfect addition to any space. The rich Blacksmith finish adds another layer of retro design to the warm look. The assortment includes three-, five- and nine-light chandeliers; a three-light foyer pendant; a one-light sconce; and two-, three- and four-light bath vanity fixtures. All fixtures are California Title 24 compliant and easily convert to LED by purchasing LED lamps sold separately. | LINE VOLTAGE PENDANT | Morill | Pendants | Blacksmith | 839 | Steel | Clear Seeded Glass | D:12.25" H:15.875" |  |  | 3 Candelabra Torpedo 60w |  | 3 | No | [14 empty] | 0 | [12 empty] | 122.98 | 245.96 | 368.94 | D:12 1/4'' H:17 3/4'' O:61 3/4'' |  | 12.25 |  |  | 17.75 | Center Lock-Up |  |  | 61.75 |  |  |  | No |  | No | [20 empty] | D:5'' H:3/4'' Round |  |  |  |  | 120 | Black |  |  | Hardwired | 0 | 0 | 0 | 0 | 1 | 0 | 0 | 0 | 0 | 0 | 0 | 785652001833 | 25.5 | 15.5 | 15.25 | 13.6 | 3.488 | 250 | Yes | [9 empty] | cETL Dry | MORILL 3L FOYER-839 | Three Light Hall / Foyer |  | 5127803-839.jpg | 5127803.jpg
5127803EN-839 | Three Light Hall / Foyer | The Morill lighting collection by Sea Gull Lighting combines retro and industrial trends to make an impactful design statement. The warm, textured Blacksmith finish contrasts dramatically with the goblet-shaped, Clear Seeded glass shades which are especially dramatic when used with antique style Edison light bulbs, making the fixtures the perfect addition to any space. The rich Blacksmith finish adds another layer of retro design to the warm look. The assortment includes three-, five- and nine-light chandeliers; a three-light foyer pendant; a one-light sconce; and two-, three- and four-light bath vanity fixtures. All fixtures are California Title 24 compliant and easily convert to LED by purchasing LED lamps sold separately. | LINE VOLTAGE PENDANT | Morill | Pendants | Blacksmith | 839 | Steel | Clear Seeded Glass | D:12.25" H:15.875" |  |  | 3 Candelabra Torpedo 3.5w |  | 3 | Yes | [14 empty] | 0 | [12 empty] | 141.48 | 282.96 | 424.44 | D:12 1/4'' H:17 3/4'' O:61 3/4'' |  | 12.25 |  |  | 17.75 | Center Lock-Up |  |  | 61.75 |  |  |  | No |  | No | [20 empty] | D:5'' H:3/4'' Round |  |  |  |  | 120 | Black |  |  | Hardwired | 0 | 0 | 0 | 1 | 1 | 0 | 0 | 0 | 0 | 0 | 0 | 785652032899 | 25.5 | 15.5 | 15.25 | 13.6 | 3.488 | 250 | Yes | [9 empty] | cETL Dry | MORILL 3L FOYER-839 | Three Light Hall / Foyer |  | 5127803EN-839.jpg | 5127803.jpg
5128606-802 | Six Light Hall / Foyer | Combine hanging art with light. Undulating with free-form hoops of welded cold-rolled steel, the Cowen Collection will redefine any room. As illumination escapes from the openings in the sculpted shade, the full menagerie comes together. The textured Obsidian Mist finish adds the final tactile element to this postmodern piece. The refined modern design comes to life with distressed gold metal accents. The Cowen collection is equally at home in a contemporary, urban setting or a traditional décor in the suburbs. The assortment includes one-light wall sconce; one-light mini-pendant; two-light semi-flush; three-light pendant; five-light island pendant and a six-light foyer light. All fixtures are California Title 24 compliant. | LINE VOLTAGE PENDANT | Cowen | Pendants | Obsidian Mist | 802 | Steel |  |  |  |  | 6 Medium ST19 60w |  | 6 | No | [14 empty] | 0 | [12 empty] | 382.45 | 764.9 | 1147.35 | D:19 3/4'' H:32'' O:77 1/2'' | 24.3 | 19.75 |  |  | 32 | Center Lock-Up |  |  | 77.5 |  |  |  | No |  | No | [20 empty] | D:5'' H:3/4'' Round |  |  |  |  | 120 | Black |  |  | Hardwired | 0 | 0 | 0 | 0 | 1 | 0 | 0 | 1 | 0 | 0 | 0 | 785652061127 | 36.75 | 24 | 23.75 | 31.9 | 12.122 | 250 | Yes | [9 empty] | cETL Damp | COWEN 6L FOYER-802 | Six Light Hall / Foyer |  | 5128606-802 | 5128606.jpg
5128606EN7-802 | Six Light Hall / Foyer | Combine hanging art with light. Undulating with free-form hoops of welded cold-rolled steel, the Cowen Collection will redefine any room. As illumination escapes from the openings in the sculpted shade, the full menagerie comes together. The textured Obsidian Mist finish adds the final tactile element to this postmodern piece. The refined modern design comes to life with distressed gold metal accents. The Cowen collection is equally at home in a contemporary, urban setting or a traditional décor in the suburbs. The assortment includes one-light wall sconce; one-light mini-pendant; two-light semi-flush; three-light pendant; five-light island pendant and a six-light foyer light. All fixtures are California Title 24 compliant. | LINE VOLTAGE PENDANT | Cowen | Pendants | Obsidian Mist | 802 | Steel |  |  |  |  | 6 Medium A19 8.5w |  | 6 | Yes | [14 empty] | 0 | [12 empty] | 424.95 | 849.9 | 1274.85 | D:19 3/4'' H:32'' O:77 1/2'' | 24.3 | 19.75 |  |  | 32 | Center Lock-Up |  |  | 77.5 |  |  |  | No |  | No | [20 empty] | D:5'' H:3/4'' Round |  |  |  |  | 120 | Black |  |  | Hardwired | 0 | 0 | 0 | 1 | 1 | 0 | 0 | 0 | 0 | 0 | 0 | 785652068836 | 36.75 | 24 | 23.75 | 31.9 | 12.122 | 250 | No | [9 empty] | cETL Damp | COWEN 6L LED FOYER-802 | Six Light Hall / Foyer |  | 5128606EN7-802.jpg | 5128606.jpg
51316-965 | Four Light Hall / Foyer | With classic proportions and minimalist glass accents, the Lemont lighting collection by Sea Gull Lighting offers transitional style in a beautiful profile. The design features just enough flourish to create a soft, romantic figure. For those looking for simple elegance, Lemont is a perfect choice. Offered in Antique Brushed Nickel finish with Etched White Alabaster glass or Burnt Sienna finish with Café Tint glass. The assortment includes nine-light, six-light, five-light and three-light chandeliers, pendants in five sizes, both flush and semi-flush ceiling fixtures, as well as one-light, two-light, three-light and four-light wall/bath fixtures. Both incandescent lamping and ENERGY STAR-qualified LED lamping are available. All fixtures are California Title 24 compliant. | LINE VOLTAGE PENDANT | Lemont | Pendants | Antique Brushed Nickel | 965 | Steel |  |  |  |  | 4 Candelabra Torpedo 60w |  | 4 | No | [14 empty] | 0 | [12 empty] | 116.5 | 233 | 349.5 | D:16'' H:28'' O:151'' | 5.9 | 16 |  |  | 28 | Center Lock-Up |  |  | 151 |  |  |  | No |  | No | [20 empty] | D:5'' H:1'' Round |  |  |  |  | 144 | Clear | 120 |  | Hardwired | 0 | 0 | 0 | 0 | 1 | 0 | 0 | 0 | 1 | 0 | 0 | 785652216558 | 18.38 | 6 | 29 | 9.9 | 1.851 | 175 | Yes | [8 empty] | UL Dry | cUL Dry | LEMONT 4L FOYER-965 | Four Light Hall / Foyer |  | 51316-965.jpg | 51316.jpg
51316EN-710 | Four Light Hall / Foyer | With classic proportions and minimalist glass accents, the Lemont lighting collection by Sea Gull Lighting offers transitional style in a beautiful profile. The design features just enough flourish to create a soft, romantic figure. For those looking for simple elegance, Lemont is a perfect choice. Offered in Antique Brushed Nickel finish with Etched White Alabaster glass or Burnt Sienna finish with Café Tint glass. The assortment includes nine-light, six-light, five-light and three-light chandeliers, pendants in five sizes, both flush and semi-flush ceiling fixtures, as well as one-light, two-light, three-light and four-light wall/bath fixtures. Both incandescent lamping and ENERGY STAR-qualified LED lamping are available. All fixtures are California Title 24 compliant. | LINE VOLTAGE PENDANT | Lemont | Pendants | Burnt Sienna | 710 | Steel | Undefined Glass |  |  |  | 4 Candelabra Torpedo 3.5w |  | 4 | Yes | [14 empty] | 0 | [12 empty] | 134 | 268 | 402 | D:16'' H:28'' O:151'' | 5.9 | 16 |  |  | 28 | Center Lock-Up |  |  | 151 |  |  |  | No |  | No | [20 empty] | D:5'' H:1'' Round |  |  |  |  | 144 | Brown | 120 |  | Hardwired | 0 | 0 | 0 | 1 | 1 | 0 | 0 | 0 | 1 | 0 | 0 | 785652030789 | 17 | 6 | 29.25 | 10 | 1.727 | 175 | Yes | [8 empty] | UL Dry | cUL Dry | LEMONT 4L FOYER-710 | Four Light Hall / Foyer |  | 51316EN-710.jpg | 51316.jpg
51316EN-965 | Four Light Hall / Foyer | With classic proportions and minimalist glass accents, the Lemont lighting collection by Sea Gull Lighting offers transitional style in a beautiful profile. The design features just enough flourish to create a soft, romantic figure. For those looking for simple elegance, Lemont is a perfect choice. Offered in Antique Brushed Nickel finish with Etched White Alabaster glass or Burnt Sienna finish with Café Tint glass. The assortment includes nine-light, six-light, five-light and three-light chandeliers, pendants in five sizes, both flush and semi-flush ceiling fixtures, as well as one-light, two-light, three-light and four-light wall/bath fixtures. Both incandescent lamping and ENERGY STAR-qualified LED lamping are available. All fixtures are California Title 24 compliant. | LINE VOLTAGE PENDANT | Lemont | Pendants | Antique Brushed Nickel | 965 | Steel |  |  |  |  | 4 Candelabra Torpedo 3.5w |  | 4 | Yes | [14 empty] | 0 | [12 empty] | 134 | 268 | 402 | D:16'' H:28'' O:151'' | 5.9 | 16 |  |  | 28 | Center Lock-Up |  |  | 151 |  |  |  | No |  | No | [20 empty] | D:5'' H:1'' Round |  |  |  |  | 144 | Clear | 120 |  | Hardwired | 0 | 0 | 0 | 1 | 1 | 0 | 0 | 0 | 1 | 0 | 0 | 785652030796 | 29.25 | 6 | 17 | 10 | 1.727 | 175 | Yes | [8 empty] | UL Dry | cUL Dry | LEMONT 4L FOYER-965 | Four Light Hall / Foyer |  | 51316EN-965.jpg | 51316.jpg
51317-710 | Eight Light Hall / Foyer | With classic proportions and minimalist glass accents, the Lemont lighting collection by Sea Gull Lighting offers transitional style in a beautiful profile. The design features just enough flourish to create a soft, romantic figure. For those looking for simple elegance, Lemont is a perfect choice. Offered in Antique Brushed Nickel finish with Etched White Alabaster glass or Burnt Sienna finish with Café Tint glass. The assortment includes nine-light, six-light, five-light and three-light chandeliers, pendants in five sizes, both flush and semi-flush ceiling fixtures, as well as one-light, two-light, three-light and four-light wall/bath fixtures. Both incandescent lamping and ENERGY STAR-qualified LED lamping are available. All fixtures are California Title 24 compliant. | LINE VOLTAGE PENDANT | Lemont | Pendants | Burnt Sienna | 710 | Steel | Clear Glass |  |  |  | 8 Candelabra Torpedo 60w |  | 8 | No | [14 empty] | 0 | [12 empty] | 233 | 466 | 699 | D:20'' H:38'' O:161'' | 11.9 | 20 |  |  | 38 | Center Lock-Up |  |  | 161 |  |  |  | No |  | No | [20 empty] | D:5'' H:1'' Round |  |  |  |  | 144 | Brown | 120 |  | Hardwired | 0 | 0 | 0 | 0 | 1 | 0 | 0 | 0 | 1 | 0 | 0 | 785652225642 | 22 | 7.5 | 38 | 14.9 | 3.628 | 175 | Yes | [8 empty] | UL Dry | cUL Dry | LEMONT 8L FOYER-710 | Eight Light Hall / Foyer |  | 51317-710.jpg | 51317.jpg
51317-965 | Eight Light Hall / Foyer | With classic proportions and minimalist glass accents, the Lemont lighting collection by Sea Gull Lighting offers transitional style in a beautiful profile. The design features just enough flourish to create a soft, romantic figure. For those looking for simple elegance, Lemont is a perfect choice. Offered in Antique Brushed Nickel finish with Etched White Alabaster glass or Burnt Sienna finish with Café Tint glass. The assortment includes nine-light, six-light, five-light and three-light chandeliers, pendants in five sizes, both flush and semi-flush ceiling fixtures, as well as one-light, two-light, three-light and four-light wall/bath fixtures. Both incandescent lamping and ENERGY STAR-qualified LED lamping are available. All fixtures are California Title 24 compliant. | LINE VOLTAGE PENDANT | Lemont | Pendants | Antique Brushed Nickel | 965 | Steel |  |  |  |  | 8 Candelabra Torpedo 60w |  | 8 | No | [14 empty] | 0 | [12 empty] | 233 | 466 | 699 | D:20'' H:38'' O:161'' | 11.9 | 20 |  |  | 38 | Center Lock-Up |  |  | 161 |  |  |  | No |  | No | [20 empty] | D:5'' H:1'' Round |  |  |  |  | 144 | Clear | 120 |  | Hardwired | 0 | 0 | 0 | 0 | 1 | 0 | 0 | 0 | 1 | 0 | 0 | 785652216572 | 22 | 7.5 | 38 | 14.9 | 3.628 | 175 | Yes | [8 empty] | UL Dry | cUL Dry | LEMONT 8L FOYER-965 | Eight Light Hall / Foyer |  | 51317-965.jpg | 51317.jpg
51317EN-710 | Eight Light Hall / Foyer | With classic proportions and minimalist glass accents, the Lemont lighting collection by Sea Gull Lighting offers transitional style in a beautiful profile. The design features just enough flourish to create a soft, romantic figure. For those looking for simple elegance, Lemont is a perfect choice. Offered in Antique Brushed Nickel finish with Etched White Alabaster glass or Burnt Sienna finish with Café Tint glass. The assortment includes nine-light, six-light, five-light and three-light chandeliers, pendants in five sizes, both flush and semi-flush ceiling fixtures, as well as one-light, two-light, three-light and four-light wall/bath fixtures. Both incandescent lamping and ENERGY STAR-qualified LED lamping are available. All fixtures are California Title 24 compliant. | LINE VOLTAGE PENDANT | Lemont | Pendants | Burnt Sienna | 710 | Steel | Undefined Glass |  |  |  | 8 Candelabra Torpedo 3.5w |  | 8 | Yes | [14 empty] | 0 | [12 empty] | 269 | 538 | 807 | D:20'' H:38'' O:161'' | 11.9 | 20 |  |  | 38 | Center Lock-Up |  |  | 161 |  |  |  | No |  | No | [20 empty] | D:5'' H:1'' Round |  |  |  |  | 144 | Brown | 120 |  | Hardwired | 0 | 0 | 0 | 1 | 1 | 0 | 0 | 0 | 1 | 0 | 0 | 785652030802 | 22 | 7.5 | 38 | 1 |  | 100 | Yes | [8 empty] | UL Dry | cUL Dry | LEMONT 8L FOYER-710 | Eight Light Hall / Foyer |  | 51317EN-710.jpg | 51317.jpg
51317EN-965 | Eight Light Hall / Foyer | With classic proportions and minimalist glass accents, the Lemont lighting collection by Sea Gull Lighting offers transitional style in a beautiful profile. The design features just enough flourish to create a soft, romantic figure. For those looking for simple elegance, Lemont is a perfect choice. Offered in Antique Brushed Nickel finish with Etched White Alabaster glass or Burnt Sienna finish with Café Tint glass. The assortment includes nine-light, six-light, five-light and three-light chandeliers, pendants in five sizes, both flush and semi-flush ceiling fixtures, as well as one-light, two-light, three-light and four-light wall/bath fixtures. Both incandescent lamping and ENERGY STAR-qualified LED lamping are available. All fixtures are California Title 24 compliant. | LINE VOLTAGE PENDANT | Lemont | Pendants | Antique Brushed Nickel | 965 | Steel |  |  |  |  | 8 Candelabra Torpedo 3.5w |  | 8 | Yes | [14 empty] | 0 | [12 empty] | 269 | 538 | 807 | D:20'' H:38'' O:161'' | 11.9 | 20 |  |  | 38 | Center Lock-Up |  |  | 161 |  |  |  | No |  | No | [20 empty] | D:5'' H:1'' Round |  |  |  |  | 144 | Clear | 120 |  | Hardwired | 0 | 0 | 0 | 1 | 1 | 0 | 0 | 0 | 1 | 0 | 0 | 785652030819 | 22 | 7.5 | 38 | 14.9 | 3.628 | 175 | Yes | [8 empty] | UL Dry | cUL Dry | LEMONT 8L FOYER-965 | Eight Light Hall / Foyer |  | 51317EN-965.jpg | 51317.jpg
5134503-710 | Small Three Light Hall / Foyer | The Moffet Street Collection offers a distinctive take on a rustic theme. Built in broad steel frames with hand-applied finish that mimics natural wood. This combination of rustic and urban fits comfortably in a wide variety of environments. The sharp, squared lines of the frame complement a wide variety of settings. The collection includes eight-light foyer, four-light foyer, one- light wall sconce, and a six-light island fixture. The Moffet Street Collection is available in three beautiful finishes Washed Pine, Brushed Nickel and Satin Bronze All fixtures are California Title 24 compliant and damp rated for use in sheltered, damp environments. | LINE VOLTAGE PENDANT | Moffet Street | Pendants | Burnt Sienna | 710 | Steel |  |  |  |  | 3 Candelabra Torpedo 60w |  | 3 | No | [14 empty] | 0 | [12 empty] | 111.45 | 222.9 | 334.35 | L:10 1/2'' W:10 1/2'' H:15'' O:61'' | 8.2 |  | 10.5 | 10.5 | 15 | Center Lock-Up |  |  | 61 |  |  |  | No |  | No | [20 empty] | D:5'' H:3/4'' Round |  |  |  |  | 120 | Brown |  |  | Hardwired | 0 | 0 | 0 | 0 | 1 | 0 | 0 | 1 | 0 | 0 | 0 | 785652078149 | 22 | 16.5 | 16.75 | 11 | 3.519 | 250 | Yes | [9 empty] | cETL Damp | MOFFET ST 3L FOYER-710 | Small Three Light Hall / Foyer |  | 5134503-710.jpg | 5134503.jpg
5134503-848 | Small Three Light Hall / Foyer | The Moffet Street Collection offers a distinctive take on a rustic theme. Built in broad steel frames with hand-applied finish that mimics natural wood. This combination of rustic and urban fits comfortably in a wide variety of environments. The sharp, squared lines of the frame complement a wide variety of settings. The collection includes eight-light foyer, four-light foyer, one- light wall sconce, and a six-light island fixture. The Moffet Street Collection is available in three beautiful finishes Washed Pine, Brushed Nickel and Satin Bronze All fixtures are California Title 24 compliant and damp rated for use in sheltered, damp environments. | LINE VOLTAGE PENDANT | Moffet Street | Pendants | Satin Bronze | 848 | Steel |  |  |  |  | 3 Candelabra Torpedo 60w |  | 3 | No | [14 empty] | 0 | [12 empty] | 115.98 | 231.96 | 347.94 | L:10 1/2'' W:10 1/2'' H:15'' O:61'' | 8.2 |  | 10.5 | 10.5 | 15 | Center Lock-Up |  |  | 61 |  |  |  | No |  | No | [20 empty] | D:5'' H:3/4'' Round |  |  |  |  | 120 | Clear Gold |  |  | Hardwired | 0 | 0 | 0 | 0 | 1 | 0 | 0 | 1 | 0 | 0 | 0 | 785652067655 | 19 | 13.5 | 13.5 | 9.8 | 2.004 | 175 | Yes | [9 empty] | cETL Damp | MOFFET ST 3L FOYER-848 | Small Three Light Hall / Foyer |  | 5134503-848.png | 5134503.jpg
5134503-872 | Small Three Light Hall / Foyer | The Moffet Street Collection offers a distinctive take on a rustic theme. Built in broad steel frames with hand-applied finish that mimics natural wood. This combination of rustic and urban fits comfortably in a wide variety of environments. The sharp, squared lines of the frame complement a wide variety of settings. The collection includes eight-light foyer, four-light foyer, one- light wall sconce, and a six-light island fixture. The Moffet Street Collection is available in three beautiful finishes Washed Pine, Brushed Nickel and Satin Bronze All fixtures are California Title 24 compliant and damp rated for use in sheltered, damp environments. | LINE VOLTAGE PENDANT | Moffet Street | Pendants | Washed Pine / Chrome | 872 / 05 | Steel |  |  |  |  | 3 Candelabra Torpedo 60w |  | 3 | No | [14 empty] | 0 | [12 empty] | 99.98 | 199.96 | 299.94 | L:10 1/2'' W:10 1/2'' H:15'' O:61'' | 8.2 |  | 10.5 | 10.5 | 15 | Center Lock-Up |  |  | 61 |  |  |  | No |  | No | [20 empty] | D:5'' H:3/4'' Round |  |  |  |  | 120 | Clear Silver |  |  | Hardwired | 0 | 0 | 0 | 0 | 1 | 0 | 0 | 1 | 0 | 0 | 0 | 785652059971 | 13.75 | 13.5 | 19 | 9.8 | 2.041 | 175 | Yes | [9 empty] | cETL Damp | MOFFET ST 3L FOYER-872 | Small Three Light Hall / Foyer |  | 5134503-872.png | 5134503.jpg
5134503-962 | Small Three Light Hall / Foyer | The Moffet Street Collection offers a distinctive take on a rustic theme. Built in broad steel frames with hand-applied finish that mimics natural wood. This combination of rustic and urban fits comfortably in a wide variety of environments. The sharp, squared lines of the frame complement a wide variety of settings. The collection includes eight-light foyer, four-light foyer, one- light wall sconce, and a six-light island fixture. The Moffet Street Collection is available in three beautiful finishes Washed Pine, Brushed Nickel and Satin Bronze All fixtures are California Title 24 compliant and damp rated for use in sheltered, damp environments. | LINE VOLTAGE PENDANT | Moffet Street | Pendants | Brushed Nickel | 962 | Steel |  |  |  |  | 3 Candelabra Torpedo 60w |  | 3 | No | [14 empty] | 0 | [12 empty] | 115.98 | 231.96 | 347.94 | L:10 1/2'' W:10 1/2'' H:15'' O:61'' | 8.2 |  | 10.5 | 10.5 | 15 | Center Lock-Up |  |  | 61 |  |  |  | No |  | No | [20 empty] | D:5'' H:3/4'' Round |  |  |  |  | 120 | Clear Silver |  |  | Hardwired | 0 | 0 | 0 | 0 | 1 | 0 | 0 | 1 | 0 | 0 | 0 | 785652067662 | 19 | 13.5 | 13.5 | 9.8 | 2.004 | 175 | Yes | [9 empty] | cETL Damp | MOFFET ST 3L FOYER-962 | Small Three Light Hall / Foyer |  | 5134503-962.png | 5134503.jpg
5134503EN-710 | Small Three Light Hall / Foyer | The Moffet Street Collection offers a distinctive take on a rustic theme. Built in broad steel frames with hand-applied finish that mimics natural wood. This combination of rustic and urban fits comfortably in a wide variety of environments. The sharp, squared lines of the frame complement a wide variety of settings. The collection includes eight-light foyer, four-light foyer, one- light wall sconce, and a six-light island fixture. The Moffet Street Collection is available in three beautiful finishes Washed Pine, Brushed Nickel and Satin Bronze All fixtures are California Title 24 compliant and damp rated for use in sheltered, damp environments. | LINE VOLTAGE PENDANT | Moffet Street | Pendants | Burnt Sienna | 710 | Steel |  |  |  |  | 3 Candelabra Torpedo 3.5w |  | 3 | Yes | [14 empty] | 0 | [12 empty] | 134.95 | 269.9 | 404.85 | L:10 1/2'' W:10 1/2'' H:15'' O:61'' | 8.2 |  | 10.5 | 10.5 | 15 | Center Lock-Up |  |  | 61 |  |  |  | No |  | No | [20 empty] | D:5'' H:3/4'' Round |  |  |  |  | 120 | Brown |  |  | Hardwired | 0 | 0 | 0 | 1 | 1 | 0 | 0 | 0 | 0 | 0 | 0 | 785652082320 | 19 | 13.5 | 13.5 | 9.8 | 2.004 | 175 | Yes | [9 empty] | cETL Damp | MOFFET ST 3L LED FOYER-710 | Small Three Light Hall / Foyer |  | 5134503EN-710.jpg | 5134503EN.jpg
5134503EN-848 | Small Three Light Hall / Foyer | The Moffet Street Collection offers a distinctive take on a rustic theme. Built in broad steel frames with hand-applied finish that mimics natural wood. This combination of rustic and urban fits comfortably in a wide variety of environments. The sharp, squared lines of the frame complement a wide variety of settings. The collection includes eight-light foyer, four-light foyer, one- light wall sconce, and a six-light island fixture. The Moffet Street Collection is available in three beautiful finishes Washed Pine, Brushed Nickel and Satin Bronze All fixtures are California Title 24 compliant and damp rated for use in sheltered, damp environments. | LINE VOLTAGE PENDANT | Moffet Street | Pendants | Satin Bronze | 848 | Steel |  |  |  |  | 3 Candelabra Torpedo 3.5w |  | 3 | Yes | [14 empty] | 0 | [12 empty] | 140.48 | 280.96 | 421.44 | L:10 1/2'' W:10 1/2'' H:15'' O:61'' | 8.2 |  | 10.5 | 10.5 | 15 | Center Lock-Up |  |  | 61 |  |  |  | No |  | No | [20 empty] | D:5'' H:3/4'' Round |  |  |  |  | 120 | Clear Gold |  |  | Hardwired | 0 | 0 | 0 | 1 | 1 | 0 | 0 | 0 | 0 | 0 | 0 | 785652068430 | 19 | 13.5 | 13.5 | 9.8 | 2.004 | 175 | Yes | [9 empty] | cETL Damp | MOFFET ST 3L LED FOYER-848 | Small Three Light Hall / Foyer |  | 5134503EN-848.png | 5134503EN.jpg
5134503EN-872 | Small Three Light Hall / Foyer | The Moffet Street Collection offers a distinctive take on a rustic theme. Built in broad steel frames with hand-applied finish that mimics natural wood. This combination of rustic and urban fits comfortably in a wide variety of environments. The sharp, squared lines of the frame complement a wide variety of settings. The collection includes eight-light foyer, four-light foyer, one- light wall sconce, and a six-light island fixture. The Moffet Street Collection is available in three beautiful finishes Washed Pine, Brushed Nickel and Satin Bronze All fixtures are California Title 24 compliant and damp rated for use in sheltered, damp environments. | LINE VOLTAGE PENDANT | Moffet Street | Pendants | Washed Pine / Chrome | 872 / 05 | Steel |  |  |  |  | 3 Candelabra Torpedo 3.4w |  | 3 | Yes | [14 empty] | 0 | [12 empty] | 119.98 | 239.96 | 359.94 | L:10 1/2'' W:10 1/2'' H:15'' O:61'' | 8.2 |  | 10.5 | 10.5 | 15 | Center Lock-Up |  |  | 61 |  |  |  | No |  | No | [20 empty] | D:5'' H:3/4'' Round |  |  |  |  | 120 | Clear Silver |  |  | Hardwired | 0 | 0 | 0 | 1 | 1 | 0 | 0 | 0 | 0 | 0 | 0 | 785652060533 | 13.75 | 13.5 | 19 | 9.8 | 2.041 | 175 | Yes | [9 empty] | cETL Damp | MOFFET ST 3L LED FOYER-872 | Small Three Light Hall / Foyer |  | 5134503EN-872.png | 5134503EN.jpg
5134503EN-962 | Small Three Light Hall / Foyer | The Moffet Street Collection offers a distinctive take on a rustic theme. Built in broad steel frames with hand-applied finish that mimics natural wood. This combination of rustic and urban fits comfortably in a wide variety of environments. The sharp, squared lines of the frame complement a wide variety of settings. The collection includes eight-light foyer, four-light foyer, one- light wall sconce, and a six-light island fixture. The Moffet Street Collection is available in three beautiful finishes Washed Pine, Brushed Nickel and Satin Bronze All fixtures are California Title 24 compliant and damp rated for use in sheltered, damp environments. | LINE VOLTAGE PENDANT | Moffet Street | Pendants | Brushed Nickel | 962 | Steel |  |  |  |  | 3 Candelabra Torpedo 3.5w |  | 3 | Yes | [14 empty] | 0 | [12 empty] | 140.48 | 280.96 | 421.44 | L:10 1/2'' W:10 1/2'' H:15'' O:61'' | 8.2 |  | 10.5 | 10.5 | 15 | Center Lock-Up |  |  | 61 |  |  |  | No |  | No | [20 empty] | D:5'' H:3/4'' Round |  |  |  |  | 120 | Clear Silver |  |  | Hardwired | 0 | 0 | 0 | 1 | 1 | 0 | 0 | 0 | 0 | 0 | 0 | 785652068447 | 19 | 13.5 | 13.5 | 9.8 | 2.004 | 175 | Yes | [9 empty] | cETL Damp | MOFFET ST 3L LED FOYER-962 | Small Three Light Hall / Foyer |  | 5134503EN-962.png | 5134503EN.jpg
5134504-710 | Medium Four Light Hall / Foyer | The Moffet Street Collection offers a distinctive take on a rustic theme. Built in broad steel frames with hand-applied finish that mimics natural wood. This combination of rustic and urban fits comfortably in a wide variety of environments. The sharp, squared lines of the frame complement a wide variety of settings. The collection includes eight-light foyer, four-light foyer, one- light wall sconce, and a six-light island fixture. The Moffet Street Collection is available in three beautiful finishes Washed Pine, Brushed Nickel and Satin Bronze All fixtures are California Title 24 compliant and damp rated for use in sheltered, damp environments. | LINE VOLTAGE PENDANT | Moffet Street | Pendants | Burnt Sienna | 710 | Steel |  |  |  |  | 4 Candelabra Torpedo 60w |  | 4 | No | [14 empty] | 0 | [12 empty] | 164.45 | 328.9 | 493.35 | L:15 1/2'' W:15 1/2'' H:23 1/8'' O:69'' | 12 |  | 15.5 | 15.5 | 23.125 | Center Lock-Up |  |  | 69 |  |  |  | No |  | No | [20 empty] | D:5'' H:3/4'' Round |  |  |  |  | 120 | Brown |  |  | Hardwired | 0 | 0 | 0 | 0 | 1 | 0 | 0 | 1 | 0 | 0 | 0 | 785652078156 | 28 | 18.5 | 18.5 | 14.8 | 5.546 | 250 | Yes | [9 empty] | cETL Damp | MOFFET ST 4L FOYER-710 | Medium Four Light Hall / Foyer |  | 5134504-710.jpg | 5134504.jpg
5134504-848 | Medium Four Light Hall / Foyer | The Moffet Street Collection offers a distinctive take on a rustic theme. Built in broad steel frames with hand-applied finish that mimics natural wood. This combination of rustic and urban fits comfortably in a wide variety of environments. The sharp, squared lines of the frame complement a wide variety of settings. The collection includes eight-light foyer, four-light foyer, one- light wall sconce, and a six-light island fixture. The Moffet Street Collection is available in three beautiful finishes Washed Pine, Brushed Nickel and Satin Bronze All fixtures are California Title 24 compliant and damp rated for use in sheltered, damp environments. | LINE VOLTAGE PENDANT | Moffet Street | Pendants | Satin Bronze | 848 | Steel |  |  |  |  | 4 Candelabra Torpedo 60w |  | 4 | No | [14 empty] | 0 | [12 empty] | 169.98 | 339.96 | 509.94 | L:15 1/2'' W:15 1/2'' H:23 1/8'' O:69'' | 12 |  | 15.5 | 15.5 | 23.125 | Center Lock-Up |  |  | 69 |  |  |  | No |  | No | [20 empty] | D:5'' H:3/4'' Round |  |  |  |  | 120 | Clear Gold |  |  | Hardwired | 0 | 0 | 0 | 0 | 1 | 0 | 0 | 1 | 0 | 0 | 0 | 785652067679 | 28 | 18.5 | 18.5 | 14.8 | 5.546 | 250 | Yes | [9 empty] | cETL Damp | MOFFET ST 4L FOYER-848 | Medium Four Light Hall / Foyer |  | 5134504-848.png | 5134504.jpg
5134504-872 | Medium Four Light Hall / Foyer | The Moffet Street Collection offers a distinctive take on a rustic theme. Built in broad steel frames with hand-applied finish that mimics natural wood. This combination of rustic and urban fits comfortably in a wide variety of environments. The sharp, squared lines of the frame complement a wide variety of settings. The collection includes eight-light foyer, four-light foyer, one- light wall sconce, and a six-light island fixture. The Moffet Street Collection is available in three beautiful finishes Washed Pine, Brushed Nickel and Satin Bronze All fixtures are California Title 24 compliant and damp rated for use in sheltered, damp environments. | LINE VOLTAGE PENDANT | Moffet Street | Pendants | Washed Pine / Chrome | 872 / 05 | Steel |  |  |  |  | 4 Candelabra Torpedo 60w |  | 4 | No | [14 empty] | 0 | [12 empty] | 149.98 | 299.96 | 449.94 | L:15 1/2'' W:15 1/2'' H:23 1/8'' O:69'' | 12 |  | 15.5 | 15.5 | 23.125 | Center Lock-Up |  |  | 69 |  |  |  | No |  | No | [20 empty] | D:5'' H:3/4'' Round |  |  |  |  | 120 | Clear Silver |  |  | Hardwired | 0 | 0 | 0 | 0 | 1 | 0 | 0 | 1 | 0 | 0 | 0 | 785652059995 | 28 | 18.75 | 18.25 | 13.9 | 5.545 | 250 | Yes | [9 empty] | cETL Damp | MOFFET ST 4L FOYER-872 | Medium Four Light Hall / Foyer |  | 5134504-872.png | 5134504.jpg
5134504-962 | Medium Four Light Hall / Foyer | The Moffet Street Collection offers a distinctive take on a rustic theme. Built in broad steel frames with hand-applied finish that mimics natural wood. This combination of rustic and urban fits comfortably in a wide variety of environments. The sharp, squared lines of the frame complement a wide variety of settings. The collection includes eight-light foyer, four-light foyer, one- light wall sconce, and a six-light island fixture. The Moffet Street Collection is available in three beautiful finishes Washed Pine, Brushed Nickel and Satin Bronze All fixtures are California Title 24 compliant and damp rated for use in sheltered, damp environments. | LINE VOLTAGE PENDANT | Moffet Street | Pendants | Brushed Nickel | 962 | Steel |  |  |  |  | 4 Candelabra Torpedo 60w |  | 4 | No | [14 empty] | 0 | [12 empty] | 169.98 | 339.96 | 509.94 | L:15 1/2'' W:15 1/2'' H:23 1/8'' O:69'' | 12 |  | 15.5 | 15.5 | 23.125 | Center Lock-Up |  |  | 69 |  |  |  | No |  | No | [20 empty] | D:5'' H:3/4'' Round |  |  |  |  | 120 | Clear Silver |  |  | Hardwired | 0 | 0 | 0 | 0 | 1 | 0 | 0 | 1 | 0 | 0 | 0 | 785652067686 | 28 | 18.5 | 18.5 | 14.9 | 5.546 | 250 | Yes | [9 empty] | cETL Damp | MOFFET ST 4L FOYER-962 | Medium Four Light Hall / Foyer |  | 5134504-962.jpg | 5134504.jpg
5134504EN-710 | Medium Four Light Hall / Foyer | The Moffet Street Collection offers a distinctive take on a rustic theme. Built in broad steel frames with hand-applied finish that mimics natural wood. This combination of rustic and urban fits comfortably in a wide variety of environments. The sharp, squared lines of the frame complement a wide variety of settings. The collection includes eight-light foyer, four-light foyer, one- light wall sconce, and a six-light island fixture. The Moffet Street Collection is available in three beautiful finishes Washed Pine, Brushed Nickel and Satin Bronze All fixtures are California Title 24 compliant and damp rated for use in sheltered, damp environments. | LINE VOLTAGE PENDANT | Moffet Street | Pendants | Burnt Sienna | 710 | Steel |  |  |  |  | 4 Candelabra Torpedo 3.5w |  | 4 | Yes | [14 empty] | 0 | [12 empty] | 193.95 | 387.9 | 581.85 | L:15 1/2'' W:15 1/2'' H:23 1/8'' O:69'' | 12 |  | 15.5 | 15.5 | 23.125 | Center Lock-Up |  |  | 69 |  |  |  | No |  | No | [20 empty] | D:5'' H:3/4'' Round |  |  |  |  | 120 | Clear Gold |  |  | Hardwired | 0 | 0 | 0 | 1 | 1 | 0 | 0 | 0 | 0 | 0 | 0 | 785652082337 | 28 | 18.5 | 18.5 | 14.8 | 5.546 | 250 | Yes | [9 empty] | cETL Damp | MOFFET ST 4L LED FOYER-710 | Medium Four Light Hall / Foyer |  | 5134504EN-710.jpg | 5134504EN.jpg
5134504EN-848 | Medium Four Light Hall / Foyer | The Moffet Street Collection offers a distinctive take on a rustic theme. Built in broad steel frames with hand-applied finish that mimics natural wood. This combination of rustic and urban fits comfortably in a wide variety of environments. The sharp, squared lines of the frame complement a wide variety of settings. The collection includes eight-light foyer, four-light foyer, one- light wall sconce, and a six-light island fixture. The Moffet Street Collection is available in three beautiful finishes Washed Pine, Brushed Nickel and Satin Bronze All fixtures are California Title 24 compliant and damp rated for use in sheltered, damp environments. | LINE VOLTAGE PENDANT | Moffet Street | Pendants | Satin Bronze | 848 | Steel |  |  |  |  | 4 Candelabra Torpedo 3.5w |  | 4 | Yes | [14 empty] | 0 | [12 empty] | 199.98 | 399.96 | 599.94 | L:15 1/2'' W:15 1/2'' H:23 1/8'' O:69'' | 12 |  | 15.5 | 15.5 | 23.125 | Center Lock-Up |  |  | 69 |  |  |  | No |  | No | [20 empty] | D:5'' H:3/4'' Round |  |  |  |  | 120 | Clear Gold |  |  | Hardwired | 0 | 0 | 0 | 1 | 1 | 0 | 0 | 0 | 0 | 0 | 0 | 785652068454 | 28 | 18.5 | 18.5 | 14.8 | 5.546 | 250 | Yes | [9 empty] | cETL Damp | MOFFET ST 4L LED FOYER-848 | Medium Four Light Hall / Foyer |  | 5134504EN-848.png | 5134504EN.jpg
5134504EN-872 | Medium Four Light Hall / Foyer | The Moffet Street Collection offers a distinctive take on a rustic theme. Built in broad steel frames with hand-applied finish that mimics natural wood. This combination of rustic and urban fits comfortably in a wide variety of environments. The sharp, squared lines of the frame complement a wide variety of settings. The collection includes eight-light foyer, four-light foyer, one- light wall sconce, and a six-light island fixture. The Moffet Street Collection is available in three beautiful finishes Washed Pine, Brushed Nickel and Satin Bronze All fixtures are California Title 24 compliant and damp rated for use in sheltered, damp environments. | LINE VOLTAGE PENDANT | Moffet Street | Pendants | Washed Pine / Chrome | 872 / 05 | Steel |  |  |  |  | 4 Candelabra Torpedo 3.4w |  | 4 | Yes | [14 empty] | 0 | [12 empty] | 174.98 | 349.96 | 524.94 | L:15 1/2'' W:15 1/2'' H:23 1/8'' O:69'' | 12 |  | 15.5 | 15.5 | 23.125 | Center Lock-Up |  |  | 69 |  |  |  | No |  | No | [20 empty] | D:5'' H:3/4'' Round |  |  |  |  | 120 | Clear Silver |  |  | Hardwired | 0 | 0 | 0 | 1 | 1 | 0 | 0 | 0 | 0 | 0 | 0 | 785652060540 | 28 | 18.75 | 18.25 | 13.9 | 5.545 | 250 | Yes | [9 empty] | cETL Damp | MOFFET ST 4L LED FOYER-872 | Medium Four Light Hall / Foyer |  | 5134504EN-872.png | 5134504EN.jpg
5134504EN-962 | Medium Four Light Hall / Foyer | The Moffet Street Collection offers a distinctive take on a rustic theme. Built in broad steel frames with hand-applied finish that mimics natural wood. This combination of rustic and urban fits comfortably in a wide variety of environments. The sharp, squared lines of the frame complement a wide variety of settings. The collection includes eight-light foyer, four-light foyer, one- light wall sconce, and a six-light island fixture. The Moffet Street Collection is available in three beautiful finishes Washed Pine, Brushed Nickel and Satin Bronze All fixtures are California Title 24 compliant and damp rated for use in sheltered, damp environments. | LINE VOLTAGE PENDANT | Moffet Street | Pendants | Brushed Nickel | 962 | Steel |  |  |  |  | 4 Candelabra Torpedo 3.5w |  | 4 | Yes | [14 empty] | 0 | [12 empty] | 199.98 | 399.96 | 599.94 | L:15 1/2'' W:15 1/2'' H:23 1/8'' O:69'' | 12 |  | 15.5 | 15.5 | 23.125 | Center Lock-Up |  |  | 69 |  |  |  | No |  | No | [20 empty] | D:5'' H:3/4'' Round |  |  |  |  | 120 | Clear Silver |  |  | Hardwired | 0 | 0 | 0 | 1 | 1 | 0 | 0 | 0 | 0 | 0 | 0 | 785652068461 | 28 | 18.5 | 18.5 | 14.9 | 5.546 | 250 | Yes | [9 empty] | cETL Damp | MOFFET ST 4L LED FOYER-962 | Medium Four Light Hall / Foyer |  | 5134504EN-962.png | 5134504EN.jpg
5134508-710 | Large Eight Light Hall / Foyer | The Moffet Street Collection offers a distinctive take on a rustic theme. Built in broad steel frames with hand-applied finish that mimics natural wood. This combination of rustic and urban fits comfortably in a wide variety of environments. The sharp, squared lines of the frame complement a wide variety of settings. The collection includes eight-light foyer, four-light foyer, one- light wall sconce, and a six-light island fixture. The Moffet Street Collection is available in three beautiful finishes Washed Pine, Brushed Nickel and Satin Bronze All fixtures are California Title 24 compliant and damp rated for use in sheltered, damp environments. | LINE VOLTAGE PENDANT | Moffet Street | Pendants | Burnt Sienna | 710 | Steel |  |  |  |  | 8 Candelabra Torpedo 60w |  | 8 | No | [14 empty] | 0 | [12 empty] | 258.95 | 517.9 | 776.85 | L:19'' W:19'' H:31 1/8'' O:77'' | 15.9 |  | 19 | 19 | 31.125 | Center Lock-Up |  |  | 77 |  |  |  | No |  | No | [20 empty] | D:5'' H:3/4'' Round |  |  |  |  | 120 | Brown |  |  | Hardwired | 0 | 0 | 0 | 0 | 1 | 0 | 0 | 1 | 0 | 0 | 0 | 785652078163 | 35.125 | 22.25 | 22.25 | 20 | 10.063 | 250 | Yes | [9 empty] | cETL Damp | MOFFET ST 8L FOYER-710 | Large Eight Light Hall / Foyer |  | 5134508-710.jpg | 5134508.jpg
5134508-848 | Large Eight Light Hall / Foyer | The Moffet Street Collection offers a distinctive take on a rustic theme. Built in broad steel frames with hand-applied finish that mimics natural wood. This combination of rustic and urban fits comfortably in a wide variety of environments. The sharp, squared lines of the frame complement a wide variety of settings. The collection includes eight-light foyer, four-light foyer, one- light wall sconce, and a six-light island fixture. The Moffet Street Collection is available in three beautiful finishes Washed Pine, Brushed Nickel and Satin Bronze All fixtures are California Title 24 compliant and damp rated for use in sheltered, damp environments. | LINE VOLTAGE PENDANT | Moffet Street | Pendants | Satin Bronze | 848 | Steel |  |  |  |  | 8 Candelabra Torpedo 60w |  | 8 | No | [14 empty] | 0 | [12 empty] | 269.98 | 539.96 | 809.94 | L:19'' W:19'' H:31 1/8'' O:77'' | 15.9 |  | 19 | 19 | 31.125 | Center Lock-Up |  |  | 77 |  |  |  | No |  | No | [20 empty] | D:5'' H:3/4'' Round |  |  |  |  | 120 | Clear Gold |  |  | Hardwired | 0 | 0 | 0 | 0 | 1 | 0 | 0 | 1 | 0 | 0 | 0 | 785652067693 | 35.125 | 22.25 | 22.25 | 20 | 10.063 | 250 | Yes | [9 empty] | cETL Damp | MOFFET ST 8L FOYER-848 | Large Eight Light Hall / Foyer |  | 5134508-848.png | 5134508.jpg
5134508-872 | Large Eight Light Hall / Foyer | The Moffet Street Collection offers a distinctive take on a rustic theme. Built in broad steel frames with hand-applied finish that mimics natural wood. This combination of rustic and urban fits comfortably in a wide variety of environments. The sharp, squared lines of the frame complement a wide variety of settings. The collection includes eight-light foyer, four-light foyer, one- light wall sconce, and a six-light island fixture. The Moffet Street Collection is available in three beautiful finishes Washed Pine, Brushed Nickel and Satin Bronze All fixtures are California Title 24 compliant and damp rated for use in sheltered, damp environments. | LINE VOLTAGE PENDANT | Moffet Street | Pendants | Washed Pine / Chrome | 872 / 05 | Steel |  |  |  |  | 8 Candelabra Torpedo 60w |  | 8 | No | [14 empty] | 0 | [12 empty] | 224.98 | 449.96 | 674.94 | L:19'' W:19'' H:31 1/8'' O:77'' | 15.9 |  | 19 | 19 | 31.125 | Center Lock-Up |  |  | 77 |  |  |  | No |  | No | [20 empty] | D:5'' H:3/4'' Round |  |  |  |  | 120 | Clear Silver |  |  | Hardwired | 0 | 0 | 0 | 0 | 1 | 0 | 0 | 1 | 0 | 0 | 0 | 785652060007 | 34.75 | 22.75 | 22.25 | 19.5 | 10.179 | 300 | Yes | [9 empty] | cETL Damp | MOFFET ST 8L FOYER-872 | Large Eight Light Hall / Foyer |  | 5134508-872.png | 5134508.jpg
5134508-962 | Large Eight Light Hall / Foyer | The Moffet Street Collection offers a distinctive take on a rustic theme. Built in broad steel frames with hand-applied finish that mimics natural wood. This combination of rustic and urban fits comfortably in a wide variety of environments. The sharp, squared lines of the frame complement a wide variety of settings. The collection includes eight-light foyer, four-light foyer, one- light wall sconce, and a six-light island fixture. The Moffet Street Collection is available in three beautiful finishes Washed Pine, Brushed Nickel and Satin Bronze All fixtures are California Title 24 compliant and damp rated for use in sheltered, damp environments. | LINE VOLTAGE PENDANT | Moffet Street | Pendants | Brushed Nickel | 962 | Steel |  |  |  |  | 8 Candelabra Torpedo 60w |  | 8 | No | [14 empty] | 0 | [12 empty] | 269.98 | 539.96 | 809.94 | L:19'' W:19'' H:31 1/8'' O:77'' | 15.9 |  | 19 | 19 | 31.125 | Center Lock-Up |  |  | 77 |  |  |  | No |  | No | [20 empty] | D:5'' H:3/4'' Round |  |  |  |  | 120 | Clear Silver |  |  | Hardwired | 0 | 0 | 0 | 0 | 1 | 0 | 0 | 1 | 0 | 0 | 0 | 785652067709 | 35.25 | 22.25 | 22.25 | 19.8 | 10.099 | 250 | Yes | [9 empty] | cETL Damp | MOFFET ST 8L FOYER-962 | Large Eight Light Hall / Foyer |  | 5134508-962.png | 5134508.jpg
5134508EN-710 | Large Eight Light Hall / Foyer | The Moffet Street Collection offers a distinctive take on a rustic theme. Built in broad steel frames with hand-applied finish that mimics natural wood. This combination of rustic and urban fits comfortably in a wide variety of environments. The sharp, squared lines of the frame complement a wide variety of settings. The collection includes eight-light foyer, four-light foyer, one- light wall sconce, and a six-light island fixture. The Moffet Street Collection is available in three beautiful finishes Washed Pine, Brushed Nickel and Satin Bronze All fixtures are California Title 24 compliant and damp rated for use in sheltered, damp environments. | LINE VOLTAGE PENDANT | Moffet Street | Pendants | Burnt Sienna | 710 | Steel |  |  |  |  | 8 Candelabra Torpedo 3.5w |  | 8 | Yes | [14 empty] | 0 | [12 empty] | 317.95 | 635.9 | 953.85 | L:19'' W:19'' H:31 1/8'' O:77'' | 15.9 |  | 19 | 19 | 31.125 | Center Lock-Up |  |  | 77 |  |  |  | No |  | No | [20 empty] | D:5'' H:3/4'' Round |  |  |  |  | 120 | Brown |  |  | Hardwired | 0 | 0 | 0 | 1 | 1 | 0 | 0 | 0 | 0 | 0 | 0 | 785652082344 | 35.125 | 22 | 22.25 | 20 | 9.95 | 250 | Yes | [9 empty] | cETL Damp | MOFFET ST 8L LED FOYER-710 | Large Eight Light Hall / Foyer |  | 5134508EN-710.jpg | 5134508EN.jpg
5134508EN-848 | Large Eight Light Hall / Foyer | The Moffet Street Collection offers a distinctive take on a rustic theme. Built in broad steel frames with hand-applied finish that mimics natural wood. This combination of rustic and urban fits comfortably in a wide variety of environments. The sharp, squared lines of the frame complement a wide variety of settings. The collection includes eight-light foyer, four-light foyer, one- light wall sconce, and a six-light island fixture. The Moffet Street Collection is available in three beautiful finishes Washed Pine, Brushed Nickel and Satin Bronze All fixtures are California Title 24 compliant and damp rated for use in sheltered, damp environments. | LINE VOLTAGE PENDANT | Moffet Street | Pendants | Satin Bronze | 848 | Steel |  |  |  |  | 8 Candelabra Torpedo 3.5w |  | 8 | Yes | [14 empty] | 0 | [12 empty] | 324.98 | 649.96 | 974.94 | L:19'' W:19'' H:31 1/8'' O:77'' | 15.9 |  | 19 | 19 | 31.125 | Center Lock-Up |  |  | 77 |  |  |  | No |  | No | [20 empty] | D:5'' H:3/4'' Round |  |  |  |  | 120 | Clear Gold |  |  | Hardwired | 0 | 0 | 0 | 1 | 1 | 0 | 0 | 0 | 0 | 0 | 0 | 785652068478 | 35.125 | 22 | 22.25 | 20 | 9.95 | 250 | Yes | [9 empty] | cETL Damp | MOFFET ST 8L LED FOYER-848 | Large Eight Light Hall / Foyer |  | 5134508EN-848.png | 5134508EN.jpg
5134508EN-872 | Large Eight Light Hall / Foyer | The Moffet Street Collection offers a distinctive take on a rustic theme. Built in broad steel frames with hand-applied finish that mimics natural wood. This combination of rustic and urban fits comfortably in a wide variety of environments. The sharp, squared lines of the frame complement a wide variety of settings. The collection includes eight-light foyer, four-light foyer, one- light wall sconce, and a six-light island fixture. The Moffet Street Collection is available in three beautiful finishes Washed Pine, Brushed Nickel and Satin Bronze All fixtures are California Title 24 compliant and damp rated for use in sheltered, damp environments. | LINE VOLTAGE PENDANT | Moffet Street | Pendants | Washed Pine / Chrome | 872 / 05 | Steel |  |  |  |  | 8 Candelabra Torpedo 3.5w |  | 8 | Yes | [14 empty] | 0 | [12 empty] | 274.98 | 549.96 | 824.94 | L:19'' W:19'' H:31 1/8'' O:77'' | 15.9 |  | 19 | 19 | 31.125 | Center Lock-Up |  |  | 77 |  |  |  | No |  | No | [20 empty] | D:5'' H:3/4'' Round |  |  |  |  | 120 | Clear Silver |  |  | Hardwired | 0 | 0 | 0 | 1 | 1 | 0 | 0 | 0 | 0 | 0 | 0 | 785652060557 | 22.5 | 22 | 36 | 22.2 | 10.313 | 250 | Yes | [9 empty] | cETL Damp | MOFFET ST 8L FOYER-872 | Large Eight Light Hall / Foyer |  | 5134508EN-872.png | 5134508EN.jpg
5134508EN-962 | Large Eight Light Hall / Foyer | The Moffet Street Collection offers a distinctive take on a rustic theme. Built in broad steel frames with hand-applied finish that mimics natural wood. This combination of rustic and urban fits comfortably in a wide variety of environments. The sharp, squared lines of the frame complement a wide variety of settings. The collection includes eight-light foyer, four-light foyer, one- light wall sconce, and a six-light island fixture. The Moffet Street Collection is available in three beautiful finishes Washed Pine, Brushed Nickel and Satin Bronze All fixtures are California Title 24 compliant and damp rated for use in sheltered, damp environments. | LINE VOLTAGE PENDANT | Moffet Street | Pendants | Brushed Nickel | 962 | Steel |  |  |  |  | 8 Candelabra Torpedo 3.5w |  | 8 | Yes | [14 empty] | 0 | [12 empty] | 324.98 | 649.96 | 974.94 | L:19'' W:19'' H:31 1/8'' O:77'' | 15.9 |  | 19 | 19 | 31.125 | Center Lock-Up |  |  | 77 |  |  |  | No |  | No | [20 empty] | D:5'' H:3/4'' Round |  |  |  |  | 120 | Clear Silver |  |  | Hardwired | 0 | 0 | 0 | 1 | 1 | 0 | 0 | 0 | 0 | 0 | 0 | 785652068485 | 35.25 | 22.25 | 22.25 | 19.8 | 10.099 | 250 | Yes | [9 empty] | cETL Damp | MOFFET ST 8L LED FOYER-962 | Large Eight Light Hall / Foyer |  | 5134508EN-962.png | 5134508EN.jpg
5134903-05 | Small Three Light Hall / Foyer | The Romee collection is a playful, yet simple spin on the classic lantern. With clean lines and elegant lamping holders makes Romee the perfect addition to any space without taking the spotlight from the décor, but will illuminate with superb class. The full Romee collection is available in three beautiful finishes Brushed Nickel, Chrome and Heirloom Bronze with three and six light options, making it easy to add Romee to any decor. | LINE VOLTAGE PENDANT | Romee | Pendants | Chrome | 5 | Steel |  |  |  |  | 3 Candelabra Torpedo 60w |  | 3 | No | [14 empty] | 0 | [12 empty] | 47.98 | 95.96 | 143.94 | D:12 7/8'' H:18 3/4'' O:62 1/4'' | 4 | 12.875 |  |  | 18.75 | Cap Nuts |  |  | 62.25 |  |  |  | No |  | No | [20 empty] | D:5'' H:7/8'' Round |  |  |  |  | 96 | Clear Silver | 42 |  | Hardwired | 0 | 0 | 0 | 0 | 1 | 0 | 0 | 0 | 1 | 0 | 0 | 785652067730 | 19.25 | 15.25 | 6 | 5.5 | 1.019 | 175 | Yes | [9 empty] | cETL Damp | ROMEE 3L SM FOYER-05 | Small Three Light Hall / Foyer |  | 5134903-05.png | 5134903.jpg
5134903-710 | Small Three Light Hall / Foyer | The Romee collection is a playful, yet simple spin on the classic lantern. With clean lines and elegant lamping holders makes Romee the perfect addition to any space without taking the spotlight from the décor, but will illuminate with superb class. The full Romee collection is available in three beautiful finishes Brushed Nickel, Chrome and Heirloom Bronze with three and six light options, making it easy to add Romee to any decor. | LINE VOLTAGE PENDANT | Romee | Pendants | Burnt Sienna | 710 | Steel |  |  |  |  | 3 Candelabra Torpedo 60w |  | 3 | No | [14 empty] | 0 | [12 empty] | 46.45 | 92.9 | 139.35 | D:12 7/8'' H:18 3/4'' O:62 1/4'' | 4 | 12.875 |  |  | 18.75 | Cap Nuts |  |  | 62.25 |  |  |  | No |  | No | [20 empty] | D:5'' H:7/8'' Round |  |  |  |  | 96 | Brown | 42 |  | Hardwired | 0 | 0 | 0 | 0 | 1 | 0 | 0 | 0 | 1 | 0 | 0 | 785652067754 | 20.25 | 15.75 | 7.5 | 7 | 1.384 | 175 | Yes | [9 empty] | cETL Damp | ROMEE 3L SM FOYER-710 | Small Three Light Hall / Foyer |  | 5134903-710.jpg | 5134903.jpg
5134903-782 | Small Three Light Hall / Foyer | The Romee collection is a playful, yet simple spin on the classic lantern. With clean lines and elegant lamping holders makes Romee the perfect addition to any space without taking the spotlight from the décor, but will illuminate with superb class. The full Romee collection is available in three beautiful finishes Brushed Nickel, Chrome and Heirloom Bronze with three and six light options, making it easy to add Romee to any decor. | LINE VOLTAGE PENDANT | Romee | Pendants | Heirloom Bronze | 782 | Steel |  |  |  |  | 3 Candelabra Torpedo 60w |  | 3 | No | [14 empty] | 0 | [12 empty] | 47.98 | 95.96 | 143.94 | D:12 7/8'' H:18 3/4'' O:62 1/4'' | 4 | 12.875 |  |  | 18.75 | Cap Nuts |  |  | 62.25 |  |  |  | No |  | No | [20 empty] | D:5'' H:7/8'' Round |  |  |  |  | 96 | Brown | 42 |  | Hardwired | 0 | 0 | 0 | 0 | 1 | 0 | 0 | 0 | 1 | 0 | 0 | 785652067761 | 19.25 | 15.25 | 6 | 5.5 | 1.019 | 175 | Yes | [9 empty] | cETL Damp | ROMEE 3L SM FOYER-782 | Small Three Light Hall / Foyer |  | 5134903-782.png | 5134903.jpg
5134903-962 | Small Three Light Hall / Foyer | The Romee collection is a playful, yet simple spin on the classic lantern. With clean lines and elegant lamping holders makes Romee the perfect addition to any space without taking the spotlight from the décor, but will illuminate with superb class. The full Romee collection is available in three beautiful finishes Brushed Nickel, Chrome and Heirloom Bronze with three and six light options, making it easy to add Romee to any decor. | LINE VOLTAGE PENDANT | Romee | Pendants | Brushed Nickel | 962 | Steel |  |  |  |  | 3 Candelabra Torpedo 60w |  | 3 | No | [14 empty] | 0 | [12 empty] | 47.98 | 95.96 | 143.94 | D:12 7/8'' H:18 3/4'' O:62 1/4'' | 4 | 12.875 |  |  | 18.75 | Cap Nuts |  |  | 62.25 |  |  |  | No |  | No | [20 empty] | D:5'' H:7/8'' Round |  |  |  |  | 96 | Clear Silver | 42 |  | Hardwired | 0 | 0 | 0 | 0 | 1 | 0 | 0 | 0 | 1 | 0 | 0 | 785652067785 | 19.25 | 15.25 | 6 | 5.5 | 1.019 | 175 | Yes | [9 empty] | cETL Damp | ROMEE 3L SM FOYER-962 | Small Three Light Hall / Foyer |  | 5134903-962.png | 5134903.jpg
5134903EN-05 | Small Three Light Hall / Foyer | The Romee collection is a playful, yet simple spin on the classic lantern. With clean lines and elegant lamping holders makes Romee the perfect addition to any space without taking the spotlight from the décor, but will illuminate with superb class. The full Romee collection is available in three beautiful finishes Brushed Nickel, Chrome and Heirloom Bronze with three and six light options, making it easy to add Romee to any decor. | LINE VOLTAGE PENDANT | Romee | Pendants | Chrome | 5 | Steel |  |  |  |  | 3 Candelabra Torpedo 3.5w |  | 3 | Yes | [14 empty] | 0 | [12 empty] | 67.48 | 134.96 | 202.44 | D:12 7/8'' H:18 3/4'' O:62 1/4'' | 4 | 12.875 |  |  | 18.75 | Cap Nuts |  |  | 62.25 |  |  |  | No |  | No | [20 empty] | D:5'' H:7/8'' Round |  |  |  |  | 96 | Clear Silver | 42 |  | Hardwired | 0 | 0 | 0 | 1 | 1 | 0 | 0 | 0 | 1 | 0 | 0 | 785652068515 | 19.25 | 15.25 | 6 | 5.5 | 1.019 | 175 | Yes | [9 empty] | cETL Damp | ROMEE 3L LED SM FOYER-05 | Small Three Light Hall / Foyer |  | 5134903EN-05.png | 5134903.jpg
5134903EN-710 | Small Three Light Hall / Foyer | The Romee collection is a playful, yet simple spin on the classic lantern. With clean lines and elegant lamping holders makes Romee the perfect addition to any space without taking the spotlight from the décor, but will illuminate with superb class. The full Romee collection is available in three beautiful finishes Brushed Nickel, Chrome and Heirloom Bronze with three and six light options, making it easy to add Romee to any decor. | LINE VOLTAGE PENDANT | Romee | Pendants | Burnt Sienna | 710 | Steel |  |  |  |  | 3 Candelabra Torpedo 3.5w |  | 3 | Yes | [14 empty] | 0 | [12 empty] | 63.95 | 127.9 | 191.85 | D:12 7/8'' H:18 3/4'' O:62 1/4'' | 4 | 12.875 |  |  | 18.75 | Cap Nuts |  |  | 62.25 |  |  |  | No |  | No | [20 empty] | D:5'' H:7/8'' Round |  |  |  |  | 96 | Brown | 42 |  | Hardwired | 0 | 0 | 0 | 1 | 1 | 0 | 0 | 0 | 1 | 0 | 0 | 785652068539 | 0.1 | 0.1 | 0.1 | 0.1 | 0 | 100 | Yes | [9 empty] | cETL Damp | ROMEE 3L SM FOYER-710 | Small Three Light Hall / Foyer |  | 5134903EN-710.jpg | 5134903EN.jpg
5134903EN-782 | Small Three Light Hall / Foyer | The Romee collection is a playful, yet simple spin on the classic lantern. With clean lines and elegant lamping holders makes Romee the perfect addition to any space without taking the spotlight from the décor, but will illuminate with superb class. The full Romee collection is available in three beautiful finishes Brushed Nickel, Chrome and Heirloom Bronze with three and six light options, making it easy to add Romee to any decor. | LINE VOLTAGE PENDANT | Romee | Pendants | Heirloom Bronze | 782 | Steel |  |  |  |  | 3 Candelabra Torpedo 3.5w |  | 3 | Yes | [14 empty] | 0 | [12 empty] | 67.48 | 134.96 | 202.44 | D:12 7/8'' H:18 3/4'' O:62 1/4'' | 4 | 12.875 |  |  | 18.75 | Cap Nuts |  |  | 62.25 |  |  |  | No |  | No | [20 empty] | D:5'' H:7/8'' Round |  |  |  |  | 96 | Brown | 42 |  | Hardwired | 0 | 0 | 0 | 1 | 1 | 0 | 0 | 0 | 1 | 0 | 0 | 785652068546 | 19.25 | 15.25 | 6 | 5.5 | 1.019 | 175 | Yes | [9 empty] | cETL Damp | ROMEE 3L LED SM FOYER-782 | Small Three Light Hall / Foyer |  | 5134903EN-782.png | 5134903.jpg
5134903EN-962 | Small Three Light Hall / Foyer | The Romee collection is a playful, yet simple spin on the classic lantern. With clean lines and elegant lamping holders makes Romee the perfect addition to any space without taking the spotlight from the décor, but will illuminate with superb class. The full Romee collection is available in three beautiful finishes Brushed Nickel, Chrome and Heirloom Bronze with three and six light options, making it easy to add Romee to any decor. | LINE VOLTAGE PENDANT | Romee | Pendants | Brushed Nickel | 962 | Steel |  |  |  |  | 3 Candelabra Torpedo 3.5w |  | 3 | Yes | [14 empty] | 0 | [12 empty] | 67.48 | 134.96 | 202.44 | D:12 7/8'' H:18 3/4'' O:62 1/4'' | 4 | 12.875 |  |  | 18.75 | Cap Nuts |  |  | 62.25 |  |  |  | No |  | No | [20 empty] | D:5'' H:7/8'' Round |  |  |  |  | 96 | Clear Silver | 42 |  | Hardwired | 0 | 0 | 0 | 1 | 1 | 0 | 0 | 0 | 1 | 0 | 0 | 785652068560 | 19.25 | 15.25 | 6 | 5.5 | 1.019 | 175 | Yes | [9 empty] | cETL Damp | ROMEE 3L LED SM FOYER-962 | Small Three Light Hall / Foyer |  | 5134903EN-962.png | 5134903.jpg
5134906-05 | Medium Six Light Hall / Foyer | The Romee collection is a playful, yet simple spin on the classic lantern. With clean lines and elegant lamping holders makes Romee the perfect addition to any space without taking the spotlight from the décor, but will illuminate with superb class. The full Romee collection is available in three beautiful finishes Brushed Nickel, Chrome and Heirloom Bronze with three and six light options, making it easy to add Romee to any decor. | LINE VOLTAGE PENDANT | Romee | Pendants | Chrome | 5 | Steel |  |  |  |  | 6 Candelabra Torpedo 60w |  | 6 | No | [14 empty] | 0 | [12 empty] | 80.48 | 160.96 | 241.44 | D:15'' H:23 3/8'' O:85'' | 5.8 | 15 |  |  | 23.375 | Cap Nuts |  |  | 85 |  |  |  | No |  | No | [20 empty] | D:5'' H:7/8'' Round |  |  |  |  | 120 | Clear Silver | 60 |  | Hardwired | 0 | 0 | 0 | 0 | 1 | 0 | 0 | 1 | 1 | 0 | 0 | 785652067792 | 24.25 | 17.25 | 6.25 | 7.7 | 1.513 | 175 | Yes | [9 empty] | cETL Damp | ROMEE 6L MD FOYER-05 | Medium Six Light Hall / Foyer |  | 5134906-05.png | 5134906.jpg
5134906-710 | Medium Six Light Hall / Foyer | The Romee collection is a playful, yet simple spin on the classic lantern. With clean lines and elegant lamping holders makes Romee the perfect addition to any space without taking the spotlight from the décor, but will illuminate with superb class. The full Romee collection is available in three beautiful finishes Brushed Nickel, Chrome and Heirloom Bronze with three and six light options, making it easy to add Romee to any decor. | LINE VOLTAGE PENDANT | Romee | Pendants | Burnt Sienna | 710 | Steel |  |  |  |  | 6 Candelabra Torpedo 60w |  | 6 | No | [14 empty] | 0 | [12 empty] | 76.45 | 152.9 | 229.35 | D:15'' H:23 3/8'' O:85'' | 5.8 | 15 |  |  | 23.375 | Cap Nuts |  |  | 85 |  |  |  | No |  | No | [20 empty] | D:5'' H:7/8'' Round |  |  |  |  | 120 | Brown | 60 |  | Hardwired | 0 | 0 | 0 | 0 | 1 | 0 | 0 | 1 | 1 | 0 | 0 | 785652067815 | 24.5 | 17.75 | 6.75 | 7.9 | 1.699 | 175 | Yes | [9 empty] | cETL Damp | ROMEE 6L MD FOYER-710 | Medium Six Light Hall / Foyer |  | 5134906-710.jpg | 5134906.jpg
5134906-782 | Medium Six Light Hall / Foyer | The Romee collection is a playful, yet simple spin on the classic lantern. With clean lines and elegant lamping holders makes Romee the perfect addition to any space without taking the spotlight from the décor, but will illuminate with superb class. The full Romee collection is available in three beautiful finishes Brushed Nickel, Chrome and Heirloom Bronze with three and six light options, making it easy to add Romee to any decor. | LINE VOLTAGE PENDANT | Romee | Pendants | Heirloom Bronze | 782 | Steel |  |  |  |  | 6 Candelabra Torpedo 60w |  | 6 | No | [14 empty] | 0 | [12 empty] | 80.48 | 160.96 | 241.44 | D:15'' H:23 3/8'' O:85'' | 5.8 | 15 |  |  | 23.375 | Cap Nuts |  |  | 85 |  |  |  | No |  | No | [20 empty] | D:5'' H:7/8'' Round |  |  |  |  | 120 | Brown | 60 |  | Hardwired | 0 | 0 | 0 | 0 | 1 | 0 | 0 | 1 | 1 | 0 | 0 | 785652067822 | 24.25 | 17.25 | 6.25 | 7.7 | 1.513 | 175 | Yes | [9 empty] | cETL Damp | ROMEE 6L MD FOYER-782 | Medium Six Light Hall / Foyer |  | 5134906-782.png | 5134906.jpg